3215 | 41P77K | 5633 | 41P77K | Industrial Buildings | Insulated Buildings | Sheet Metal Cladding | 5,001 - 10,000m2 | Eaves Height - 10m | Building Area only; Site strip vegetation; Strip foundations; Column bases; Insulated Concrete GF slab with DPM and Mesh,150 thick up to 10,000m2, 200mm thick over 10,000m2 GIA; Steel Portal frame with bolts and baseplates; Coated galvanised trapezoidal roof sheets with insulation on steel purlins; Roof lights; valley gutters; matching fascia and soffit; Rainwater downpipes and gutters; trapezoidal insulated wall system cladding on cladding rails; External roller shutter doors and personnel doors; Single phase electrics, lighting and power; Gas fuelled hot air burners; Underslab storm drainage from internal downpipes on building area greater than 1,000m2; | Location Adjustment Applicable (See Guidance Notes) - ERC = UK mean of 1.00 | (BEAMS Note 2) The ERC for this item should be added to all other rateable items on the hereditament (except land). Therefore the total of the ERC of the other Building Items and the P&M ERC (where applicable) to enable the correct contract size adjustment to be made. ERC of Building Component + ERC of P&M = Total ERC to which contract size adjustment should be applied. The appropriate % adjustment should be made in accordance with the scale for contract size adjustment specified under section 6 of the RCG 2023 Guidance notes. The currency ERC rates are set at £4m (Four Million Pounds) @ 1st April 2021 (AVD) for the RCG 2023 Publication. | The data consists of a typical Industrial shell. Works include the Industrial shell as described and includes works up to 1m perimeter to the building (1m wide paving slabs & foul/storm drainage), The cost include 2 no. personnel doors and roller shutters are included at 1 door up to 1,000m2 , 2 roller doors over 1,000m2 (GIA), and 4 roller doors over 5,000m2. Costs are for the shell only and do not include for internal rooms such as offices or toilets which should be added for seperately. See Variations for assistance. | - | - | - | - | - | Cavity Wall construction to lower walls should be added by measuring wall area at an E/O rate of £102m2, single block walls are cost neutral. Additional roller shutter doors over and above the beacon specification at should be added at additonal cost of £ 232 each (4 x 4m) . Additional personnel doors over the assumed 2nr. - add £1,077 each. If no heating is present a deduction of £28m2 (GIA) should be made to the beacon cost. Internal offices (in Industrial complexes) should be added by reference to Cost Guide code series 42P04A -42P40V, Internal WC - 42P40W, amenity blocks - showers & toilets (New code TBC) & Canteens (New CodeTBC) | - | - | 10105 | 41R28Y, 41P86Y, 41P39K | m2 | - | 3 - INDUSTRIAL | David Grace | Jim Allen | 332.9026 | Option 1 | 412.734 | 23.98% | 650.9512 | 467.3674 | 40.39% | 13.24% | 467.3674 | 40.39% | Price Book Data | P. Avo | VOA_GPN_GOV_UK\7243572 | 2021-07-12 | Low | - | Low | - | - | Updated indiced etc. 24/03/2021 - Copied to the latest DCS. | NA | SPONS A&B | 1.561 | (BEAMS Note 2) The ERC for this item should be added to all other rateable items on the hereditament (except land). Therefore the total of the ERC of the other Building Items and the P&M ERC (where applicable) to enable the correct contract size adjustment to be made. ERC of Building Component + ERC of P&M = Total ERC to which contract size adjustment should be applied. The appropriate % adjustment should be made in accordance with the scale for contract size adjustment specified under section 6 of the RCG 2021 Guidance notes. The currency ERC rates are set at £4m (Four Million Pounds) @ 1st April 2019 (AVD) for the RCG 2021 Publication. | - | - | 2 | TRUE
3216 | 41P86A | 5437 | 41P86A | Industrial Buildings 2021 | Insulated 3-10m | Sheet metal cladding | 5001m2-10000m2 | Eaves ht - 3.0m | Building Area only; Site strip vegetation; Strip foundations with masonry; Column bases; Insulated Concrete GF slab with DPM and Mesh,150 thick up to 10,000m2, 200mm thick over 10,000m2 GIA; Steel Portal frame with bolts and baseplates; Coated galvanised trapezoidal roof sheets with insulation on steel purlins; Roof lights; valley gutters; matching fascia and soffit; Rainwater downpipes and gutters; trapezoidal insulated wall system cladding on cladding rails; External roller shutter doors and personnel doors; Single phase electrics, lighting and power; Gas fuelled hot air burners; Underslab storm drainage from internal downpipes on building area greater than 500m2; 1m perimeter footpath to perimeter of building. | Location Adjustment Applicable (See Guidance Notes) - ERC = UK mean of 1.00 | (BEAMS Note 2) The ERC for this item should be added to all other rateable items on the hereditament (except land). Therefore the total of the ERC of the other Building Items and the P&M ERC (where applicable) to enable the correct contract size adjustment to be made. ERC of Building Component + ERC of P&M = Total ERC to which contract size adjustment should be applied. The appropriate % adjustment should be made in accordance with the scale for contract size adjustment specified under section 6 of the RCG 2023 Guidance notes. The currency ERC rates are set at £4m (Four Million Pounds) @ 1st April 2021 (AVD) for the RCG 2023 Publication. | Excludes External works; Gas Fuelled hot air heaters included at £21.53m2 GIA; Excludes Foul drainage (to be measured on WC addition); Each additional 50mm of concrete in slab £7.22 per m2 GIA. | - | - | - | The plant and machinery listed in the description has been included in this costing. | - | - | Insulated 3-10m | - | 10095 | 41R28A, 41P86A, 41P38A | M2 | m2 | NA | NA | NA | 314.4507 | Option 1 | 389.8573 | 23.98% | 378 | 271.395 | -13.69% | -30.39% | 0 | -100% | Redirected | NA | VOA_GPN_GOV_UK\7246041 | 2019-08-30 | Low | - | Medium | Risk taken from previous CG | - | - | NA | SPONS A&B | NA | (BEAMS Note 2) The ERC for this item should be added to all other rateable items on the hereditament (except land). Therefore the total of the ERC of the other Building Items and the P&M ERC (where applicable) to enable the correct contract size adjustment to be made. ERC of Building Component + ERC of P&M = Total ERC to which contract size adjustment should be applied. The appropriate % adjustment should be made in accordance with the scale for contract size adjustment specified under section 6 of the RCG 2021 Guidance notes. The currency ERC rates are set at £4m (Four Million Pounds) @ 1st April 2019 (AVD) for the RCG 2021 Publication. | Insulated 3-10m | - | 2 | TRUE
3217 | 41PAA1 | 5265 | 41PAA1 | Industrial Buildings | Insulated Buildings | Sheet Metal Cladding | 0 - 100m2 | Eaves Height - 3m | Building Area only; Site strip vegetation; Strip foundations; Column bases; Insulated Concrete GF slab with DPM and Mesh,150 thick up to 10,000m2, 200mm thick over 10,000m2 GIA; Steel Portal frame with bolts and baseplates; Coated galvanised trapezoidal roof sheets with insulation on steel purlins; Roof lights; valley gutters; matching fascia and soffit; Rainwater downpipes and gutters; trapezoidal insulated wall system cladding on cladding rails; External roller shutter doors and personnel doors; Single phase electrics, lighting and power; Gas fuelled hot air burners; Underslab storm drainage from internal downpipes on building area greater than 1,000m2; | Location Adjustment Applicable (See Guidance Notes) - ERC = UK mean of 1.00 | (BEAMS Note 2) The ERC for this item should be added to all other rateable items on the hereditament (except land). Therefore the total of the ERC of the other Building Items and the P&M ERC (where applicable) to enable the correct contract size adjustment to be made. ERC of Building Component + ERC of P&M = Total ERC to which contract size adjustment should be applied. The appropriate % adjustment should be made in accordance with the scale for contract size adjustment specified under section 6 of the RCG 2023 Guidance notes. The currency ERC rates are set at £4m (Four Million Pounds) @ 1st April 2021 (AVD) for the RCG 2023 Publication. | The data consists of a typical Industrial shell. Works include the Industrial shell as described and includes works up to 1m perimeter to the building (1m wide paving slabs & foul/storm drainage), The cost include 2 no. personnel doors and roller shutters are included at 1 door up to 1,000m2 , 2 roller doors over 1,000m2 (GIA), and 4 roller doors over 5,000m2. Costs are for the shell only and do not include for internal rooms such as offices or toilets which should be added for seperately. See Variations for assistance. | - | - | - | - | - | Cavity Wall construction to lower walls should be added by measuring wall area at an E/O rate of £102m2, single block walls are cost neutral. Additional roller shutter doors over and above the beacon specification at should be added at additonal cost of £ 232 each (4 x 4m) . Additional personnel doors over the assumed 2nr. - add £1,077 each. If no heating is present a deduction of £28m2 (GIA) should be made to the beacon cost. Internal offices (in Industrial complexes) should be added by reference to Cost Guide code series 42P04A -42P40V, Internal WC - 42P40W, amenity blocks - showers & toilets (New code TBC) & Canteens (New CodeTBC) | - | - | 10101 | 41P30A | m2 | - | 3 - INDUSTRIAL | David Grace | Jim Allen | 451.3021 | Option 1 | 559.5262 | 23.98% | 997.9394 | 716.4966 | 58.76% | 28.05% | 716.4966 | 58.76% | Price Book Data | P. Avo | VOA_GPN_GOV_UK\7243572 | 2021-07-07 | Low | - | Low | - | - | Updated indiced etc. 24/03/2021 - Copied to the latest DCS. | NA | SPONS A&B | 1.561 | (BEAMS Note 2) The ERC for this item should be added to all other rateable items on the hereditament (except land). Therefore the total of the ERC of the other Building Items and the P&M ERC (where applicable) to enable the correct contract size adjustment to be made. ERC of Building Component + ERC of P&M = Total ERC to which contract size adjustment should be applied. The appropriate % adjustment should be made in accordance with the scale for contract size adjustment specified under section 6 of the RCG 2021 Guidance notes. The currency ERC rates are set at £4m (Four Million Pounds) @ 1st April 2019 (AVD) for the RCG 2021 Publication. | - | - | 2 | TRUE
3218 | 41PAA2 | 5266 | 41PAA2 | Industrial Buildings | Insulated Buildings | Sheet Metal Cladding | 0 - 100m2 | Eaves Height - 3.5m | Building Area only; Site strip vegetation; Strip foundations; Column bases; Insulated Concrete GF slab with DPM and Mesh,150 thick up to 10,000m2, 200mm thick over 10,000m2 GIA; Steel Portal frame with bolts and baseplates; Coated galvanised trapezoidal roof sheets with insulation on steel purlins; Roof lights; valley gutters; matching fascia and soffit; Rainwater downpipes and gutters; trapezoidal insulated wall system cladding on cladding rails; External roller shutter doors and personnel doors; Single phase electrics, lighting and power; Gas fuelled hot air burners; Underslab storm drainage from internal downpipes on building area greater than 1,000m2; | Location Adjustment Applicable (See Guidance Notes) - ERC = UK mean of 1.00 | (BEAMS Note 2) The ERC for this item should be added to all other rateable items on the hereditament (except land). Therefore the total of the ERC of the other Building Items and the P&M ERC (where applicable) to enable the correct contract size adjustment to be made. ERC of Building Component + ERC of P&M = Total ERC to which contract size adjustment should be applied. The appropriate % adjustment should be made in accordance with the scale for contract size adjustment specified under section 6 of the RCG 2023 Guidance notes. The currency ERC rates are set at £4m (Four Million Pounds) @ 1st April 2021 (AVD) for the RCG 2023 Publication. | The data consists of a typical Industrial shell. Works include the Industrial shell as described and includes works up to 1m perimeter to the building (1m wide paving slabs & foul/storm drainage), The cost include 2 no. personnel doors and roller shutters are included at 1 door up to 1,000m2 , 2 roller doors over 1,000m2 (GIA), and 4 roller doors over 5,000m2. Costs are for the shell only and do not include for internal rooms such as offices or toilets which should be added for seperately. See Variations for assistance. | - | - | - | - | - | Cavity Wall construction to lower walls should be added by measuring wall area at an E/O rate of £102m2, single block walls are cost neutral. Additional roller shutter doors over and above the beacon specification at should be added at additonal cost of £ 232 each (4 x 4m) . Additional personnel doors over the assumed 2nr. - add £1,077 each. If no heating is present a deduction of £28m2 (GIA) should be made to the beacon cost. Internal offices (in Industrial complexes) should be added by reference to Cost Guide code series 42P04A -42P40V, Internal WC - 42P40W, amenity blocks - showers & toilets (New code TBC) & Canteens (New CodeTBC) | - | - | 10101 | 41P30C | m2 | - | 3 - INDUSTRIAL | David Grace | Jim Allen | 466.6787 | Option 1 | 578.5901 | 23.98% | 1019.1012 | 731.6903 | 56.79% | 26.46% | 731.6903 | 56.79% | Price Book Data | P. Avo | VOA_GPN_GOV_UK\7243572 | 2021-07-07 | Low | - | Low | - | - | Updated indiced etc. 24/03/2021 - Copied to the latest DCS. | NA | SPONS A&B | 1.561 | (BEAMS Note 2) The ERC for this item should be added to all other rateable items on the hereditament (except land). Therefore the total of the ERC of the other Building Items and the P&M ERC (where applicable) to enable the correct contract size adjustment to be made. ERC of Building Component + ERC of P&M = Total ERC to which contract size adjustment should be applied. The appropriate % adjustment should be made in accordance with the scale for contract size adjustment specified under section 6 of the RCG 2021 Guidance notes. The currency ERC rates are set at £4m (Four Million Pounds) @ 1st April 2019 (AVD) for the RCG 2021 Publication. | - | - | 2 | TRUE
3219 | 41PAA3 | 5267 | 41PAA3 | Industrial Buildings | Insulated Buildings | Sheet Metal Cladding | 0 - 100m2 | Eaves Height - 4m | Building Area only; Site strip vegetation; Strip foundations; Column bases; Insulated Concrete GF slab with DPM and Mesh,150 thick up to 10,000m2, 200mm thick over 10,000m2 GIA; Steel Portal frame with bolts and baseplates; Coated galvanised trapezoidal roof sheets with insulation on steel purlins; Roof lights; valley gutters; matching fascia and soffit; Rainwater downpipes and gutters; trapezoidal insulated wall system cladding on cladding rails; External roller shutter doors and personnel doors; Single phase electrics, lighting and power; Gas fuelled hot air burners; Underslab storm drainage from internal downpipes on building area greater than 1,000m2; | Location Adjustment Applicable (See Guidance Notes) - ERC = UK mean of 1.00 | (BEAMS Note 2) The ERC for this item should be added to all other rateable items on the hereditament (except land). Therefore the total of the ERC of the other Building Items and the P&M ERC (where applicable) to enable the correct contract size adjustment to be made. ERC of Building Component + ERC of P&M = Total ERC to which contract size adjustment should be applied. The appropriate % adjustment should be made in accordance with the scale for contract size adjustment specified under section 6 of the RCG 2023 Guidance notes. The currency ERC rates are set at £4m (Four Million Pounds) @ 1st April 2021 (AVD) for the RCG 2023 Publication. | The data consists of a typical Industrial shell. Works include the Industrial shell as described and includes works up to 1m perimeter to the building (1m wide paving slabs & foul/storm drainage), The cost include 2 no. personnel doors and roller shutters are included at 1 door up to 1,000m2 , 2 roller doors over 1,000m2 (GIA), and 4 roller doors over 5,000m2. Costs are for the shell only and do not include for internal rooms such as offices or toilets which should be added for seperately. See Variations for assistance. | - | - | - | - | - | Cavity Wall construction to lower walls should be added by measuring wall area at an E/O rate of £102m2, single block walls are cost neutral. Additional roller shutter doors over and above the beacon specification at should be added at additonal cost of £ 232 each (4 x 4m) . Additional personnel doors over the assumed 2nr. - add £1,077 each. If no heating is present a deduction of £28m2 (GIA) should be made to the beacon cost. Internal offices (in Industrial complexes) should be added by reference to Cost Guide code series 42P04A -42P40V, Internal WC - 42P40W, amenity blocks - showers & toilets (New code TBC) & Canteens (New CodeTBC) | - | - | 10101 | 41P30E | m2 | - | 3 - INDUSTRIAL | David Grace | Jim Allen | 485.8994 | Option 1 | 602.42 | 23.98% | 1040.263 | 746.8839 | 53.71% | 23.98% | 746.8839 | 53.71% | Price Book Data | P. Avo | VOA_GPN_GOV_UK\7243572 | 2021-07-07 | Low | - | Low | - | - | Updated indiced etc. 24/03/2021 - Copied to the latest DCS. | NA | SPONS A&B | 1.561 | (BEAMS Note 2) The ERC for this item should be added to all other rateable items on the hereditament (except land). Therefore the total of the ERC of the other Building Items and the P&M ERC (where applicable) to enable the correct contract size adjustment to be made. ERC of Building Component + ERC of P&M = Total ERC to which contract size adjustment should be applied. The appropriate % adjustment should be made in accordance with the scale for contract size adjustment specified under section 6 of the RCG 2021 Guidance notes. The currency ERC rates are set at £4m (Four Million Pounds) @ 1st April 2019 (AVD) for the RCG 2021 Publication. | - | - | 2 | TRUE
3220 | 41PAA4 | 5268 | 41PAA4 | Industrial Buildings | Insulated Buildings | Sheet Metal Cladding | 0 - 100m2 | Eaves Height - 4.5m | Building Area only; Site strip vegetation; Strip foundations; Column bases; Insulated Concrete GF slab with DPM and Mesh,150 thick up to 10,000m2, 200mm thick over 10,000m2 GIA; Steel Portal frame with bolts and baseplates; Coated galvanised trapezoidal roof sheets with insulation on steel purlins; Roof lights; valley gutters; matching fascia and soffit; Rainwater downpipes and gutters; trapezoidal insulated wall system cladding on cladding rails; External roller shutter doors and personnel doors; Single phase electrics, lighting and power; Gas fuelled hot air burners; Underslab storm drainage from internal downpipes on building area greater than 1,000m2; | Location Adjustment Applicable (See Guidance Notes) - ERC = UK mean of 1.00 | (BEAMS Note 2) The ERC for this item should be added to all other rateable items on the hereditament (except land). Therefore the total of the ERC of the other Building Items and the P&M ERC (where applicable) to enable the correct contract size adjustment to be made. ERC of Building Component + ERC of P&M = Total ERC to which contract size adjustment should be applied. The appropriate % adjustment should be made in accordance with the scale for contract size adjustment specified under section 6 of the RCG 2023 Guidance notes. The currency ERC rates are set at £4m (Four Million Pounds) @ 1st April 2021 (AVD) for the RCG 2023 Publication. | The data consists of a typical Industrial shell. Works include the Industrial shell as described and includes works up to 1m perimeter to the building (1m wide paving slabs & foul/storm drainage), The cost include 2 no. personnel doors and roller shutters are included at 1 door up to 1,000m2 , 2 roller doors over 1,000m2 (GIA), and 4 roller doors over 5,000m2. Costs are for the shell only and do not include for internal rooms such as offices or toilets which should be added for seperately. See Variations for assistance. | - | - | - | - | - | Cavity Wall construction to lower walls should be added by measuring wall area at an E/O rate of £102m2, single block walls are cost neutral. Additional roller shutter doors over and above the beacon specification at should be added at additonal cost of £ 232 each (4 x 4m) . Additional personnel doors over the assumed 2nr. - add £1,077 each. If no heating is present a deduction of £28m2 (GIA) should be made to the beacon cost. Internal offices (in Industrial complexes) should be added by reference to Cost Guide code series 42P04A -42P40V, Internal WC - 42P40W, amenity blocks - showers & toilets (New code TBC) & Canteens (New CodeTBC) | - | - | 10101 | 41P30G | m2 | - | 3 - INDUSTRIAL | David Grace | Jim Allen | 495.8941 | Option 1 | 614.8116 | 23.98% | 1061.4248 | 762.0776 | 53.68% | 23.95% | 762.0776 | 53.68% | Price Book Data | P. Avo | VOA_GPN_GOV_UK\7243572 | 2021-07-07 | Low | - | Low | - | - | Updated indiced etc. 24/03/2021 - Copied to the latest DCS. | NA | SPONS A&B | 1.561 | (BEAMS Note 2) The ERC for this item should be added to all other rateable items on the hereditament (except land). Therefore the total of the ERC of the other Building Items and the P&M ERC (where applicable) to enable the correct contract size adjustment to be made. ERC of Building Component + ERC of P&M = Total ERC to which contract size adjustment should be applied. The appropriate % adjustment should be made in accordance with the scale for contract size adjustment specified under section 6 of the RCG 2021 Guidance notes. The currency ERC rates are set at £4m (Four Million Pounds) @ 1st April 2019 (AVD) for the RCG 2021 Publication. | - | - | 2 | TRUE
3221 | 41PAA5 | 5269 | 41PAA5 | Industrial Buildings | Insulated Buildings | Sheet Metal Cladding | 0 - 100m2 | Eaves Height - 5m | Building Area only; Site strip vegetation; Strip foundations; Column bases; Insulated Concrete GF slab with DPM and Mesh,150 thick up to 10,000m2, 200mm thick over 10,000m2 GIA; Steel Portal frame with bolts and baseplates; Coated galvanised trapezoidal roof sheets with insulation on steel purlins; Roof lights; valley gutters; matching fascia and soffit; Rainwater downpipes and gutters; trapezoidal insulated wall system cladding on cladding rails; External roller shutter doors and personnel doors; Single phase electrics, lighting and power; Gas fuelled hot air burners; Underslab storm drainage from internal downpipes on building area greater than 1,000m2; | Location Adjustment Applicable (See Guidance Notes) - ERC = UK mean of 1.00 | (BEAMS Note 2) The ERC for this item should be added to all other rateable items on the hereditament (except land). Therefore the total of the ERC of the other Building Items and the P&M ERC (where applicable) to enable the correct contract size adjustment to be made. ERC of Building Component + ERC of P&M = Total ERC to which contract size adjustment should be applied. The appropriate % adjustment should be made in accordance with the scale for contract size adjustment specified under section 6 of the RCG 2023 Guidance notes. The currency ERC rates are set at £4m (Four Million Pounds) @ 1st April 2021 (AVD) for the RCG 2023 Publication. | The data consists of a typical Industrial shell. Works include the Industrial shell as described and includes works up to 1m perimeter to the building (1m wide paving slabs & foul/storm drainage), The cost include 2 no. personnel doors and roller shutters are included at 1 door up to 1,000m2 , 2 roller doors over 1,000m2 (GIA), and 4 roller doors over 5,000m2. Costs are for the shell only and do not include for internal rooms such as offices or toilets which should be added for seperately. See Variations for assistance. | - | - | - | - | - | Cavity Wall construction to lower walls should be added by measuring wall area at an E/O rate of £102m2, single block walls are cost neutral. Additional roller shutter doors over and above the beacon specification at should be added at additonal cost of £ 232 each (4 x 4m) . Additional personnel doors over the assumed 2nr. - add £1,077 each. If no heating is present a deduction of £28m2 (GIA) should be made to the beacon cost. Internal offices (in Industrial complexes) should be added by reference to Cost Guide code series 42P04A -42P40V, Internal WC - 42P40W, amenity blocks - showers & toilets (New code TBC) & Canteens (New CodeTBC) | - | - | 10101 | 41P30I | m2 | - | 3 - INDUSTRIAL | David Grace | Jim Allen | 510.5019 | Option 1 | 632.9223 | 23.98% | 1082.5866 | 777.2713 | 52.26% | 22.81% | 777.2713 | 52.26% | Price Book Data | P. Avo | VOA_GPN_GOV_UK\7243572 | 2021-07-07 | Low | - | Low | - | - | Updated indiced etc. 24/03/2021 - Copied to the latest DCS. | NA | SPONS A&B | 1.561 | (BEAMS Note 2) The ERC for this item should be added to all other rateable items on the hereditament (except land). Therefore the total of the ERC of the other Building Items and the P&M ERC (where applicable) to enable the correct contract size adjustment to be made. ERC of Building Component + ERC of P&M = Total ERC to which contract size adjustment should be applied. The appropriate % adjustment should be made in accordance with the scale for contract size adjustment specified under section 6 of the RCG 2021 Guidance notes. The currency ERC rates are set at £4m (Four Million Pounds) @ 1st April 2019 (AVD) for the RCG 2021 Publication. | - | - | 2 | TRUE
3222 | 41PAA6 | 5270 | 41PAA6 | Industrial Buildings | Insulated Buildings | Sheet Metal Cladding | 0 - 100m2 | Eaves Height - 5.5m | Building Area only; Site strip vegetation; Strip foundations; Column bases; Insulated Concrete GF slab with DPM and Mesh,150 thick up to 10,000m2, 200mm thick over 10,000m2 GIA; Steel Portal frame with bolts and baseplates; Coated galvanised trapezoidal roof sheets with insulation on steel purlins; Roof lights; valley gutters; matching fascia and soffit; Rainwater downpipes and gutters; trapezoidal insulated wall system cladding on cladding rails; External roller shutter doors and personnel doors; Single phase electrics, lighting and power; Gas fuelled hot air burners; Underslab storm drainage from internal downpipes on building area greater than 1,000m2; | Location Adjustment Applicable (See Guidance Notes) - ERC = UK mean of 1.00 | (BEAMS Note 2) The ERC for this item should be added to all other rateable items on the hereditament (except land). Therefore the total of the ERC of the other Building Items and the P&M ERC (where applicable) to enable the correct contract size adjustment to be made. ERC of Building Component + ERC of P&M = Total ERC to which contract size adjustment should be applied. The appropriate % adjustment should be made in accordance with the scale for contract size adjustment specified under section 6 of the RCG 2023 Guidance notes. The currency ERC rates are set at £4m (Four Million Pounds) @ 1st April 2021 (AVD) for the RCG 2023 Publication. | The data consists of a typical Industrial shell. Works include the Industrial shell as described and includes works up to 1m perimeter to the building (1m wide paving slabs & foul/storm drainage), The cost include 2 no. personnel doors and roller shutters are included at 1 door up to 1,000m2 , 2 roller doors over 1,000m2 (GIA), and 4 roller doors over 5,000m2. Costs are for the shell only and do not include for internal rooms such as offices or toilets which should be added for seperately. See Variations for assistance. | - | - | - | - | - | Cavity Wall construction to lower walls should be added by measuring wall area at an E/O rate of £102m2, single block walls are cost neutral. Additional roller shutter doors over and above the beacon specification at should be added at additonal cost of £ 232 each (4 x 4m) . Additional personnel doors over the assumed 2nr. - add £1,077 each. If no heating is present a deduction of £28m2 (GIA) should be made to the beacon cost. Internal offices (in Industrial complexes) should be added by reference to Cost Guide code series 42P04A -42P40V, Internal WC - 42P40W, amenity blocks - showers & toilets (New code TBC) & Canteens (New CodeTBC) | - | - | 10101 | 41P30K | m2 | - | 3 - INDUSTRIAL | David Grace | Jim Allen | 555.8627 | Option 1 | 689.1609 | 23.98% | 1103.7484 | 792.4649 | 42.56% | 14.99% | 792.4649 | 42.56% | Price Book Data | P. Avo | VOA_GPN_GOV_UK\7243572 | 2021-07-07 | Low | - | Low | - | - | Updated indiced etc. 24/03/2021 - Copied to the latest DCS. | NA | SPONS A&B | 1.561 | (BEAMS Note 2) The ERC for this item should be added to all other rateable items on the hereditament (except land). Therefore the total of the ERC of the other Building Items and the P&M ERC (where applicable) to enable the correct contract size adjustment to be made. ERC of Building Component + ERC of P&M = Total ERC to which contract size adjustment should be applied. The appropriate % adjustment should be made in accordance with the scale for contract size adjustment specified under section 6 of the RCG 2021 Guidance notes. The currency ERC rates are set at £4m (Four Million Pounds) @ 1st April 2019 (AVD) for the RCG 2021 Publication. | - | - | 2 | TRUE
3223 | 41PAA7 | 5271 | 41PAA7 | Industrial Buildings | Insulated Buildings | Sheet Metal Cladding | 0 - 100m2 | Eaves Height - 6m | Building Area only; Site strip vegetation; Strip foundations; Column bases; Insulated Concrete GF slab with DPM and Mesh,150 thick up to 10,000m2, 200mm thick over 10,000m2 GIA; Steel Portal frame with bolts and baseplates; Coated galvanised trapezoidal roof sheets with insulation on steel purlins; Roof lights; valley gutters; matching fascia and soffit; Rainwater downpipes and gutters; trapezoidal insulated wall system cladding on cladding rails; External roller shutter doors and personnel doors; Single phase electrics, lighting and power; Gas fuelled hot air burners; Underslab storm drainage from internal downpipes on building area greater than 1,000m2; | Location Adjustment Applicable (See Guidance Notes) - ERC = UK mean of 1.00 | (BEAMS Note 2) The ERC for this item should be added to all other rateable items on the hereditament (except land). Therefore the total of the ERC of the other Building Items and the P&M ERC (where applicable) to enable the correct contract size adjustment to be made. ERC of Building Component + ERC of P&M = Total ERC to which contract size adjustment should be applied. The appropriate % adjustment should be made in accordance with the scale for contract size adjustment specified under section 6 of the RCG 2023 Guidance notes. The currency ERC rates are set at £4m (Four Million Pounds) @ 1st April 2021 (AVD) for the RCG 2023 Publication. | The data consists of a typical Industrial shell. Works include the Industrial shell as described and includes works up to 1m perimeter to the building (1m wide paving slabs & foul/storm drainage), The cost include 2 no. personnel doors and roller shutters are included at 1 door up to 1,000m2 , 2 roller doors over 1,000m2 (GIA), and 4 roller doors over 5,000m2. Costs are for the shell only and do not include for internal rooms such as offices or toilets which should be added for seperately. See Variations for assistance. | - | - | - | - | - | Cavity Wall construction to lower walls should be added by measuring wall area at an E/O rate of £102m2, single block walls are cost neutral. Additional roller shutter doors over and above the beacon specification at should be added at additonal cost of £ 232 each (4 x 4m) . Additional personnel doors over the assumed 2nr. - add £1,077 each. If no heating is present a deduction of £28m2 (GIA) should be made to the beacon cost. Internal offices (in Industrial complexes) should be added by reference to Cost Guide code series 42P04A -42P40V, Internal WC - 42P40W, amenity blocks - showers & toilets (New code TBC) & Canteens (New CodeTBC) | - | - | 10101 | 41P30M | m2 | - | 3 - INDUSTRIAL | David Grace | Jim Allen | 572.777 | Option 1 | 710.1312 | 23.98% | 1124.9102 | 807.6586 | 41.01% | 13.73% | 807.6586 | 41.01% | Price Book Data | P. Avo | VOA_GPN_GOV_UK\7243572 | 2021-07-07 | Low | - | Low | - | - | Updated indiced etc. 24/03/2021 - Copied to the latest DCS. | NA | SPONS A&B | 1.561 | (BEAMS Note 2) The ERC for this item should be added to all other rateable items on the hereditament (except land). Therefore the total of the ERC of the other Building Items and the P&M ERC (where applicable) to enable the correct contract size adjustment to be made. ERC of Building Component + ERC of P&M = Total ERC to which contract size adjustment should be applied. The appropriate % adjustment should be made in accordance with the scale for contract size adjustment specified under section 6 of the RCG 2021 Guidance notes. The currency ERC rates are set at £4m (Four Million Pounds) @ 1st April 2019 (AVD) for the RCG 2021 Publication. | - | - | 2 | TRUE
3224 | 41PAA8 | 5272 | 41PAA8 | Industrial Buildings | Insulated Buildings | Sheet Metal Cladding | 0 - 100m2 | Eaves Height - 6.5m | Building Area only; Site strip vegetation; Strip foundations; Column bases; Insulated Concrete GF slab with DPM and Mesh,150 thick up to 10,000m2, 200mm thick over 10,000m2 GIA; Steel Portal frame with bolts and baseplates; Coated galvanised trapezoidal roof sheets with insulation on steel purlins; Roof lights; valley gutters; matching fascia and soffit; Rainwater downpipes and gutters; trapezoidal insulated wall system cladding on cladding rails; External roller shutter doors and personnel doors; Single phase electrics, lighting and power; Gas fuelled hot air burners; Underslab storm drainage from internal downpipes on building area greater than 1,000m2; | Location Adjustment Applicable (See Guidance Notes) - ERC = UK mean of 1.00 | (BEAMS Note 2) The ERC for this item should be added to all other rateable items on the hereditament (except land). Therefore the total of the ERC of the other Building Items and the P&M ERC (where applicable) to enable the correct contract size adjustment to be made. ERC of Building Component + ERC of P&M = Total ERC to which contract size adjustment should be applied. The appropriate % adjustment should be made in accordance with the scale for contract size adjustment specified under section 6 of the RCG 2023 Guidance notes. The currency ERC rates are set at £4m (Four Million Pounds) @ 1st April 2021 (AVD) for the RCG 2023 Publication. | The data consists of a typical Industrial shell. Works include the Industrial shell as described and includes works up to 1m perimeter to the building (1m wide paving slabs & foul/storm drainage), The cost include 2 no. personnel doors and roller shutters are included at 1 door up to 1,000m2 , 2 roller doors over 1,000m2 (GIA), and 4 roller doors over 5,000m2. Costs are for the shell only and do not include for internal rooms such as offices or toilets which should be added for seperately. See Variations for assistance. | - | - | - | - | - | Cavity Wall construction to lower walls should be added by measuring wall area at an E/O rate of £102m2, single block walls are cost neutral. Additional roller shutter doors over and above the beacon specification at should be added at additonal cost of £ 232 each (4 x 4m) . Additional personnel doors over the assumed 2nr. - add £1,077 each. If no heating is present a deduction of £28m2 (GIA) should be made to the beacon cost. Internal offices (in Industrial complexes) should be added by reference to Cost Guide code series 42P04A -42P40V, Internal WC - 42P40W, amenity blocks - showers & toilets (New code TBC) & Canteens (New CodeTBC) | - | - | 10101 | 41P30P | m2 | - | 3 - INDUSTRIAL | David Grace | Jim Allen | 588.9224 | Option 1 | 730.1484 | 23.98% | 1146.072 | 822.8523 | 39.72% | 12.7% | 822.8523 | 39.72% | Price Book Data | P. Avo | VOA_GPN_GOV_UK\7243572 | 2021-07-07 | Low | - | Low | - | - | Updated indiced etc. 24/03/2021 - Copied to the latest DCS. | NA | SPONS A&B | 1.561 | (BEAMS Note 2) The ERC for this item should be added to all other rateable items on the hereditament (except land). Therefore the total of the ERC of the other Building Items and the P&M ERC (where applicable) to enable the correct contract size adjustment to be made. ERC of Building Component + ERC of P&M = Total ERC to which contract size adjustment should be applied. The appropriate % adjustment should be made in accordance with the scale for contract size adjustment specified under section 6 of the RCG 2021 Guidance notes. The currency ERC rates are set at £4m (Four Million Pounds) @ 1st April 2019 (AVD) for the RCG 2021 Publication. | - | - | 2 | TRUE
3225 | 41PAA9 | 5273 | 41PAA9 | Industrial Buildings | Insulated Buildings | Sheet Metal Cladding | 0 - 100m2 | Eaves Height - 7m | Building Area only; Site strip vegetation; Strip foundations; Column bases; Insulated Concrete GF slab with DPM and Mesh,150 thick up to 10,000m2, 200mm thick over 10,000m2 GIA; Steel Portal frame with bolts and baseplates; Coated galvanised trapezoidal roof sheets with insulation on steel purlins; Roof lights; valley gutters; matching fascia and soffit; Rainwater downpipes and gutters; trapezoidal insulated wall system cladding on cladding rails; External roller shutter doors and personnel doors; Single phase electrics, lighting and power; Gas fuelled hot air burners; Underslab storm drainage from internal downpipes on building area greater than 1,000m2; | Location Adjustment Applicable (See Guidance Notes) - ERC = UK mean of 1.00 | (BEAMS Note 2) The ERC for this item should be added to all other rateable items on the hereditament (except land). Therefore the total of the ERC of the other Building Items and the P&M ERC (where applicable) to enable the correct contract size adjustment to be made. ERC of Building Component + ERC of P&M = Total ERC to which contract size adjustment should be applied. The appropriate % adjustment should be made in accordance with the scale for contract size adjustment specified under section 6 of the RCG 2023 Guidance notes. The currency ERC rates are set at £4m (Four Million Pounds) @ 1st April 2021 (AVD) for the RCG 2023 Publication. | The data consists of a typical Industrial shell. Works include the Industrial shell as described and includes works up to 1m perimeter to the building (1m wide paving slabs & foul/storm drainage), The cost include 2 no. personnel doors and roller shutters are included at 1 door up to 1,000m2 , 2 roller doors over 1,000m2 (GIA), and 4 roller doors over 5,000m2. Costs are for the shell only and do not include for internal rooms such as offices or toilets which should be added for seperately. See Variations for assistance. | - | - | - | - | - | Cavity Wall construction to lower walls should be added by measuring wall area at an E/O rate of £102m2, single block walls are cost neutral. Additional roller shutter doors over and above the beacon specification at should be added at additonal cost of £ 232 each (4 x 4m) . Additional personnel doors over the assumed 2nr. - add £1,077 each. If no heating is present a deduction of £28m2 (GIA) should be made to the beacon cost. Internal offices (in Industrial complexes) should be added by reference to Cost Guide code series 42P04A -42P40V, Internal WC - 42P40W, amenity blocks - showers & toilets (New code TBC) & Canteens (New CodeTBC) | - | - | 10101 | 41P30R | m2 | - | 3 - INDUSTRIAL | David Grace | Jim Allen | 605.8366 | Option 1 | 751.1187 | 23.98% | 1167.2338 | 838.0459 | 38.33% | 11.57% | 838.0459 | 38.33% | Price Book Data | P. Avo | VOA_GPN_GOV_UK\7243572 | 2021-07-07 | Low | - | Low | - | - | Updated indiced etc. 24/03/2021 - Copied to the latest DCS. | NA | SPONS A&B | 1.561 | (BEAMS Note 2) The ERC for this item should be added to all other rateable items on the hereditament (except land). Therefore the total of the ERC of the other Building Items and the P&M ERC (where applicable) to enable the correct contract size adjustment to be made. ERC of Building Component + ERC of P&M = Total ERC to which contract size adjustment should be applied. The appropriate % adjustment should be made in accordance with the scale for contract size adjustment specified under section 6 of the RCG 2021 Guidance notes. The currency ERC rates are set at £4m (Four Million Pounds) @ 1st April 2019 (AVD) for the RCG 2021 Publication. | - | - | 2 | TRUE
3226 | 41PAB1 | 5275 | 41PAB1 | Industrial Buildings | Insulated Buildings | Sheet Metal Cladding | 0 - 100m2 | Eaves Height - 7.5m | Building Area only; Site strip vegetation; Strip foundations; Column bases; Insulated Concrete GF slab with DPM and Mesh,150 thick up to 10,000m2, 200mm thick over 10,000m2 GIA; Steel Portal frame with bolts and baseplates; Coated galvanised trapezoidal roof sheets with insulation on steel purlins; Roof lights; valley gutters; matching fascia and soffit; Rainwater downpipes and gutters; trapezoidal insulated wall system cladding on cladding rails; External roller shutter doors and personnel doors; Single phase electrics, lighting and power; Gas fuelled hot air burners; Underslab storm drainage from internal downpipes on building area greater than 1,000m2; | Location Adjustment Applicable (See Guidance Notes) - ERC = UK mean of 1.00 | (BEAMS Note 2) The ERC for this item should be added to all other rateable items on the hereditament (except land). Therefore the total of the ERC of the other Building Items and the P&M ERC (where applicable) to enable the correct contract size adjustment to be made. ERC of Building Component + ERC of P&M = Total ERC to which contract size adjustment should be applied. The appropriate % adjustment should be made in accordance with the scale for contract size adjustment specified under section 6 of the RCG 2023 Guidance notes. The currency ERC rates are set at £4m (Four Million Pounds) @ 1st April 2021 (AVD) for the RCG 2023 Publication. | The data consists of a typical Industrial shell. Works include the Industrial shell as described and includes works up to 1m perimeter to the building (1m wide paving slabs & foul/storm drainage), The cost include 2 no. personnel doors and roller shutters are included at 1 door up to 1,000m2 , 2 roller doors over 1,000m2 (GIA), and 4 roller doors over 5,000m2. Costs are for the shell only and do not include for internal rooms such as offices or toilets which should be added for seperately. See Variations for assistance. | - | - | - | - | - | Cavity Wall construction to lower walls should be added by measuring wall area at an E/O rate of £102m2, single block walls are cost neutral. Additional roller shutter doors over and above the beacon specification at should be added at additonal cost of £ 232 each (4 x 4m) . Additional personnel doors over the assumed 2nr. - add £1,077 each. If no heating is present a deduction of £28m2 (GIA) should be made to the beacon cost. Internal offices (in Industrial complexes) should be added by reference to Cost Guide code series 42P04A -42P40V, Internal WC - 42P40W, amenity blocks - showers & toilets (New code TBC) & Canteens (New CodeTBC) | - | - | 10101 | 41P30T | m2 | - | 3 - INDUSTRIAL | David Grace | Jim Allen | 622.7508 | Option 1 | 772.089 | 23.98% | 1188.3956 | 853.2396 | 37.01% | 10.51% | 853.2396 | 37.01% | Price Book Data | P. Avo | VOA_GPN_GOV_UK\7243572 | 2021-07-07 | Low | - | Low | - | - | Updated indiced etc. 24/03/2021 - Copied to the latest DCS. | NA | SPONS A&B | 1.561 | (BEAMS Note 2) The ERC for this item should be added to all other rateable items on the hereditament (except land). Therefore the total of the ERC of the other Building Items and the P&M ERC (where applicable) to enable the correct contract size adjustment to be made. ERC of Building Component + ERC of P&M = Total ERC to which contract size adjustment should be applied. The appropriate % adjustment should be made in accordance with the scale for contract size adjustment specified under section 6 of the RCG 2021 Guidance notes. The currency ERC rates are set at £4m (Four Million Pounds) @ 1st April 2019 (AVD) for the RCG 2021 Publication. | - | - | 2 | TRUE
3227 | 41PAB2 | 5276 | 41PAB2 | Industrial Buildings | Insulated Buildings | Sheet Metal Cladding | 0 - 100m2 | Eaves Height - 8m | Building Area only; Site strip vegetation; Strip foundations; Column bases; Insulated Concrete GF slab with DPM and Mesh,150 thick up to 10,000m2, 200mm thick over 10,000m2 GIA; Steel Portal frame with bolts and baseplates; Coated galvanised trapezoidal roof sheets with insulation on steel purlins; Roof lights; valley gutters; matching fascia and soffit; Rainwater downpipes and gutters; trapezoidal insulated wall system cladding on cladding rails; External roller shutter doors and personnel doors; Single phase electrics, lighting and power; Gas fuelled hot air burners; Underslab storm drainage from internal downpipes on building area greater than 1,000m2; | Location Adjustment Applicable (See Guidance Notes) - ERC = UK mean of 1.00 | (BEAMS Note 2) The ERC for this item should be added to all other rateable items on the hereditament (except land). Therefore the total of the ERC of the other Building Items and the P&M ERC (where applicable) to enable the correct contract size adjustment to be made. ERC of Building Component + ERC of P&M = Total ERC to which contract size adjustment should be applied. The appropriate % adjustment should be made in accordance with the scale for contract size adjustment specified under section 6 of the RCG 2023 Guidance notes. The currency ERC rates are set at £4m (Four Million Pounds) @ 1st April 2021 (AVD) for the RCG 2023 Publication. | The data consists of a typical Industrial shell. Works include the Industrial shell as described and includes works up to 1m perimeter to the building (1m wide paving slabs & foul/storm drainage), The cost include 2 no. personnel doors and roller shutters are included at 1 door up to 1,000m2 , 2 roller doors over 1,000m2 (GIA), and 4 roller doors over 5,000m2. Costs are for the shell only and do not include for internal rooms such as offices or toilets which should be added for seperately. See Variations for assistance. | - | - | - | - | - | Cavity Wall construction to lower walls should be added by measuring wall area at an E/O rate of £102m2, single block walls are cost neutral. Additional roller shutter doors over and above the beacon specification at should be added at additonal cost of £ 232 each (4 x 4m) . Additional personnel doors over the assumed 2nr. - add £1,077 each. If no heating is present a deduction of £28m2 (GIA) should be made to the beacon cost. Internal offices (in Industrial complexes) should be added by reference to Cost Guide code series 42P04A -42P40V, Internal WC - 42P40W, amenity blocks - showers & toilets (New code TBC) & Canteens (New CodeTBC) | - | - | 10101 | 41P31A | m2 | - | 3 - INDUSTRIAL | David Grace | Jim Allen | 689.6388 | Option 1 | 855.0171 | 23.98% | 1209.5574 | 868.4333 | 25.93% | 1.569% | 868.4333 | 25.93% | Price Book Data | P. Avo | VOA_GPN_GOV_UK\7243572 | 2021-07-07 | Low | - | Low | - | - | Updated indiced etc. 24/03/2021 - Copied to the latest DCS. | NA | SPONS A&B | 1.561 | (BEAMS Note 2) The ERC for this item should be added to all other rateable items on the hereditament (except land). Therefore the total of the ERC of the other Building Items and the P&M ERC (where applicable) to enable the correct contract size adjustment to be made. ERC of Building Component + ERC of P&M = Total ERC to which contract size adjustment should be applied. The appropriate % adjustment should be made in accordance with the scale for contract size adjustment specified under section 6 of the RCG 2021 Guidance notes. The currency ERC rates are set at £4m (Four Million Pounds) @ 1st April 2019 (AVD) for the RCG 2021 Publication. | - | - | 2 | TRUE
3228 | 41PAB3 | 5277 | 41PAB3 | Industrial Buildings | Insulated Buildings | Sheet Metal Cladding | 0 - 100m2 | Eaves Height - 8.5m | Building Area only; Site strip vegetation; Strip foundations; Column bases; Insulated Concrete GF slab with DPM and Mesh,150 thick up to 10,000m2, 200mm thick over 10,000m2 GIA; Steel Portal frame with bolts and baseplates; Coated galvanised trapezoidal roof sheets with insulation on steel purlins; Roof lights; valley gutters; matching fascia and soffit; Rainwater downpipes and gutters; trapezoidal insulated wall system cladding on cladding rails; External roller shutter doors and personnel doors; Single phase electrics, lighting and power; Gas fuelled hot air burners; Underslab storm drainage from internal downpipes on building area greater than 1,000m2; | Location Adjustment Applicable (See Guidance Notes) - ERC = UK mean of 1.00 | (BEAMS Note 2) The ERC for this item should be added to all other rateable items on the hereditament (except land). Therefore the total of the ERC of the other Building Items and the P&M ERC (where applicable) to enable the correct contract size adjustment to be made. ERC of Building Component + ERC of P&M = Total ERC to which contract size adjustment should be applied. The appropriate % adjustment should be made in accordance with the scale for contract size adjustment specified under section 6 of the RCG 2023 Guidance notes. The currency ERC rates are set at £4m (Four Million Pounds) @ 1st April 2021 (AVD) for the RCG 2023 Publication. | The data consists of a typical Industrial shell. Works include the Industrial shell as described and includes works up to 1m perimeter to the building (1m wide paving slabs & foul/storm drainage), The cost include 2 no. personnel doors and roller shutters are included at 1 door up to 1,000m2 , 2 roller doors over 1,000m2 (GIA), and 4 roller doors over 5,000m2. Costs are for the shell only and do not include for internal rooms such as offices or toilets which should be added for seperately. See Variations for assistance. | - | - | - | - | - | Cavity Wall construction to lower walls should be added by measuring wall area at an E/O rate of £102m2, single block walls are cost neutral. Additional roller shutter doors over and above the beacon specification at should be added at additonal cost of £ 232 each (4 x 4m) . Additional personnel doors over the assumed 2nr. - add £1,077 each. If no heating is present a deduction of £28m2 (GIA) should be made to the beacon cost. Internal offices (in Industrial complexes) should be added by reference to Cost Guide code series 42P04A -42P40V, Internal WC - 42P40W, amenity blocks - showers & toilets (New code TBC) & Canteens (New CodeTBC) | - | - | 10101 | 41P31C | m2 | - | 3 - INDUSTRIAL | David Grace | Jim Allen | 708.8595 | Option 1 | 878.847 | 23.98% | 1230.7192 | 883.6269 | 24.65% | 0.5439% | 883.6269 | 24.65% | Price Book Data | P. Avo | VOA_GPN_GOV_UK\7243572 | 2021-07-07 | Low | - | Low | - | - | Updated indiced etc. 24/03/2021 - Copied to the latest DCS. | NA | SPONS A&B | 1.561 | (BEAMS Note 2) The ERC for this item should be added to all other rateable items on the hereditament (except land). Therefore the total of the ERC of the other Building Items and the P&M ERC (where applicable) to enable the correct contract size adjustment to be made. ERC of Building Component + ERC of P&M = Total ERC to which contract size adjustment should be applied. The appropriate % adjustment should be made in accordance with the scale for contract size adjustment specified under section 6 of the RCG 2021 Guidance notes. The currency ERC rates are set at £4m (Four Million Pounds) @ 1st April 2019 (AVD) for the RCG 2021 Publication. | - | - | 2 | TRUE
3229 | 41PAB4 | 5278 | 41PAB4 | Industrial Buildings | Insulated Buildings | Sheet Metal Cladding | 0 - 100m2 | Eaves Height - 9m | Building Area only; Site strip vegetation; Strip foundations; Column bases; Insulated Concrete GF slab with DPM and Mesh,150 thick up to 10,000m2, 200mm thick over 10,000m2 GIA; Steel Portal frame with bolts and baseplates; Coated galvanised trapezoidal roof sheets with insulation on steel purlins; Roof lights; valley gutters; matching fascia and soffit; Rainwater downpipes and gutters; trapezoidal insulated wall system cladding on cladding rails; External roller shutter doors and personnel doors; Single phase electrics, lighting and power; Gas fuelled hot air burners; Underslab storm drainage from internal downpipes on building area greater than 1,000m2; | Location Adjustment Applicable (See Guidance Notes) - ERC = UK mean of 1.00 | (BEAMS Note 2) The ERC for this item should be added to all other rateable items on the hereditament (except land). Therefore the total of the ERC of the other Building Items and the P&M ERC (where applicable) to enable the correct contract size adjustment to be made. ERC of Building Component + ERC of P&M = Total ERC to which contract size adjustment should be applied. The appropriate % adjustment should be made in accordance with the scale for contract size adjustment specified under section 6 of the RCG 2023 Guidance notes. The currency ERC rates are set at £4m (Four Million Pounds) @ 1st April 2021 (AVD) for the RCG 2023 Publication. | The data consists of a typical Industrial shell. Works include the Industrial shell as described and includes works up to 1m perimeter to the building (1m wide paving slabs & foul/storm drainage), The cost include 2 no. personnel doors and roller shutters are included at 1 door up to 1,000m2 , 2 roller doors over 1,000m2 (GIA), and 4 roller doors over 5,000m2. Costs are for the shell only and do not include for internal rooms such as offices or toilets which should be added for seperately. See Variations for assistance. | - | - | - | - | - | Cavity Wall construction to lower walls should be added by measuring wall area at an E/O rate of £102m2, single block walls are cost neutral. Additional roller shutter doors over and above the beacon specification at should be added at additonal cost of £ 232 each (4 x 4m) . Additional personnel doors over the assumed 2nr. - add £1,077 each. If no heating is present a deduction of £28m2 (GIA) should be made to the beacon cost. Internal offices (in Industrial complexes) should be added by reference to Cost Guide code series 42P04A -42P40V, Internal WC - 42P40W, amenity blocks - showers & toilets (New code TBC) & Canteens (New CodeTBC) | - | - | 10101 | 41P31E | m2 | - | 3 - INDUSTRIAL | David Grace | Jim Allen | 728.8491 | Option 1 | 903.6301 | 23.98% | 1251.881 | 898.8206 | 23.32% | -0.5322% | 898.8206 | 23.32% | Price Book Data | P. Avo | VOA_GPN_GOV_UK\7243572 | 2021-07-07 | Low | - | Low | - | - | Updated indiced etc. 24/03/2021 - Copied to the latest DCS. | NA | SPONS A&B | 1.561 | (BEAMS Note 2) The ERC for this item should be added to all other rateable items on the hereditament (except land). Therefore the total of the ERC of the other Building Items and the P&M ERC (where applicable) to enable the correct contract size adjustment to be made. ERC of Building Component + ERC of P&M = Total ERC to which contract size adjustment should be applied. The appropriate % adjustment should be made in accordance with the scale for contract size adjustment specified under section 6 of the RCG 2021 Guidance notes. The currency ERC rates are set at £4m (Four Million Pounds) @ 1st April 2019 (AVD) for the RCG 2021 Publication. | - | - | 2 | TRUE
3230 | 41PAB5 | 5279 | 41PAB5 | Industrial Buildings | Insulated Buildings | Sheet Metal Cladding | 0 - 100m2 | Eaves Height - 9.5m | Building Area only; Site strip vegetation; Strip foundations; Column bases; Insulated Concrete GF slab with DPM and Mesh,150 thick up to 10,000m2, 200mm thick over 10,000m2 GIA; Steel Portal frame with bolts and baseplates; Coated galvanised trapezoidal roof sheets with insulation on steel purlins; Roof lights; valley gutters; matching fascia and soffit; Rainwater downpipes and gutters; trapezoidal insulated wall system cladding on cladding rails; External roller shutter doors and personnel doors; Single phase electrics, lighting and power; Gas fuelled hot air burners; Underslab storm drainage from internal downpipes on building area greater than 1,000m2; | Location Adjustment Applicable (See Guidance Notes) - ERC = UK mean of 1.00 | (BEAMS Note 2) The ERC for this item should be added to all other rateable items on the hereditament (except land). Therefore the total of the ERC of the other Building Items and the P&M ERC (where applicable) to enable the correct contract size adjustment to be made. ERC of Building Component + ERC of P&M = Total ERC to which contract size adjustment should be applied. The appropriate % adjustment should be made in accordance with the scale for contract size adjustment specified under section 6 of the RCG 2023 Guidance notes. The currency ERC rates are set at £4m (Four Million Pounds) @ 1st April 2021 (AVD) for the RCG 2023 Publication. | The data consists of a typical Industrial shell. Works include the Industrial shell as described and includes works up to 1m perimeter to the building (1m wide paving slabs & foul/storm drainage), The cost include 2 no. personnel doors and roller shutters are included at 1 door up to 1,000m2 , 2 roller doors over 1,000m2 (GIA), and 4 roller doors over 5,000m2. Costs are for the shell only and do not include for internal rooms such as offices or toilets which should be added for seperately. See Variations for assistance. | - | - | - | - | - | Cavity Wall construction to lower walls should be added by measuring wall area at an E/O rate of £102m2, single block walls are cost neutral. Additional roller shutter doors over and above the beacon specification at should be added at additonal cost of £ 232 each (4 x 4m) . Additional personnel doors over the assumed 2nr. - add £1,077 each. If no heating is present a deduction of £28m2 (GIA) should be made to the beacon cost. Internal offices (in Industrial complexes) should be added by reference to Cost Guide code series 42P04A -42P40V, Internal WC - 42P40W, amenity blocks - showers & toilets (New code TBC) & Canteens (New CodeTBC) | - | - | 10101 | 41P31G | m2 | - | 3 - INDUSTRIAL | David Grace | Jim Allen | 748.0698 | Option 1 | 927.46 | 23.98% | 1273.0428 | 914.0143 | 22.18% | -1.45% | 914.0143 | 22.18% | Price Book Data | P. Avo | VOA_GPN_GOV_UK\7243572 | 2021-07-07 | Low | - | Low | - | - | Updated indiced etc. 24/03/2021 - Copied to the latest DCS. | NA | SPONS A&B | 1.561 | (BEAMS Note 2) The ERC for this item should be added to all other rateable items on the hereditament (except land). Therefore the total of the ERC of the other Building Items and the P&M ERC (where applicable) to enable the correct contract size adjustment to be made. ERC of Building Component + ERC of P&M = Total ERC to which contract size adjustment should be applied. The appropriate % adjustment should be made in accordance with the scale for contract size adjustment specified under section 6 of the RCG 2021 Guidance notes. The currency ERC rates are set at £4m (Four Million Pounds) @ 1st April 2019 (AVD) for the RCG 2021 Publication. | - | - | 2 | TRUE
3231 | 41PAB6 | 5283 | 41PAB6 | Industrial Buildings | Insulated Buildings | Sheet Metal Cladding | 0 - 100m2 | Eaves Height - 10m | Building Area only; Site strip vegetation; Strip foundations; Column bases; Insulated Concrete GF slab with DPM and Mesh,150 thick up to 10,000m2, 200mm thick over 10,000m2 GIA; Steel Portal frame with bolts and baseplates; Coated galvanised trapezoidal roof sheets with insulation on steel purlins; Roof lights; valley gutters; matching fascia and soffit; Rainwater downpipes and gutters; trapezoidal insulated wall system cladding on cladding rails; External roller shutter doors and personnel doors; Single phase electrics, lighting and power; Gas fuelled hot air burners; Underslab storm drainage from internal downpipes on building area greater than 1,000m2; | Location Adjustment Applicable (See Guidance Notes) - ERC = UK mean of 1.00 | (BEAMS Note 2) The ERC for this item should be added to all other rateable items on the hereditament (except land). Therefore the total of the ERC of the other Building Items and the P&M ERC (where applicable) to enable the correct contract size adjustment to be made. ERC of Building Component + ERC of P&M = Total ERC to which contract size adjustment should be applied. The appropriate % adjustment should be made in accordance with the scale for contract size adjustment specified under section 6 of the RCG 2023 Guidance notes. The currency ERC rates are set at £4m (Four Million Pounds) @ 1st April 2021 (AVD) for the RCG 2023 Publication. | The data consists of a typical Industrial shell. Works include the Industrial shell as described and includes works up to 1m perimeter to the building (1m wide paving slabs & foul/storm drainage), The cost include 2 no. personnel doors and roller shutters are included at 1 door up to 1,000m2 , 2 roller doors over 1,000m2 (GIA), and 4 roller doors over 5,000m2. Costs are for the shell only and do not include for internal rooms such as offices or toilets which should be added for seperately. See Variations for assistance. | - | - | - | - | - | Cavity Wall construction to lower walls should be added by measuring wall area at an E/O rate of £102m2, single block walls are cost neutral. Additional roller shutter doors over and above the beacon specification at should be added at additonal cost of £ 232 each (4 x 4m) . Additional personnel doors over the assumed 2nr. - add £1,077 each. If no heating is present a deduction of £28m2 (GIA) should be made to the beacon cost. Internal offices (in Industrial complexes) should be added by reference to Cost Guide code series 42P04A -42P40V, Internal WC - 42P40W, amenity blocks - showers & toilets (New code TBC) & Canteens (New CodeTBC) | - | - | 10101 | 41P31K | m2 | - | 3 - INDUSTRIAL | David Grace | Jim Allen | 767.2905 | Option 1 | 951.2899 | 23.98% | 1294.2046 | 929.2079 | 21.1% | -2.321% | 929.2079 | 21.1% | Price Book Data | P. Avo | VOA_GPN_GOV_UK\7243572 | 2021-07-07 | Low | - | Low | - | - | Updated indiced etc. 24/03/2021 - Copied to the latest DCS. | NA | SPONS A&B | 1.561 | (BEAMS Note 2) The ERC for this item should be added to all other rateable items on the hereditament (except land). Therefore the total of the ERC of the other Building Items and the P&M ERC (where applicable) to enable the correct contract size adjustment to be made. ERC of Building Component + ERC of P&M = Total ERC to which contract size adjustment should be applied. The appropriate % adjustment should be made in accordance with the scale for contract size adjustment specified under section 6 of the RCG 2021 Guidance notes. The currency ERC rates are set at £4m (Four Million Pounds) @ 1st April 2019 (AVD) for the RCG 2021 Publication. | - | - | 2 | TRUE
3232 | 41R26A | 5162 | 41R26A | Industrial Buildings | Insulated Buildings | Sheet Metal Cladding | 1,001 - 5,000m2 | Eaves Height - 3m | Building Area only; Site strip vegetation; Strip foundations; Column bases; Insulated Concrete GF slab with DPM and Mesh,150 thick up to 10,000m2, 200mm thick over 10,000m2 GIA; Steel Portal frame with bolts and baseplates; Coated galvanised trapezoidal roof sheets with insulation on steel purlins; Roof lights; valley gutters; matching fascia and soffit; Rainwater downpipes and gutters; trapezoidal insulated wall system cladding on cladding rails; External roller shutter doors and personnel doors; Single phase electrics, lighting and power; Gas fuelled hot air burners; Underslab storm drainage from internal downpipes on building area greater than 1,000m2; | Location Adjustment Applicable (See Guidance Notes) - ERC = UK mean of 1.00 | (BEAMS Note 2) The ERC for this item should be added to all other rateable items on the hereditament (except land). Therefore the total of the ERC of the other Building Items and the P&M ERC (where applicable) to enable the correct contract size adjustment to be made. ERC of Building Component + ERC of P&M = Total ERC to which contract size adjustment should be applied. The appropriate % adjustment should be made in accordance with the scale for contract size adjustment specified under section 6 of the RCG 2023 Guidance notes. The currency ERC rates are set at £4m (Four Million Pounds) @ 1st April 2021 (AVD) for the RCG 2023 Publication. | The data consists of a typical Industrial shell. Works include the Industrial shell as described and includes works up to 1m perimeter to the building (1m wide paving slabs & foul/storm drainage), The cost include 2 no. personnel doors and roller shutters are included at 1 door up to 1,000m2 , 2 roller doors over 1,000m2 (GIA), and 4 roller doors over 5,000m2. Costs are for the shell only and do not include for internal rooms such as offices or toilets which should be added for seperately. See Variations for assistance. | - | - | - | - | - | Cavity Wall construction to lower walls should be added by measuring wall area at an E/O rate of £102m2, single block walls are cost neutral. Additional roller shutter doors over and above the beacon specification at should be added at additonal cost of £ 232 each (4 x 4m) . Additional personnel doors over the assumed 2nr. - add £1,077 each. If no heating is present a deduction of £28m2 (GIA) should be made to the beacon cost. Internal offices (in Industrial complexes) should be added by reference to Cost Guide code series 42P04A -42P40V, Internal WC - 42P40W, amenity blocks - showers & toilets (New code TBC) & Canteens (New CodeTBC) | - | - | 10094 | 41P84A | m2 | - | 3 - INDUSTRIAL | David Grace | Jim Allen | 293.6923 | Option 1 | 364.121 | 23.98% | 579.9391 | 416.3824 | 41.78% | 14.35% | 416.3824 | 41.78% | Price Book Data | P. Avo | VOA_GPN_GOV_UK\7243572 | 2021-07-12 | Low | - | Low | - | - | Updated indiced etc. 24/03/2021 - Copied to the latest DCS. | NA | SPONS A&B | 1.561 | (BEAMS Note 2) The ERC for this item should be added to all other rateable items on the hereditament (except land). Therefore the total of the ERC of the other Building Items and the P&M ERC (where applicable) to enable the correct contract size adjustment to be made. ERC of Building Component + ERC of P&M = Total ERC to which contract size adjustment should be applied. The appropriate % adjustment should be made in accordance with the scale for contract size adjustment specified under section 6 of the RCG 2021 Guidance notes. The currency ERC rates are set at £4m (Four Million Pounds) @ 1st April 2019 (AVD) for the RCG 2021 Publication. | - | - | 2 | TRUE
3233 | 41R26B | 5163 | 41R26B | Industrial Buildings | Insulated Buildings | Sheet Metal Cladding | 1,001 - 5,000m2 | Eaves Height - 3.5m | Building Area only; Site strip vegetation; Strip foundations; Column bases; Insulated Concrete GF slab with DPM and Mesh,150 thick up to 10,000m2, 200mm thick over 10,000m2 GIA; Steel Portal frame with bolts and baseplates; Coated galvanised trapezoidal roof sheets with insulation on steel purlins; Roof lights; valley gutters; matching fascia and soffit; Rainwater downpipes and gutters; trapezoidal insulated wall system cladding on cladding rails; External roller shutter doors and personnel doors; Single phase electrics, lighting and power; Gas fuelled hot air burners; Underslab storm drainage from internal downpipes on building area greater than 1,000m2; | Location Adjustment Applicable (See Guidance Notes) - ERC = UK mean of 1.00 | (BEAMS Note 2) The ERC for this item should be added to all other rateable items on the hereditament (except land). Therefore the total of the ERC of the other Building Items and the P&M ERC (where applicable) to enable the correct contract size adjustment to be made. ERC of Building Component + ERC of P&M = Total ERC to which contract size adjustment should be applied. The appropriate % adjustment should be made in accordance with the scale for contract size adjustment specified under section 6 of the RCG 2023 Guidance notes. The currency ERC rates are set at £4m (Four Million Pounds) @ 1st April 2021 (AVD) for the RCG 2023 Publication. | The data consists of a typical Industrial shell. Works include the Industrial shell as described and includes works up to 1m perimeter to the building (1m wide paving slabs & foul/storm drainage), The cost include 2 no. personnel doors and roller shutters are included at 1 door up to 1,000m2 , 2 roller doors over 1,000m2 (GIA), and 4 roller doors over 5,000m2. Costs are for the shell only and do not include for internal rooms such as offices or toilets which should be added for seperately. See Variations for assistance. | - | - | - | - | - | Cavity Wall construction to lower walls should be added by measuring wall area at an E/O rate of £102m2, single block walls are cost neutral. Additional roller shutter doors over and above the beacon specification at should be added at additonal cost of £ 232 each (4 x 4m) . Additional personnel doors over the assumed 2nr. - add £1,077 each. If no heating is present a deduction of £28m2 (GIA) should be made to the beacon cost. Internal offices (in Industrial complexes) should be added by reference to Cost Guide code series 42P04A -42P40V, Internal WC - 42P40W, amenity blocks - showers & toilets (New code TBC) & Canteens (New CodeTBC) | - | - | 10094 | 41P84B | m2 | - | 3 - INDUSTRIAL | David Grace | Jim Allen | 296.7677 | Option 1 | 367.9338 | 23.98% | 583.7756 | 419.1369 | 41.23% | 13.92% | 419.1369 | 41.23% | Price Book Data | P. Avo | VOA_GPN_GOV_UK\7243572 | 2021-07-12 | Low | - | Low | - | - | Updated indiced etc. 24/03/2021 - Copied to the latest DCS. | NA | SPONS A&B | 1.561 | (BEAMS Note 2) The ERC for this item should be added to all other rateable items on the hereditament (except land). Therefore the total of the ERC of the other Building Items and the P&M ERC (where applicable) to enable the correct contract size adjustment to be made. ERC of Building Component + ERC of P&M = Total ERC to which contract size adjustment should be applied. The appropriate % adjustment should be made in accordance with the scale for contract size adjustment specified under section 6 of the RCG 2021 Guidance notes. The currency ERC rates are set at £4m (Four Million Pounds) @ 1st April 2019 (AVD) for the RCG 2021 Publication. | - | - | 2 | TRUE
3234 | 41R26C | 5164 | 41R26C | Industrial Buildings | Insulated Buildings | Sheet Metal Cladding | 1,001 - 5,000m2 | Eaves Height - 4m | Building Area only; Site strip vegetation; Strip foundations; Column bases; Insulated Concrete GF slab with DPM and Mesh,150 thick up to 10,000m2, 200mm thick over 10,000m2 GIA; Steel Portal frame with bolts and baseplates; Coated galvanised trapezoidal roof sheets with insulation on steel purlins; Roof lights; valley gutters; matching fascia and soffit; Rainwater downpipes and gutters; trapezoidal insulated wall system cladding on cladding rails; External roller shutter doors and personnel doors; Single phase electrics, lighting and power; Gas fuelled hot air burners; Underslab storm drainage from internal downpipes on building area greater than 1,000m2; | Location Adjustment Applicable (See Guidance Notes) - ERC = UK mean of 1.00 | (BEAMS Note 2) The ERC for this item should be added to all other rateable items on the hereditament (except land). Therefore the total of the ERC of the other Building Items and the P&M ERC (where applicable) to enable the correct contract size adjustment to be made. ERC of Building Component + ERC of P&M = Total ERC to which contract size adjustment should be applied. The appropriate % adjustment should be made in accordance with the scale for contract size adjustment specified under section 6 of the RCG 2023 Guidance notes. The currency ERC rates are set at £4m (Four Million Pounds) @ 1st April 2021 (AVD) for the RCG 2023 Publication. | The data consists of a typical Industrial shell. Works include the Industrial shell as described and includes works up to 1m perimeter to the building (1m wide paving slabs & foul/storm drainage), The cost include 2 no. personnel doors and roller shutters are included at 1 door up to 1,000m2 , 2 roller doors over 1,000m2 (GIA), and 4 roller doors over 5,000m2. Costs are for the shell only and do not include for internal rooms such as offices or toilets which should be added for seperately. See Variations for assistance. | - | - | - | - | - | Cavity Wall construction to lower walls should be added by measuring wall area at an E/O rate of £102m2, single block walls are cost neutral. Additional roller shutter doors over and above the beacon specification at should be added at additonal cost of £ 232 each (4 x 4m) . Additional personnel doors over the assumed 2nr. - add £1,077 each. If no heating is present a deduction of £28m2 (GIA) should be made to the beacon cost. Internal offices (in Industrial complexes) should be added by reference to Cost Guide code series 42P04A -42P40V, Internal WC - 42P40W, amenity blocks - showers & toilets (New code TBC) & Canteens (New CodeTBC) | - | - | 10094 | 41P84C | m2 | - | 3 - INDUSTRIAL | David Grace | Jim Allen | 299.843 | Option 1 | 371.7465 | 23.98% | 587.6121 | 421.8914 | 40.7% | 13.49% | 421.8914 | 40.7% | Price Book Data | P. Avo | VOA_GPN_GOV_UK\7243572 | 2021-07-12 | Low | - | Low | - | - | Updated indiced etc. 24/03/2021 - Copied to the latest DCS. | NA | SPONS A&B | 1.561 | (BEAMS Note 2) The ERC for this item should be added to all other rateable items on the hereditament (except land). Therefore the total of the ERC of the other Building Items and the P&M ERC (where applicable) to enable the correct contract size adjustment to be made. ERC of Building Component + ERC of P&M = Total ERC to which contract size adjustment should be applied. The appropriate % adjustment should be made in accordance with the scale for contract size adjustment specified under section 6 of the RCG 2021 Guidance notes. The currency ERC rates are set at £4m (Four Million Pounds) @ 1st April 2019 (AVD) for the RCG 2021 Publication. | - | - | 2 | TRUE
3235 | 41R26E | 5165 | 41R26E | Industrial Buildings | Insulated Buildings | Sheet Metal Cladding | 1,001 - 5,000m2 | Eaves Height - 4.5m | Building Area only; Site strip vegetation; Strip foundations; Column bases; Insulated Concrete GF slab with DPM and Mesh,150 thick up to 10,000m2, 200mm thick over 10,000m2 GIA; Steel Portal frame with bolts and baseplates; Coated galvanised trapezoidal roof sheets with insulation on steel purlins; Roof lights; valley gutters; matching fascia and soffit; Rainwater downpipes and gutters; trapezoidal insulated wall system cladding on cladding rails; External roller shutter doors and personnel doors; Single phase electrics, lighting and power; Gas fuelled hot air burners; Underslab storm drainage from internal downpipes on building area greater than 1,000m2; | Location Adjustment Applicable (See Guidance Notes) - ERC = UK mean of 1.00 | (BEAMS Note 2) The ERC for this item should be added to all other rateable items on the hereditament (except land). Therefore the total of the ERC of the other Building Items and the P&M ERC (where applicable) to enable the correct contract size adjustment to be made. ERC of Building Component + ERC of P&M = Total ERC to which contract size adjustment should be applied. The appropriate % adjustment should be made in accordance with the scale for contract size adjustment specified under section 6 of the RCG 2023 Guidance notes. The currency ERC rates are set at £4m (Four Million Pounds) @ 1st April 2021 (AVD) for the RCG 2023 Publication. | The data consists of a typical Industrial shell. Works include the Industrial shell as described and includes works up to 1m perimeter to the building (1m wide paving slabs & foul/storm drainage), The cost include 2 no. personnel doors and roller shutters are included at 1 door up to 1,000m2 , 2 roller doors over 1,000m2 (GIA), and 4 roller doors over 5,000m2. Costs are for the shell only and do not include for internal rooms such as offices or toilets which should be added for seperately. See Variations for assistance. | - | - | - | - | - | Cavity Wall construction to lower walls should be added by measuring wall area at an E/O rate of £102m2, single block walls are cost neutral. Additional roller shutter doors over and above the beacon specification at should be added at additonal cost of £ 232 each (4 x 4m) . Additional personnel doors over the assumed 2nr. - add £1,077 each. If no heating is present a deduction of £28m2 (GIA) should be made to the beacon cost. Internal offices (in Industrial complexes) should be added by reference to Cost Guide code series 42P04A -42P40V, Internal WC - 42P40W, amenity blocks - showers & toilets (New code TBC) & Canteens (New CodeTBC) | - | - | 10094 | 41P84E | m2 | - | 3 - INDUSTRIAL | David Grace | Jim Allen | 302.9183 | Option 1 | 375.5593 | 23.98% | 591.4486 | 424.6459 | 40.18% | 13.07% | 424.6459 | 40.18% | Price Book Data | P. Avo | VOA_GPN_GOV_UK\7243572 | 2021-07-12 | Low | - | Low | - | - | Updated indiced etc. 24/03/2021 - Copied to the latest DCS. | NA | SPONS A&B | 1.561 | (BEAMS Note 2) The ERC for this item should be added to all other rateable items on the hereditament (except land). Therefore the total of the ERC of the other Building Items and the P&M ERC (where applicable) to enable the correct contract size adjustment to be made. ERC of Building Component + ERC of P&M = Total ERC to which contract size adjustment should be applied. The appropriate % adjustment should be made in accordance with the scale for contract size adjustment specified under section 6 of the RCG 2021 Guidance notes. The currency ERC rates are set at £4m (Four Million Pounds) @ 1st April 2019 (AVD) for the RCG 2021 Publication. | - | - | 2 | TRUE
3236 | 41R26F | 5166 | 41R26F | Industrial Buildings | Insulated Buildings | Sheet Metal Cladding | 1,001 - 5,000m2 | Eaves Height - 5m | Building Area only; Site strip vegetation; Strip foundations; Column bases; Insulated Concrete GF slab with DPM and Mesh,150 thick up to 10,000m2, 200mm thick over 10,000m2 GIA; Steel Portal frame with bolts and baseplates; Coated galvanised trapezoidal roof sheets with insulation on steel purlins; Roof lights; valley gutters; matching fascia and soffit; Rainwater downpipes and gutters; trapezoidal insulated wall system cladding on cladding rails; External roller shutter doors and personnel doors; Single phase electrics, lighting and power; Gas fuelled hot air burners; Underslab storm drainage from internal downpipes on building area greater than 1,000m2; | Location Adjustment Applicable (See Guidance Notes) - ERC = UK mean of 1.00 | (BEAMS Note 2) The ERC for this item should be added to all other rateable items on the hereditament (except land). Therefore the total of the ERC of the other Building Items and the P&M ERC (where applicable) to enable the correct contract size adjustment to be made. ERC of Building Component + ERC of P&M = Total ERC to which contract size adjustment should be applied. The appropriate % adjustment should be made in accordance with the scale for contract size adjustment specified under section 6 of the RCG 2023 Guidance notes. The currency ERC rates are set at £4m (Four Million Pounds) @ 1st April 2021 (AVD) for the RCG 2023 Publication. | The data consists of a typical Industrial shell. Works include the Industrial shell as described and includes works up to 1m perimeter to the building (1m wide paving slabs & foul/storm drainage), The cost include 2 no. personnel doors and roller shutters are included at 1 door up to 1,000m2 , 2 roller doors over 1,000m2 (GIA), and 4 roller doors over 5,000m2. Costs are for the shell only and do not include for internal rooms such as offices or toilets which should be added for seperately. See Variations for assistance. | - | - | - | - | - | Cavity Wall construction to lower walls should be added by measuring wall area at an E/O rate of £102m2, single block walls are cost neutral. Additional roller shutter doors over and above the beacon specification at should be added at additonal cost of £ 232 each (4 x 4m) . Additional personnel doors over the assumed 2nr. - add £1,077 each. If no heating is present a deduction of £28m2 (GIA) should be made to the beacon cost. Internal offices (in Industrial complexes) should be added by reference to Cost Guide code series 42P04A -42P40V, Internal WC - 42P40W, amenity blocks - showers & toilets (New code TBC) & Canteens (New CodeTBC) | - | - | 10094 | 41P84F | m2 | - | 3 - INDUSTRIAL | David Grace | Jim Allen | 305.2248 | Option 1 | 378.4189 | 23.98% | 595.285 | 427.4004 | 40.03% | 12.94% | 427.4004 | 40.03% | Price Book Data | P. Avo | VOA_GPN_GOV_UK\7243572 | 2021-07-12 | Low | - | Low | - | - | Updated indiced etc. 24/03/2021 - Copied to the latest DCS. | NA | SPONS A&B | 1.561 | (BEAMS Note 2) The ERC for this item should be added to all other rateable items on the hereditament (except land). Therefore the total of the ERC of the other Building Items and the P&M ERC (where applicable) to enable the correct contract size adjustment to be made. ERC of Building Component + ERC of P&M = Total ERC to which contract size adjustment should be applied. The appropriate % adjustment should be made in accordance with the scale for contract size adjustment specified under section 6 of the RCG 2021 Guidance notes. The currency ERC rates are set at £4m (Four Million Pounds) @ 1st April 2019 (AVD) for the RCG 2021 Publication. | - | - | 2 | TRUE
3237 | 41R26G | 5170 | 41R26G | Industrial Buildings | Insulated Buildings | Sheet Metal Cladding | 1,001 - 5,000m2 | Eaves Height - 5.5m | Building Area only; Site strip vegetation; Strip foundations; Column bases; Insulated Concrete GF slab with DPM and Mesh,150 thick up to 10,000m2, 200mm thick over 10,000m2 GIA; Steel Portal frame with bolts and baseplates; Coated galvanised trapezoidal roof sheets with insulation on steel purlins; Roof lights; valley gutters; matching fascia and soffit; Rainwater downpipes and gutters; trapezoidal insulated wall system cladding on cladding rails; External roller shutter doors and personnel doors; Single phase electrics, lighting and power; Gas fuelled hot air burners; Underslab storm drainage from internal downpipes on building area greater than 1,000m2; | Location Adjustment Applicable (See Guidance Notes) - ERC = UK mean of 1.00 | (BEAMS Note 2) The ERC for this item should be added to all other rateable items on the hereditament (except land). Therefore the total of the ERC of the other Building Items and the P&M ERC (where applicable) to enable the correct contract size adjustment to be made. ERC of Building Component + ERC of P&M = Total ERC to which contract size adjustment should be applied. The appropriate % adjustment should be made in accordance with the scale for contract size adjustment specified under section 6 of the RCG 2023 Guidance notes. The currency ERC rates are set at £4m (Four Million Pounds) @ 1st April 2021 (AVD) for the RCG 2023 Publication. | The data consists of a typical Industrial shell. Works include the Industrial shell as described and includes works up to 1m perimeter to the building (1m wide paving slabs & foul/storm drainage), The cost include 2 no. personnel doors and roller shutters are included at 1 door up to 1,000m2 , 2 roller doors over 1,000m2 (GIA), and 4 roller doors over 5,000m2. Costs are for the shell only and do not include for internal rooms such as offices or toilets which should be added for seperately. See Variations for assistance. | - | - | - | - | - | Cavity Wall construction to lower walls should be added by measuring wall area at an E/O rate of £102m2, single block walls are cost neutral. Additional roller shutter doors over and above the beacon specification at should be added at additonal cost of £ 232 each (4 x 4m) . Additional personnel doors over the assumed 2nr. - add £1,077 each. If no heating is present a deduction of £28m2 (GIA) should be made to the beacon cost. Internal offices (in Industrial complexes) should be added by reference to Cost Guide code series 42P04A -42P40V, Internal WC - 42P40W, amenity blocks - showers & toilets (New code TBC) & Canteens (New CodeTBC) | - | - | 10094 | 41P84G | m2 | - | 3 - INDUSTRIAL | David Grace | Jim Allen | 318.2948 | Option 1 | 394.6233 | 23.98% | 599.1215 | 430.1549 | 35.14% | 9.004% | 430.1549 | 35.14% | Price Book Data | P. Avo | VOA_GPN_GOV_UK\7243572 | 2021-07-12 | Low | - | Low | - | - | Updated indiced etc. 24/03/2021 - Copied to the latest DCS. | NA | SPONS A&B | 1.561 | (BEAMS Note 2) The ERC for this item should be added to all other rateable items on the hereditament (except land). Therefore the total of the ERC of the other Building Items and the P&M ERC (where applicable) to enable the correct contract size adjustment to be made. ERC of Building Component + ERC of P&M = Total ERC to which contract size adjustment should be applied. The appropriate % adjustment should be made in accordance with the scale for contract size adjustment specified under section 6 of the RCG 2021 Guidance notes. The currency ERC rates are set at £4m (Four Million Pounds) @ 1st April 2019 (AVD) for the RCG 2021 Publication. | - | - | 2 | TRUE
3238 | 41R26H | 5171 | 41R26H | Industrial Buildings | Insulated Buildings | Sheet Metal Cladding | 1,001 - 5,000m2 | Eaves Height - 6m | Building Area only; Site strip vegetation; Strip foundations; Column bases; Insulated Concrete GF slab with DPM and Mesh,150 thick up to 10,000m2, 200mm thick over 10,000m2 GIA; Steel Portal frame with bolts and baseplates; Coated galvanised trapezoidal roof sheets with insulation on steel purlins; Roof lights; valley gutters; matching fascia and soffit; Rainwater downpipes and gutters; trapezoidal insulated wall system cladding on cladding rails; External roller shutter doors and personnel doors; Single phase electrics, lighting and power; Gas fuelled hot air burners; Underslab storm drainage from internal downpipes on building area greater than 1,000m2; | Location Adjustment Applicable (See Guidance Notes) - ERC = UK mean of 1.00 | (BEAMS Note 2) The ERC for this item should be added to all other rateable items on the hereditament (except land). Therefore the total of the ERC of the other Building Items and the P&M ERC (where applicable) to enable the correct contract size adjustment to be made. ERC of Building Component + ERC of P&M = Total ERC to which contract size adjustment should be applied. The appropriate % adjustment should be made in accordance with the scale for contract size adjustment specified under section 6 of the RCG 2023 Guidance notes. The currency ERC rates are set at £4m (Four Million Pounds) @ 1st April 2021 (AVD) for the RCG 2023 Publication. | The data consists of a typical Industrial shell. Works include the Industrial shell as described and includes works up to 1m perimeter to the building (1m wide paving slabs & foul/storm drainage), The cost include 2 no. personnel doors and roller shutters are included at 1 door up to 1,000m2 , 2 roller doors over 1,000m2 (GIA), and 4 roller doors over 5,000m2. Costs are for the shell only and do not include for internal rooms such as offices or toilets which should be added for seperately. See Variations for assistance. | - | - | - | - | - | Cavity Wall construction to lower walls should be added by measuring wall area at an E/O rate of £102m2, single block walls are cost neutral. Additional roller shutter doors over and above the beacon specification at should be added at additonal cost of £ 232 each (4 x 4m) . Additional personnel doors over the assumed 2nr. - add £1,077 each. If no heating is present a deduction of £28m2 (GIA) should be made to the beacon cost. Internal offices (in Industrial complexes) should be added by reference to Cost Guide code series 42P04A -42P40V, Internal WC - 42P40W, amenity blocks - showers & toilets (New code TBC) & Canteens (New CodeTBC) | - | - | 10094 | 41P84H | m2 | - | 3 - INDUSTRIAL | David Grace | Jim Allen | 322.139 | Option 1 | 399.3892 | 23.98% | 602.958 | 432.9094 | 34.39% | 8.393% | 432.9094 | 34.39% | Price Book Data | P. Avo | VOA_GPN_GOV_UK\7243572 | 2021-07-12 | Low | - | Low | - | - | Updated indiced etc. 24/03/2021 - Copied to the latest DCS. | NA | SPONS A&B | 1.561 | (BEAMS Note 2) The ERC for this item should be added to all other rateable items on the hereditament (except land). Therefore the total of the ERC of the other Building Items and the P&M ERC (where applicable) to enable the correct contract size adjustment to be made. ERC of Building Component + ERC of P&M = Total ERC to which contract size adjustment should be applied. The appropriate % adjustment should be made in accordance with the scale for contract size adjustment specified under section 6 of the RCG 2021 Guidance notes. The currency ERC rates are set at £4m (Four Million Pounds) @ 1st April 2019 (AVD) for the RCG 2021 Publication. | - | - | 2 | TRUE
3239 | 41R26J | 5172 | 41R26J | Industrial Buildings | Insulated Buildings | Sheet Metal Cladding | 1,001 - 5,000m2 | Eaves Height - 6.5m | Building Area only; Site strip vegetation; Strip foundations; Column bases; Insulated Concrete GF slab with DPM and Mesh,150 thick up to 10,000m2, 200mm thick over 10,000m2 GIA; Steel Portal frame with bolts and baseplates; Coated galvanised trapezoidal roof sheets with insulation on steel purlins; Roof lights; valley gutters; matching fascia and soffit; Rainwater downpipes and gutters; trapezoidal insulated wall system cladding on cladding rails; External roller shutter doors and personnel doors; Single phase electrics, lighting and power; Gas fuelled hot air burners; Underslab storm drainage from internal downpipes on building area greater than 1,000m2; | Location Adjustment Applicable (See Guidance Notes) - ERC = UK mean of 1.00 | (BEAMS Note 2) The ERC for this item should be added to all other rateable items on the hereditament (except land). Therefore the total of the ERC of the other Building Items and the P&M ERC (where applicable) to enable the correct contract size adjustment to be made. ERC of Building Component + ERC of P&M = Total ERC to which contract size adjustment should be applied. The appropriate % adjustment should be made in accordance with the scale for contract size adjustment specified under section 6 of the RCG 2023 Guidance notes. The currency ERC rates are set at £4m (Four Million Pounds) @ 1st April 2021 (AVD) for the RCG 2023 Publication. | The data consists of a typical Industrial shell. Works include the Industrial shell as described and includes works up to 1m perimeter to the building (1m wide paving slabs & foul/storm drainage), The cost include 2 no. personnel doors and roller shutters are included at 1 door up to 1,000m2 , 2 roller doors over 1,000m2 (GIA), and 4 roller doors over 5,000m2. Costs are for the shell only and do not include for internal rooms such as offices or toilets which should be added for seperately. See Variations for assistance. | - | - | - | - | - | Cavity Wall construction to lower walls should be added by measuring wall area at an E/O rate of £102m2, single block walls are cost neutral. Additional roller shutter doors over and above the beacon specification at should be added at additonal cost of £ 232 each (4 x 4m) . Additional personnel doors over the assumed 2nr. - add £1,077 each. If no heating is present a deduction of £28m2 (GIA) should be made to the beacon cost. Internal offices (in Industrial complexes) should be added by reference to Cost Guide code series 42P04A -42P40V, Internal WC - 42P40W, amenity blocks - showers & toilets (New code TBC) & Canteens (New CodeTBC) | - | - | 10094 | 41P84J | m2 | - | 3 - INDUSTRIAL | David Grace | Jim Allen | 325.9831 | Option 1 | 404.1552 | 23.98% | 606.7944 | 435.6639 | 33.65% | 7.796% | 435.6639 | 33.65% | Price Book Data | P. Avo | VOA_GPN_GOV_UK\7243572 | 2021-07-12 | Low | - | Low | - | - | Updated indiced etc. 24/03/2021 - Copied to the latest DCS. | NA | SPONS A&B | 1.561 | (BEAMS Note 2) The ERC for this item should be added to all other rateable items on the hereditament (except land). Therefore the total of the ERC of the other Building Items and the P&M ERC (where applicable) to enable the correct contract size adjustment to be made. ERC of Building Component + ERC of P&M = Total ERC to which contract size adjustment should be applied. The appropriate % adjustment should be made in accordance with the scale for contract size adjustment specified under section 6 of the RCG 2021 Guidance notes. The currency ERC rates are set at £4m (Four Million Pounds) @ 1st April 2019 (AVD) for the RCG 2021 Publication. | - | - | 2 | TRUE
3240 | 41R26L | 5173 | 41R26L | Industrial Buildings | Insulated Buildings | Sheet Metal Cladding | 1,001 - 5,000m2 | Eaves Height - 7m | Building Area only; Site strip vegetation; Strip foundations; Column bases; Insulated Concrete GF slab with DPM and Mesh,150 thick up to 10,000m2, 200mm thick over 10,000m2 GIA; Steel Portal frame with bolts and baseplates; Coated galvanised trapezoidal roof sheets with insulation on steel purlins; Roof lights; valley gutters; matching fascia and soffit; Rainwater downpipes and gutters; trapezoidal insulated wall system cladding on cladding rails; External roller shutter doors and personnel doors; Single phase electrics, lighting and power; Gas fuelled hot air burners; Underslab storm drainage from internal downpipes on building area greater than 1,000m2; | Location Adjustment Applicable (See Guidance Notes) - ERC = UK mean of 1.00 | (BEAMS Note 2) The ERC for this item should be added to all other rateable items on the hereditament (except land). Therefore the total of the ERC of the other Building Items and the P&M ERC (where applicable) to enable the correct contract size adjustment to be made. ERC of Building Component + ERC of P&M = Total ERC to which contract size adjustment should be applied. The appropriate % adjustment should be made in accordance with the scale for contract size adjustment specified under section 6 of the RCG 2023 Guidance notes. The currency ERC rates are set at £4m (Four Million Pounds) @ 1st April 2021 (AVD) for the RCG 2023 Publication. | The data consists of a typical Industrial shell. Works include the Industrial shell as described and includes works up to 1m perimeter to the building (1m wide paving slabs & foul/storm drainage), The cost include 2 no. personnel doors and roller shutters are included at 1 door up to 1,000m2 , 2 roller doors over 1,000m2 (GIA), and 4 roller doors over 5,000m2. Costs are for the shell only and do not include for internal rooms such as offices or toilets which should be added for seperately. See Variations for assistance. | - | - | - | - | - | Cavity Wall construction to lower walls should be added by measuring wall area at an E/O rate of £102m2, single block walls are cost neutral. Additional roller shutter doors over and above the beacon specification at should be added at additonal cost of £ 232 each (4 x 4m) . Additional personnel doors over the assumed 2nr. - add £1,077 each. If no heating is present a deduction of £28m2 (GIA) should be made to the beacon cost. Internal offices (in Industrial complexes) should be added by reference to Cost Guide code series 42P04A -42P40V, Internal WC - 42P40W, amenity blocks - showers & toilets (New code TBC) & Canteens (New CodeTBC) | - | - | 10094 | 41P84L | m2 | - | 3 - INDUSTRIAL | David Grace | Jim Allen | 329.8273 | Option 1 | 408.9212 | 23.98% | 610.6309 | 438.4184 | 32.92% | 7.213% | 438.4184 | 32.92% | Price Book Data | P. Avo | VOA_GPN_GOV_UK\7243572 | 2021-07-12 | Low | - | Low | - | - | Updated indiced etc. 24/03/2021 - Copied to the latest DCS. | NA | SPONS A&B | 1.561 | (BEAMS Note 2) The ERC for this item should be added to all other rateable items on the hereditament (except land). Therefore the total of the ERC of the other Building Items and the P&M ERC (where applicable) to enable the correct contract size adjustment to be made. ERC of Building Component + ERC of P&M = Total ERC to which contract size adjustment should be applied. The appropriate % adjustment should be made in accordance with the scale for contract size adjustment specified under section 6 of the RCG 2021 Guidance notes. The currency ERC rates are set at £4m (Four Million Pounds) @ 1st April 2019 (AVD) for the RCG 2021 Publication. | - | - | 2 | TRUE
3241 | 41R26M | 5174 | 41R26M | Industrial Buildings | Insulated Buildings | Sheet Metal Cladding | 1,001 - 5,000m2 | Eaves Height - 7.5m | Building Area only; Site strip vegetation; Strip foundations; Column bases; Insulated Concrete GF slab with DPM and Mesh,150 thick up to 10,000m2, 200mm thick over 10,000m2 GIA; Steel Portal frame with bolts and baseplates; Coated galvanised trapezoidal roof sheets with insulation on steel purlins; Roof lights; valley gutters; matching fascia and soffit; Rainwater downpipes and gutters; trapezoidal insulated wall system cladding on cladding rails; External roller shutter doors and personnel doors; Single phase electrics, lighting and power; Gas fuelled hot air burners; Underslab storm drainage from internal downpipes on building area greater than 1,000m2; | Location Adjustment Applicable (See Guidance Notes) - ERC = UK mean of 1.00 | (BEAMS Note 2) The ERC for this item should be added to all other rateable items on the hereditament (except land). Therefore the total of the ERC of the other Building Items and the P&M ERC (where applicable) to enable the correct contract size adjustment to be made. ERC of Building Component + ERC of P&M = Total ERC to which contract size adjustment should be applied. The appropriate % adjustment should be made in accordance with the scale for contract size adjustment specified under section 6 of the RCG 2023 Guidance notes. The currency ERC rates are set at £4m (Four Million Pounds) @ 1st April 2021 (AVD) for the RCG 2023 Publication. | The data consists of a typical Industrial shell. Works include the Industrial shell as described and includes works up to 1m perimeter to the building (1m wide paving slabs & foul/storm drainage), The cost include 2 no. personnel doors and roller shutters are included at 1 door up to 1,000m2 , 2 roller doors over 1,000m2 (GIA), and 4 roller doors over 5,000m2. Costs are for the shell only and do not include for internal rooms such as offices or toilets which should be added for seperately. See Variations for assistance. | - | - | - | - | - | Cavity Wall construction to lower walls should be added by measuring wall area at an E/O rate of £102m2, single block walls are cost neutral. Additional roller shutter doors over and above the beacon specification at should be added at additonal cost of £ 232 each (4 x 4m) . Additional personnel doors over the assumed 2nr. - add £1,077 each. If no heating is present a deduction of £28m2 (GIA) should be made to the beacon cost. Internal offices (in Industrial complexes) should be added by reference to Cost Guide code series 42P04A -42P40V, Internal WC - 42P40W, amenity blocks - showers & toilets (New code TBC) & Canteens (New CodeTBC) | - | - | 44389 | 41P84M | m2 | - | 3 - INDUSTRIAL | David Grace | Jim Allen | 332.9026 | Option 1 | 412.734 | 23.98% | 614.4674 | 441.1729 | 32.52% | 6.89% | 441.1729 | 32.52% | Price Book Data | P. Avo | VOA_GPN_GOV_UK\7243572 | 2021-07-12 | Low | - | Low | - | - | Updated indiced etc. 24/03/2021 - Copied to the latest DCS. | NA | SPONS A&B | 1.561 | (BEAMS Note 2) The ERC for this item should be added to all other rateable items on the hereditament (except land). Therefore the total of the ERC of the other Building Items and the P&M ERC (where applicable) to enable the correct contract size adjustment to be made. ERC of Building Component + ERC of P&M = Total ERC to which contract size adjustment should be applied. The appropriate % adjustment should be made in accordance with the scale for contract size adjustment specified under section 6 of the RCG 2021 Guidance notes. The currency ERC rates are set at £4m (Four Million Pounds) @ 1st April 2019 (AVD) for the RCG 2021 Publication. | - | - | 2 | TRUE
3242 | 41R26P | 5175 | 41R26P | Industrial Buildings | Insulated Buildings | Sheet Metal Cladding | 1,001 - 5,000m2 | Eaves Height - 8m | Building Area only; Site strip vegetation; Strip foundations; Column bases; Insulated Concrete GF slab with DPM and Mesh,150 thick up to 10,000m2, 200mm thick over 10,000m2 GIA; Steel Portal frame with bolts and baseplates; Coated galvanised trapezoidal roof sheets with insulation on steel purlins; Roof lights; valley gutters; matching fascia and soffit; Rainwater downpipes and gutters; trapezoidal insulated wall system cladding on cladding rails; External roller shutter doors and personnel doors; Single phase electrics, lighting and power; Gas fuelled hot air burners; Underslab storm drainage from internal downpipes on building area greater than 1,000m2; | Location Adjustment Applicable (See Guidance Notes) - ERC = UK mean of 1.00 | (BEAMS Note 2) The ERC for this item should be added to all other rateable items on the hereditament (except land). Therefore the total of the ERC of the other Building Items and the P&M ERC (where applicable) to enable the correct contract size adjustment to be made. ERC of Building Component + ERC of P&M = Total ERC to which contract size adjustment should be applied. The appropriate % adjustment should be made in accordance with the scale for contract size adjustment specified under section 6 of the RCG 2023 Guidance notes. The currency ERC rates are set at £4m (Four Million Pounds) @ 1st April 2021 (AVD) for the RCG 2023 Publication. | The data consists of a typical Industrial shell. Works include the Industrial shell as described and includes works up to 1m perimeter to the building (1m wide paving slabs & foul/storm drainage), The cost include 2 no. personnel doors and roller shutters are included at 1 door up to 1,000m2 , 2 roller doors over 1,000m2 (GIA), and 4 roller doors over 5,000m2. Costs are for the shell only and do not include for internal rooms such as offices or toilets which should be added for seperately. See Variations for assistance. | - | - | - | - | - | Cavity Wall construction to lower walls should be added by measuring wall area at an E/O rate of £102m2, single block walls are cost neutral. Additional roller shutter doors over and above the beacon specification at should be added at additonal cost of £ 232 each (4 x 4m) . Additional personnel doors over the assumed 2nr. - add £1,077 each. If no heating is present a deduction of £28m2 (GIA) should be made to the beacon cost. Internal offices (in Industrial complexes) should be added by reference to Cost Guide code series 42P04A -42P40V, Internal WC - 42P40W, amenity blocks - showers & toilets (New code TBC) & Canteens (New CodeTBC) | - | - | 10094 | 41P84P | m2 | - | 3 - INDUSTRIAL | David Grace | Jim Allen | 339.822 | Option 1 | 421.3128 | 23.98% | 618.3039 | 443.9274 | 30.64% | 5.368% | 443.9274 | 30.64% | Price Book Data | P. Avo | VOA_GPN_GOV_UK\7243572 | 2021-07-12 | Low | - | Low | - | - | Updated indiced etc. 24/03/2021 - Copied to the latest DCS. | NA | SPONS A&B | 1.561 | (BEAMS Note 2) The ERC for this item should be added to all other rateable items on the hereditament (except land). Therefore the total of the ERC of the other Building Items and the P&M ERC (where applicable) to enable the correct contract size adjustment to be made. ERC of Building Component + ERC of P&M = Total ERC to which contract size adjustment should be applied. The appropriate % adjustment should be made in accordance with the scale for contract size adjustment specified under section 6 of the RCG 2021 Guidance notes. The currency ERC rates are set at £4m (Four Million Pounds) @ 1st April 2019 (AVD) for the RCG 2021 Publication. | - | - | 2 | TRUE
3243 | 41R26T | 5176 | 41R26T | Industrial Buildings | Insulated Buildings | Sheet Metal Cladding | 1,001 - 5,000m2 | Eaves Height - 8.5m | Building Area only; Site strip vegetation; Strip foundations; Column bases; Insulated Concrete GF slab with DPM and Mesh,150 thick up to 10,000m2, 200mm thick over 10,000m2 GIA; Steel Portal frame with bolts and baseplates; Coated galvanised trapezoidal roof sheets with insulation on steel purlins; Roof lights; valley gutters; matching fascia and soffit; Rainwater downpipes and gutters; trapezoidal insulated wall system cladding on cladding rails; External roller shutter doors and personnel doors; Single phase electrics, lighting and power; Gas fuelled hot air burners; Underslab storm drainage from internal downpipes on building area greater than 1,000m2; | Location Adjustment Applicable (See Guidance Notes) - ERC = UK mean of 1.00 | (BEAMS Note 2) The ERC for this item should be added to all other rateable items on the hereditament (except land). Therefore the total of the ERC of the other Building Items and the P&M ERC (where applicable) to enable the correct contract size adjustment to be made. ERC of Building Component + ERC of P&M = Total ERC to which contract size adjustment should be applied. The appropriate % adjustment should be made in accordance with the scale for contract size adjustment specified under section 6 of the RCG 2023 Guidance notes. The currency ERC rates are set at £4m (Four Million Pounds) @ 1st April 2021 (AVD) for the RCG 2023 Publication. | The data consists of a typical Industrial shell. Works include the Industrial shell as described and includes works up to 1m perimeter to the building (1m wide paving slabs & foul/storm drainage), The cost include 2 no. personnel doors and roller shutters are included at 1 door up to 1,000m2 , 2 roller doors over 1,000m2 (GIA), and 4 roller doors over 5,000m2. Costs are for the shell only and do not include for internal rooms such as offices or toilets which should be added for seperately. See Variations for assistance. | - | - | - | - | - | Cavity Wall construction to lower walls should be added by measuring wall area at an E/O rate of £102m2, single block walls are cost neutral. Additional roller shutter doors over and above the beacon specification at should be added at additonal cost of £ 232 each (4 x 4m) . Additional personnel doors over the assumed 2nr. - add £1,077 each. If no heating is present a deduction of £28m2 (GIA) should be made to the beacon cost. Internal offices (in Industrial complexes) should be added by reference to Cost Guide code series 42P04A -42P40V, Internal WC - 42P40W, amenity blocks - showers & toilets (New code TBC) & Canteens (New CodeTBC) | - | - | 10094 | 41P84T | m2 | - | 3 - INDUSTRIAL | David Grace | Jim Allen | 343.6662 | Option 1 | 426.0787 | 23.98% | 622.1403 | 446.6819 | 29.98% | 4.836% | 446.6819 | 29.98% | Price Book Data | P. Avo | VOA_GPN_GOV_UK\7243572 | 2021-07-12 | Low | - | Low | - | - | Updated indiced etc. 24/03/2021 - Copied to the latest DCS. | NA | SPONS A&B | 1.561 | (BEAMS Note 2) The ERC for this item should be added to all other rateable items on the hereditament (except land). Therefore the total of the ERC of the other Building Items and the P&M ERC (where applicable) to enable the correct contract size adjustment to be made. ERC of Building Component + ERC of P&M = Total ERC to which contract size adjustment should be applied. The appropriate % adjustment should be made in accordance with the scale for contract size adjustment specified under section 6 of the RCG 2021 Guidance notes. The currency ERC rates are set at £4m (Four Million Pounds) @ 1st April 2019 (AVD) for the RCG 2021 Publication. | - | - | 2 | TRUE
3244 | 41R26V | 5177 | 41R26V | Industrial Buildings | Insulated Buildings | Sheet Metal Cladding | 1,001 - 5,000m2 | Eaves Height - 9m | Building Area only; Site strip vegetation; Strip foundations; Column bases; Insulated Concrete GF slab with DPM and Mesh,150 thick up to 10,000m2, 200mm thick over 10,000m2 GIA; Steel Portal frame with bolts and baseplates; Coated galvanised trapezoidal roof sheets with insulation on steel purlins; Roof lights; valley gutters; matching fascia and soffit; Rainwater downpipes and gutters; trapezoidal insulated wall system cladding on cladding rails; External roller shutter doors and personnel doors; Single phase electrics, lighting and power; Gas fuelled hot air burners; Underslab storm drainage from internal downpipes on building area greater than 1,000m2; | Location Adjustment Applicable (See Guidance Notes) - ERC = UK mean of 1.00 | (BEAMS Note 2) The ERC for this item should be added to all other rateable items on the hereditament (except land). Therefore the total of the ERC of the other Building Items and the P&M ERC (where applicable) to enable the correct contract size adjustment to be made. ERC of Building Component + ERC of P&M = Total ERC to which contract size adjustment should be applied. The appropriate % adjustment should be made in accordance with the scale for contract size adjustment specified under section 6 of the RCG 2023 Guidance notes. The currency ERC rates are set at £4m (Four Million Pounds) @ 1st April 2021 (AVD) for the RCG 2023 Publication. | The data consists of a typical Industrial shell. Works include the Industrial shell as described and includes works up to 1m perimeter to the building (1m wide paving slabs & foul/storm drainage), The cost include 2 no. personnel doors and roller shutters are included at 1 door up to 1,000m2 , 2 roller doors over 1,000m2 (GIA), and 4 roller doors over 5,000m2. Costs are for the shell only and do not include for internal rooms such as offices or toilets which should be added for seperately. See Variations for assistance. | - | - | - | - | - | Cavity Wall construction to lower walls should be added by measuring wall area at an E/O rate of £102m2, single block walls are cost neutral. Additional roller shutter doors over and above the beacon specification at should be added at additonal cost of £ 232 each (4 x 4m) . Additional personnel doors over the assumed 2nr. - add £1,077 each. If no heating is present a deduction of £28m2 (GIA) should be made to the beacon cost. Internal offices (in Industrial complexes) should be added by reference to Cost Guide code series 42P04A -42P40V, Internal WC - 42P40W, amenity blocks - showers & toilets (New code TBC) & Canteens (New CodeTBC) | - | - | 10094 | 41P84V | m2 | - | 3 - INDUSTRIAL | David Grace | Jim Allen | 346.7415 | Option 1 | 429.8915 | 23.98% | 625.9768 | 449.4364 | 29.62% | 4.546% | 449.4364 | 29.62% | Price Book Data | P. Avo | VOA_GPN_GOV_UK\7243572 | 2021-07-12 | Low | - | Low | - | - | Updated indiced etc. 24/03/2021 - Copied to the latest DCS. | NA | SPONS A&B | 1.561 | (BEAMS Note 2) The ERC for this item should be added to all other rateable items on the hereditament (except land). Therefore the total of the ERC of the other Building Items and the P&M ERC (where applicable) to enable the correct contract size adjustment to be made. ERC of Building Component + ERC of P&M = Total ERC to which contract size adjustment should be applied. The appropriate % adjustment should be made in accordance with the scale for contract size adjustment specified under section 6 of the RCG 2021 Guidance notes. The currency ERC rates are set at £4m (Four Million Pounds) @ 1st April 2019 (AVD) for the RCG 2021 Publication. | - | - | 2 | TRUE
3245 | 41R26X | 5178 | 41R26X | Industrial Buildings | Insulated Buildings | Sheet Metal Cladding | 1,001 - 5,000m2 | Eaves Height - 9.5m | Building Area only; Site strip vegetation; Strip foundations; Column bases; Insulated Concrete GF slab with DPM and Mesh,150 thick up to 10,000m2, 200mm thick over 10,000m2 GIA; Steel Portal frame with bolts and baseplates; Coated galvanised trapezoidal roof sheets with insulation on steel purlins; Roof lights; valley gutters; matching fascia and soffit; Rainwater downpipes and gutters; trapezoidal insulated wall system cladding on cladding rails; External roller shutter doors and personnel doors; Single phase electrics, lighting and power; Gas fuelled hot air burners; Underslab storm drainage from internal downpipes on building area greater than 1,000m2; | Location Adjustment Applicable (See Guidance Notes) - ERC = UK mean of 1.00 | (BEAMS Note 2) The ERC for this item should be added to all other rateable items on the hereditament (except land). Therefore the total of the ERC of the other Building Items and the P&M ERC (where applicable) to enable the correct contract size adjustment to be made. ERC of Building Component + ERC of P&M = Total ERC to which contract size adjustment should be applied. The appropriate % adjustment should be made in accordance with the scale for contract size adjustment specified under section 6 of the RCG 2023 Guidance notes. The currency ERC rates are set at £4m (Four Million Pounds) @ 1st April 2021 (AVD) for the RCG 2023 Publication. | The data consists of a typical Industrial shell. Works include the Industrial shell as described and includes works up to 1m perimeter to the building (1m wide paving slabs & foul/storm drainage), The cost include 2 no. personnel doors and roller shutters are included at 1 door up to 1,000m2 , 2 roller doors over 1,000m2 (GIA), and 4 roller doors over 5,000m2. Costs are for the shell only and do not include for internal rooms such as offices or toilets which should be added for seperately. See Variations for assistance. | - | - | - | - | - | Cavity Wall construction to lower walls should be added by measuring wall area at an E/O rate of £102m2, single block walls are cost neutral. Additional roller shutter doors over and above the beacon specification at should be added at additonal cost of £ 232 each (4 x 4m) . Additional personnel doors over the assumed 2nr. - add £1,077 each. If no heating is present a deduction of £28m2 (GIA) should be made to the beacon cost. Internal offices (in Industrial complexes) should be added by reference to Cost Guide code series 42P04A -42P40V, Internal WC - 42P40W, amenity blocks - showers & toilets (New code TBC) & Canteens (New CodeTBC) | - | - | 10094 | 41P84X | m2 | - | 3 - INDUSTRIAL | David Grace | Jim Allen | 350.5856 | Option 1 | 434.6575 | 23.98% | 629.8133 | 452.1909 | 28.98% | 4.034% | 452.1909 | 28.98% | Price Book Data | P. Avo | VOA_GPN_GOV_UK\7243572 | 2021-07-12 | Low | - | Low | - | - | Updated indiced etc. 24/03/2021 - Copied to the latest DCS. | NA | SPONS A&B | 1.561 | (BEAMS Note 2) The ERC for this item should be added to all other rateable items on the hereditament (except land). Therefore the total of the ERC of the other Building Items and the P&M ERC (where applicable) to enable the correct contract size adjustment to be made. ERC of Building Component + ERC of P&M = Total ERC to which contract size adjustment should be applied. The appropriate % adjustment should be made in accordance with the scale for contract size adjustment specified under section 6 of the RCG 2021 Guidance notes. The currency ERC rates are set at £4m (Four Million Pounds) @ 1st April 2019 (AVD) for the RCG 2021 Publication. | - | - | 2 | TRUE
3246 | 41R26Y | 5179 | 41R26Y | Industrial Buildings | Insulated Buildings | Sheet Metal Cladding | 1,001 - 5,000m2 | Eaves Height - 10m | Building Area only; Site strip vegetation; Strip foundations; Column bases; Insulated Concrete GF slab with DPM and Mesh,150 thick up to 10,000m2, 200mm thick over 10,000m2 GIA; Steel Portal frame with bolts and baseplates; Coated galvanised trapezoidal roof sheets with insulation on steel purlins; Roof lights; valley gutters; matching fascia and soffit; Rainwater downpipes and gutters; trapezoidal insulated wall system cladding on cladding rails; External roller shutter doors and personnel doors; Single phase electrics, lighting and power; Gas fuelled hot air burners; Underslab storm drainage from internal downpipes on building area greater than 1,000m2; | Location Adjustment Applicable (See Guidance Notes) - ERC = UK mean of 1.00 | (BEAMS Note 2) The ERC for this item should be added to all other rateable items on the hereditament (except land). Therefore the total of the ERC of the other Building Items and the P&M ERC (where applicable) to enable the correct contract size adjustment to be made. ERC of Building Component + ERC of P&M = Total ERC to which contract size adjustment should be applied. The appropriate % adjustment should be made in accordance with the scale for contract size adjustment specified under section 6 of the RCG 2023 Guidance notes. The currency ERC rates are set at £4m (Four Million Pounds) @ 1st April 2021 (AVD) for the RCG 2023 Publication. | The data consists of a typical Industrial shell. Works include the Industrial shell as described and includes works up to 1m perimeter to the building (1m wide paving slabs & foul/storm drainage), The cost include 2 no. personnel doors and roller shutters are included at 1 door up to 1,000m2 , 2 roller doors over 1,000m2 (GIA), and 4 roller doors over 5,000m2. Costs are for the shell only and do not include for internal rooms such as offices or toilets which should be added for seperately. See Variations for assistance. | - | - | - | - | - | Cavity Wall construction to lower walls should be added by measuring wall area at an E/O rate of £102m2, single block walls are cost neutral. Additional roller shutter doors over and above the beacon specification at should be added at additonal cost of £ 232 each (4 x 4m) . Additional personnel doors over the assumed 2nr. - add £1,077 each. If no heating is present a deduction of £28m2 (GIA) should be made to the beacon cost. Internal offices (in Industrial complexes) should be added by reference to Cost Guide code series 42P04A -42P40V, Internal WC - 42P40W, amenity blocks - showers & toilets (New code TBC) & Canteens (New CodeTBC) | - | - | 10094 | 41P84Y | m2 | - | 3 - INDUSTRIAL | David Grace | Jim Allen | 354.4298 | Option 1 | 439.4235 | 23.98% | 633.6497 | 454.9454 | 28.36% | 3.532% | 454.9454 | 28.36% | Price Book Data | P. Avo | VOA_GPN_GOV_UK\7243572 | 2021-07-12 | Low | - | Low | - | - | Updated indiced etc. 24/03/2021 - Copied to the latest DCS. | NA | SPONS A&B | 1.561 | (BEAMS Note 2) The ERC for this item should be added to all other rateable items on the hereditament (except land). Therefore the total of the ERC of the other Building Items and the P&M ERC (where applicable) to enable the correct contract size adjustment to be made. ERC of Building Component + ERC of P&M = Total ERC to which contract size adjustment should be applied. The appropriate % adjustment should be made in accordance with the scale for contract size adjustment specified under section 6 of the RCG 2021 Guidance notes. The currency ERC rates are set at £4m (Four Million Pounds) @ 1st April 2019 (AVD) for the RCG 2021 Publication. | - | - | 2 | TRUE
3247 | 42A01A | 8924 | 42A01A | Industrial Buildings | Insulated Buildings | Sheet Metal Cladding | 10,001 - 20,000m2 | Eaves Height - 3m | Building Area only; Site strip vegetation; Strip foundations; Column bases; Insulated Concrete GF slab with DPM and Mesh,150 thick up to 10,000m2, 200mm thick over 10,000m2 GIA; Steel Portal frame with bolts and baseplates; Coated galvanised trapezoidal roof sheets with insulation on steel purlins; Roof lights; valley gutters; matching fascia and soffit; Rainwater downpipes and gutters; trapezoidal insulated wall system cladding on cladding rails; External roller shutter doors and personnel doors; Single phase electrics, lighting and power; Gas fuelled hot air burners; Underslab storm drainage from internal downpipes on building area greater than 1,000m2; | Location Adjustment Applicable (See Guidance Notes) - ERC = UK mean of 1.00 | (BEAMS Note 2) The ERC for this item should be added to all other rateable items on the hereditament (except land). Therefore the total of the ERC of the other Building Items and the P&M ERC (where applicable) to enable the correct contract size adjustment to be made. ERC of Building Component + ERC of P&M = Total ERC to which contract size adjustment should be applied. The appropriate % adjustment should be made in accordance with the scale for contract size adjustment specified under section 6 of the RCG 2023 Guidance notes. The currency ERC rates are set at £4m (Four Million Pounds) @ 1st April 2021 (AVD) for the RCG 2023 Publication. | The data consists of a typical Industrial shell. Works include the Industrial shell as described and includes works up to 1m perimeter to the building (1m wide paving slabs & foul/storm drainage), The cost include 2 no. personnel doors and roller shutters are included at 1 door up to 1,000m2 , 2 roller doors over 1,000m2 (GIA), and 4 roller doors over 5,000m2. Costs are for the shell only and do not include for internal rooms such as offices or toilets which should be added for seperately. See Variations for assistance. | - | - | - | - | - | Cavity Wall construction to lower walls should be added by measuring wall area at an E/O rate of £102m2, single block walls are cost neutral. Additional roller shutter doors over and above the beacon specification at should be added at additonal cost of £ 232 each (4 x 4m) . Additional personnel doors over the assumed 2nr. - add £1,077 each. If no heating is present a deduction of £28m2 (GIA) should be made to the beacon cost. Internal offices (in Industrial complexes) should be added by reference to Cost Guide code series 42P04A -42P40V, Internal WC - 42P40W, amenity blocks - showers & toilets (New code TBC) & Canteens (New CodeTBC) | - | - | - |  | m2 | - | 3 - INDUSTRIAL | David Grace | Jim Allen | #N/A | Option 1 | ERROR | 0% | 570.116 | 409.3296 | 0% | 0% | 409.3296 | 0% | Price Book Data | P. Avo | VOA_GPN_GOV_UK\7243572 | 2021-07-12 | Low | - | Low | - | - | Updated indiced etc. 24/03/2021 - Copied to the latest DCS. | NA | SPONS A&B | 1.561 | (BEAMS Note 2) The ERC for this item should be added to all other rateable items on the hereditament (except land). Therefore the total of the ERC of the other Building Items and the P&M ERC (where applicable) to enable the correct contract size adjustment to be made. ERC of Building Component + ERC of P&M = Total ERC to which contract size adjustment should be applied. The appropriate % adjustment should be made in accordance with the scale for contract size adjustment specified under section 6 of the RCG 2021 Guidance notes. The currency ERC rates are set at £4m (Four Million Pounds) @ 1st April 2019 (AVD) for the RCG 2021 Publication. | - | - | 2 | TRUE
3248 | 42A01B | 8925 | 42A01B | Industrial Buildings | Insulated Buildings | Sheet Metal Cladding | 10,001 - 20,000m2 | Eaves Height - 3.5m | Building Area only; Site strip vegetation; Strip foundations; Column bases; Insulated Concrete GF slab with DPM and Mesh,150 thick up to 10,000m2, 200mm thick over 10,000m2 GIA; Steel Portal frame with bolts and baseplates; Coated galvanised trapezoidal roof sheets with insulation on steel purlins; Roof lights; valley gutters; matching fascia and soffit; Rainwater downpipes and gutters; trapezoidal insulated wall system cladding on cladding rails; External roller shutter doors and personnel doors; Single phase electrics, lighting and power; Gas fuelled hot air burners; Underslab storm drainage from internal downpipes on building area greater than 1,000m2; | Location Adjustment Applicable (See Guidance Notes) - ERC = UK mean of 1.00 | (BEAMS Note 2) The ERC for this item should be added to all other rateable items on the hereditament (except land). Therefore the total of the ERC of the other Building Items and the P&M ERC (where applicable) to enable the correct contract size adjustment to be made. ERC of Building Component + ERC of P&M = Total ERC to which contract size adjustment should be applied. The appropriate % adjustment should be made in accordance with the scale for contract size adjustment specified under section 6 of the RCG 2023 Guidance notes. The currency ERC rates are set at £4m (Four Million Pounds) @ 1st April 2021 (AVD) for the RCG 2023 Publication. | The data consists of a typical Industrial shell. Works include the Industrial shell as described and includes works up to 1m perimeter to the building (1m wide paving slabs & foul/storm drainage), The cost include 2 no. personnel doors and roller shutters are included at 1 door up to 1,000m2 , 2 roller doors over 1,000m2 (GIA), and 4 roller doors over 5,000m2. Costs are for the shell only and do not include for internal rooms such as offices or toilets which should be added for seperately. See Variations for assistance. | - | - | - | - | - | Cavity Wall construction to lower walls should be added by measuring wall area at an E/O rate of £102m2, single block walls are cost neutral. Additional roller shutter doors over and above the beacon specification at should be added at additonal cost of £ 232 each (4 x 4m) . Additional personnel doors over the assumed 2nr. - add £1,077 each. If no heating is present a deduction of £28m2 (GIA) should be made to the beacon cost. Internal offices (in Industrial complexes) should be added by reference to Cost Guide code series 42P04A -42P40V, Internal WC - 42P40W, amenity blocks - showers & toilets (New code TBC) & Canteens (New CodeTBC) | - | - | - |  | m2 | - | 3 - INDUSTRIAL | David Grace | Jim Allen | #N/A | Option 1 | ERROR | 0% | 571.9335 | 410.6345 | 0% | 0% | 410.6345 | 0% | Price Book Data | P. Avo | VOA_GPN_GOV_UK\7243572 | 2021-07-12 | Low | - | Low | - | - | Updated indiced etc. 24/03/2021 - Copied to the latest DCS. | NA | SPONS A&B | 1.561 | (BEAMS Note 2) The ERC for this item should be added to all other rateable items on the hereditament (except land). Therefore the total of the ERC of the other Building Items and the P&M ERC (where applicable) to enable the correct contract size adjustment to be made. ERC of Building Component + ERC of P&M = Total ERC to which contract size adjustment should be applied. The appropriate % adjustment should be made in accordance with the scale for contract size adjustment specified under section 6 of the RCG 2021 Guidance notes. The currency ERC rates are set at £4m (Four Million Pounds) @ 1st April 2019 (AVD) for the RCG 2021 Publication. | - | - | 2 | TRUE
3249 | 42A01C | 8927 | 42A01C | Industrial Buildings | Insulated Buildings | Sheet Metal Cladding | 10,001 - 20,000m2 | Eaves Height - 4m | Building Area only; Site strip vegetation; Strip foundations; Column bases; Insulated Concrete GF slab with DPM and Mesh,150 thick up to 10,000m2, 200mm thick over 10,000m2 GIA; Steel Portal frame with bolts and baseplates; Coated galvanised trapezoidal roof sheets with insulation on steel purlins; Roof lights; valley gutters; matching fascia and soffit; Rainwater downpipes and gutters; trapezoidal insulated wall system cladding on cladding rails; External roller shutter doors and personnel doors; Single phase electrics, lighting and power; Gas fuelled hot air burners; Underslab storm drainage from internal downpipes on building area greater than 1,000m2; | Location Adjustment Applicable (See Guidance Notes) - ERC = UK mean of 1.00 | (BEAMS Note 2) The ERC for this item should be added to all other rateable items on the hereditament (except land). Therefore the total of the ERC of the other Building Items and the P&M ERC (where applicable) to enable the correct contract size adjustment to be made. ERC of Building Component + ERC of P&M = Total ERC to which contract size adjustment should be applied. The appropriate % adjustment should be made in accordance with the scale for contract size adjustment specified under section 6 of the RCG 2023 Guidance notes. The currency ERC rates are set at £4m (Four Million Pounds) @ 1st April 2021 (AVD) for the RCG 2023 Publication. | The data consists of a typical Industrial shell. Works include the Industrial shell as described and includes works up to 1m perimeter to the building (1m wide paving slabs & foul/storm drainage), The cost include 2 no. personnel doors and roller shutters are included at 1 door up to 1,000m2 , 2 roller doors over 1,000m2 (GIA), and 4 roller doors over 5,000m2. Costs are for the shell only and do not include for internal rooms such as offices or toilets which should be added for seperately. See Variations for assistance. | - | - | - | - | - | Cavity Wall construction to lower walls should be added by measuring wall area at an E/O rate of £102m2, single block walls are cost neutral. Additional roller shutter doors over and above the beacon specification at should be added at additonal cost of £ 232 each (4 x 4m) . Additional personnel doors over the assumed 2nr. - add £1,077 each. If no heating is present a deduction of £28m2 (GIA) should be made to the beacon cost. Internal offices (in Industrial complexes) should be added by reference to Cost Guide code series 42P04A -42P40V, Internal WC - 42P40W, amenity blocks - showers & toilets (New code TBC) & Canteens (New CodeTBC) | - | - | - |  | m2 | - | 3 - INDUSTRIAL | David Grace | Jim Allen | #N/A | Option 1 | ERROR | 0% | 573.7509 | 411.9395 | 0% | 0% | 411.9395 | 0% | Price Book Data | P. Avo | VOA_GPN_GOV_UK\7243572 | 2021-07-12 | Low | - | Low | - | - | Updated indiced etc. 24/03/2021 - Copied to the latest DCS. | NA | SPONS A&B | 1.561 | (BEAMS Note 2) The ERC for this item should be added to all other rateable items on the hereditament (except land). Therefore the total of the ERC of the other Building Items and the P&M ERC (where applicable) to enable the correct contract size adjustment to be made. ERC of Building Component + ERC of P&M = Total ERC to which contract size adjustment should be applied. The appropriate % adjustment should be made in accordance with the scale for contract size adjustment specified under section 6 of the RCG 2021 Guidance notes. The currency ERC rates are set at £4m (Four Million Pounds) @ 1st April 2019 (AVD) for the RCG 2021 Publication. | - | - | 2 | TRUE
3250 | 42A01D | 8928 | 42A01D | Industrial Buildings | Insulated Buildings | Sheet Metal Cladding | 10,001 - 20,000m2 | Eaves Height - 4.5m | Building Area only; Site strip vegetation; Strip foundations; Column bases; Insulated Concrete GF slab with DPM and Mesh,150 thick up to 10,000m2, 200mm thick over 10,000m2 GIA; Steel Portal frame with bolts and baseplates; Coated galvanised trapezoidal roof sheets with insulation on steel purlins; Roof lights; valley gutters; matching fascia and soffit; Rainwater downpipes and gutters; trapezoidal insulated wall system cladding on cladding rails; External roller shutter doors and personnel doors; Single phase electrics, lighting and power; Gas fuelled hot air burners; Underslab storm drainage from internal downpipes on building area greater than 1,000m2; | Location Adjustment Applicable (See Guidance Notes) - ERC = UK mean of 1.00 | (BEAMS Note 2) The ERC for this item should be added to all other rateable items on the hereditament (except land). Therefore the total of the ERC of the other Building Items and the P&M ERC (where applicable) to enable the correct contract size adjustment to be made. ERC of Building Component + ERC of P&M = Total ERC to which contract size adjustment should be applied. The appropriate % adjustment should be made in accordance with the scale for contract size adjustment specified under section 6 of the RCG 2023 Guidance notes. The currency ERC rates are set at £4m (Four Million Pounds) @ 1st April 2021 (AVD) for the RCG 2023 Publication. | The data consists of a typical Industrial shell. Works include the Industrial shell as described and includes works up to 1m perimeter to the building (1m wide paving slabs & foul/storm drainage), The cost include 2 no. personnel doors and roller shutters are included at 1 door up to 1,000m2 , 2 roller doors over 1,000m2 (GIA), and 4 roller doors over 5,000m2. Costs are for the shell only and do not include for internal rooms such as offices or toilets which should be added for seperately. See Variations for assistance. | - | - | - | - | - | Cavity Wall construction to lower walls should be added by measuring wall area at an E/O rate of £102m2, single block walls are cost neutral. Additional roller shutter doors over and above the beacon specification at should be added at additonal cost of £ 232 each (4 x 4m) . Additional personnel doors over the assumed 2nr. - add £1,077 each. If no heating is present a deduction of £28m2 (GIA) should be made to the beacon cost. Internal offices (in Industrial complexes) should be added by reference to Cost Guide code series 42P04A -42P40V, Internal WC - 42P40W, amenity blocks - showers & toilets (New code TBC) & Canteens (New CodeTBC) | - | - | - |  | m2 | - | 3 - INDUSTRIAL | David Grace | Jim Allen | #N/A | Option 1 | ERROR | 0% | 575.5684 | 413.2444 | 0% | 0% | 413.2444 | 0% | Price Book Data | P. Avo | VOA_GPN_GOV_UK\7243572 | 2021-07-12 | Low | - | Low | - | - | Updated indiced etc. 24/03/2021 - Copied to the latest DCS. | NA | SPONS A&B | 1.561 | (BEAMS Note 2) The ERC for this item should be added to all other rateable items on the hereditament (except land). Therefore the total of the ERC of the other Building Items and the P&M ERC (where applicable) to enable the correct contract size adjustment to be made. ERC of Building Component + ERC of P&M = Total ERC to which contract size adjustment should be applied. The appropriate % adjustment should be made in accordance with the scale for contract size adjustment specified under section 6 of the RCG 2021 Guidance notes. The currency ERC rates are set at £4m (Four Million Pounds) @ 1st April 2019 (AVD) for the RCG 2021 Publication. | - | - | 2 | TRUE
3251 | 42A01E | 8929 | 42A01E | Industrial Buildings | Insulated Buildings | Sheet Metal Cladding | 10,001 - 20,000m2 | Eaves Height - 5m | Building Area only; Site strip vegetation; Strip foundations; Column bases; Insulated Concrete GF slab with DPM and Mesh,150 thick up to 10,000m2, 200mm thick over 10,000m2 GIA; Steel Portal frame with bolts and baseplates; Coated galvanised trapezoidal roof sheets with insulation on steel purlins; Roof lights; valley gutters; matching fascia and soffit; Rainwater downpipes and gutters; trapezoidal insulated wall system cladding on cladding rails; External roller shutter doors and personnel doors; Single phase electrics, lighting and power; Gas fuelled hot air burners; Underslab storm drainage from internal downpipes on building area greater than 1,000m2; | Location Adjustment Applicable (See Guidance Notes) - ERC = UK mean of 1.00 | (BEAMS Note 2) The ERC for this item should be added to all other rateable items on the hereditament (except land). Therefore the total of the ERC of the other Building Items and the P&M ERC (where applicable) to enable the correct contract size adjustment to be made. ERC of Building Component + ERC of P&M = Total ERC to which contract size adjustment should be applied. The appropriate % adjustment should be made in accordance with the scale for contract size adjustment specified under section 6 of the RCG 2023 Guidance notes. The currency ERC rates are set at £4m (Four Million Pounds) @ 1st April 2021 (AVD) for the RCG 2023 Publication. | The data consists of a typical Industrial shell. Works include the Industrial shell as described and includes works up to 1m perimeter to the building (1m wide paving slabs & foul/storm drainage), The cost include 2 no. personnel doors and roller shutters are included at 1 door up to 1,000m2 , 2 roller doors over 1,000m2 (GIA), and 4 roller doors over 5,000m2. Costs are for the shell only and do not include for internal rooms such as offices or toilets which should be added for seperately. See Variations for assistance. | - | - | - | - | - | Cavity Wall construction to lower walls should be added by measuring wall area at an E/O rate of £102m2, single block walls are cost neutral. Additional roller shutter doors over and above the beacon specification at should be added at additonal cost of £ 232 each (4 x 4m) . Additional personnel doors over the assumed 2nr. - add £1,077 each. If no heating is present a deduction of £28m2 (GIA) should be made to the beacon cost. Internal offices (in Industrial complexes) should be added by reference to Cost Guide code series 42P04A -42P40V, Internal WC - 42P40W, amenity blocks - showers & toilets (New code TBC) & Canteens (New CodeTBC) | - | - | - |  | m2 | - | 3 - INDUSTRIAL | David Grace | Jim Allen | #N/A | Option 1 | ERROR | 0% | 577.3859 | 414.5493 | 0% | 0% | 414.5493 | 0% | Price Book Data | P. Avo | VOA_GPN_GOV_UK\7243572 | 2021-07-12 | Low | - | Low | - | - | Updated indiced etc. 24/03/2021 - Copied to the latest DCS. | NA | SPONS A&B | 1.561 | (BEAMS Note 2) The ERC for this item should be added to all other rateable items on the hereditament (except land). Therefore the total of the ERC of the other Building Items and the P&M ERC (where applicable) to enable the correct contract size adjustment to be made. ERC of Building Component + ERC of P&M = Total ERC to which contract size adjustment should be applied. The appropriate % adjustment should be made in accordance with the scale for contract size adjustment specified under section 6 of the RCG 2021 Guidance notes. The currency ERC rates are set at £4m (Four Million Pounds) @ 1st April 2019 (AVD) for the RCG 2021 Publication. | - | - | 2 | TRUE
3252 | 42A01F | 8930 | 42A01F | Industrial Buildings | Insulated Buildings | Sheet Metal Cladding | 10,001 - 20,000m2 | Eaves Height - 5.5m | Building Area only; Site strip vegetation; Strip foundations; Column bases; Insulated Concrete GF slab with DPM and Mesh,150 thick up to 10,000m2, 200mm thick over 10,000m2 GIA; Steel Portal frame with bolts and baseplates; Coated galvanised trapezoidal roof sheets with insulation on steel purlins; Roof lights; valley gutters; matching fascia and soffit; Rainwater downpipes and gutters; trapezoidal insulated wall system cladding on cladding rails; External roller shutter doors and personnel doors; Single phase electrics, lighting and power; Gas fuelled hot air burners; Underslab storm drainage from internal downpipes on building area greater than 1,000m2; | Location Adjustment Applicable (See Guidance Notes) - ERC = UK mean of 1.00 | (BEAMS Note 2) The ERC for this item should be added to all other rateable items on the hereditament (except land). Therefore the total of the ERC of the other Building Items and the P&M ERC (where applicable) to enable the correct contract size adjustment to be made. ERC of Building Component + ERC of P&M = Total ERC to which contract size adjustment should be applied. The appropriate % adjustment should be made in accordance with the scale for contract size adjustment specified under section 6 of the RCG 2023 Guidance notes. The currency ERC rates are set at £4m (Four Million Pounds) @ 1st April 2021 (AVD) for the RCG 2023 Publication. | The data consists of a typical Industrial shell. Works include the Industrial shell as described and includes works up to 1m perimeter to the building (1m wide paving slabs & foul/storm drainage), The cost include 2 no. personnel doors and roller shutters are included at 1 door up to 1,000m2 , 2 roller doors over 1,000m2 (GIA), and 4 roller doors over 5,000m2. Costs are for the shell only and do not include for internal rooms such as offices or toilets which should be added for seperately. See Variations for assistance. | - | - | - | - | - | Cavity Wall construction to lower walls should be added by measuring wall area at an E/O rate of £102m2, single block walls are cost neutral. Additional roller shutter doors over and above the beacon specification at should be added at additonal cost of £ 232 each (4 x 4m) . Additional personnel doors over the assumed 2nr. - add £1,077 each. If no heating is present a deduction of £28m2 (GIA) should be made to the beacon cost. Internal offices (in Industrial complexes) should be added by reference to Cost Guide code series 42P04A -42P40V, Internal WC - 42P40W, amenity blocks - showers & toilets (New code TBC) & Canteens (New CodeTBC) | - | - | - |  | m2 | - | 3 - INDUSTRIAL | David Grace | Jim Allen | #N/A | Option 1 | ERROR | 0% | 579.2034 | 415.8542 | 0% | 0% | 415.8542 | 0% | Price Book Data | P. Avo | VOA_GPN_GOV_UK\7243572 | 2021-07-12 | Low | - | Low | - | - | Updated indiced etc. 24/03/2021 - Copied to the latest DCS. | NA | SPONS A&B | 1.561 | (BEAMS Note 2) The ERC for this item should be added to all other rateable items on the hereditament (except land). Therefore the total of the ERC of the other Building Items and the P&M ERC (where applicable) to enable the correct contract size adjustment to be made. ERC of Building Component + ERC of P&M = Total ERC to which contract size adjustment should be applied. The appropriate % adjustment should be made in accordance with the scale for contract size adjustment specified under section 6 of the RCG 2021 Guidance notes. The currency ERC rates are set at £4m (Four Million Pounds) @ 1st April 2019 (AVD) for the RCG 2021 Publication. | - | - | 2 | TRUE
3253 | 42A01G | 8931 | 42A01G | Industrial Buildings | Insulated Buildings | Sheet Metal Cladding | 10,001 - 20,000m2 | Eaves Height - 6m | Building Area only; Site strip vegetation; Strip foundations; Column bases; Insulated Concrete GF slab with DPM and Mesh,150 thick up to 10,000m2, 200mm thick over 10,000m2 GIA; Steel Portal frame with bolts and baseplates; Coated galvanised trapezoidal roof sheets with insulation on steel purlins; Roof lights; valley gutters; matching fascia and soffit; Rainwater downpipes and gutters; trapezoidal insulated wall system cladding on cladding rails; External roller shutter doors and personnel doors; Single phase electrics, lighting and power; Gas fuelled hot air burners; Underslab storm drainage from internal downpipes on building area greater than 1,000m2; | Location Adjustment Applicable (See Guidance Notes) - ERC = UK mean of 1.00 | (BEAMS Note 2) The ERC for this item should be added to all other rateable items on the hereditament (except land). Therefore the total of the ERC of the other Building Items and the P&M ERC (where applicable) to enable the correct contract size adjustment to be made. ERC of Building Component + ERC of P&M = Total ERC to which contract size adjustment should be applied. The appropriate % adjustment should be made in accordance with the scale for contract size adjustment specified under section 6 of the RCG 2023 Guidance notes. The currency ERC rates are set at £4m (Four Million Pounds) @ 1st April 2021 (AVD) for the RCG 2023 Publication. | The data consists of a typical Industrial shell. Works include the Industrial shell as described and includes works up to 1m perimeter to the building (1m wide paving slabs & foul/storm drainage), The cost include 2 no. personnel doors and roller shutters are included at 1 door up to 1,000m2 , 2 roller doors over 1,000m2 (GIA), and 4 roller doors over 5,000m2. Costs are for the shell only and do not include for internal rooms such as offices or toilets which should be added for seperately. See Variations for assistance. | - | - | - | - | - | Cavity Wall construction to lower walls should be added by measuring wall area at an E/O rate of £102m2, single block walls are cost neutral. Additional roller shutter doors over and above the beacon specification at should be added at additonal cost of £ 232 each (4 x 4m) . Additional personnel doors over the assumed 2nr. - add £1,077 each. If no heating is present a deduction of £28m2 (GIA) should be made to the beacon cost. Internal offices (in Industrial complexes) should be added by reference to Cost Guide code series 42P04A -42P40V, Internal WC - 42P40W, amenity blocks - showers & toilets (New code TBC) & Canteens (New CodeTBC) | - | - | - |  | m2 | - | 3 - INDUSTRIAL | David Grace | Jim Allen | #N/A | Option 1 | ERROR | 0% | 581.0209 | 417.1591 | 0% | 0% | 417.1591 | 0% | Price Book Data | P. Avo | VOA_GPN_GOV_UK\7243572 | 2021-07-12 | Low | - | Low | - | - | Updated indiced etc. 24/03/2021 - Copied to the latest DCS. | NA | SPONS A&B | 1.561 | (BEAMS Note 2) The ERC for this item should be added to all other rateable items on the hereditament (except land). Therefore the total of the ERC of the other Building Items and the P&M ERC (where applicable) to enable the correct contract size adjustment to be made. ERC of Building Component + ERC of P&M = Total ERC to which contract size adjustment should be applied. The appropriate % adjustment should be made in accordance with the scale for contract size adjustment specified under section 6 of the RCG 2021 Guidance notes. The currency ERC rates are set at £4m (Four Million Pounds) @ 1st April 2019 (AVD) for the RCG 2021 Publication. | - | - | 2 | TRUE
3254 | 42A01H | 8932 | 42A01H | Industrial Buildings | Insulated Buildings | Sheet Metal Cladding | 10,001 - 20,000m2 | Eaves Height - 6.5m | Building Area only; Site strip vegetation; Strip foundations; Column bases; Insulated Concrete GF slab with DPM and Mesh,150 thick up to 10,000m2, 200mm thick over 10,000m2 GIA; Steel Portal frame with bolts and baseplates; Coated galvanised trapezoidal roof sheets with insulation on steel purlins; Roof lights; valley gutters; matching fascia and soffit; Rainwater downpipes and gutters; trapezoidal insulated wall system cladding on cladding rails; External roller shutter doors and personnel doors; Single phase electrics, lighting and power; Gas fuelled hot air burners; Underslab storm drainage from internal downpipes on building area greater than 1,000m2; | Location Adjustment Applicable (See Guidance Notes) - ERC = UK mean of 1.00 | (BEAMS Note 2) The ERC for this item should be added to all other rateable items on the hereditament (except land). Therefore the total of the ERC of the other Building Items and the P&M ERC (where applicable) to enable the correct contract size adjustment to be made. ERC of Building Component + ERC of P&M = Total ERC to which contract size adjustment should be applied. The appropriate % adjustment should be made in accordance with the scale for contract size adjustment specified under section 6 of the RCG 2023 Guidance notes. The currency ERC rates are set at £4m (Four Million Pounds) @ 1st April 2021 (AVD) for the RCG 2023 Publication. | The data consists of a typical Industrial shell. Works include the Industrial shell as described and includes works up to 1m perimeter to the building (1m wide paving slabs & foul/storm drainage), The cost include 2 no. personnel doors and roller shutters are included at 1 door up to 1,000m2 , 2 roller doors over 1,000m2 (GIA), and 4 roller doors over 5,000m2. Costs are for the shell only and do not include for internal rooms such as offices or toilets which should be added for seperately. See Variations for assistance. | - | - | - | - | - | Cavity Wall construction to lower walls should be added by measuring wall area at an E/O rate of £102m2, single block walls are cost neutral. Additional roller shutter doors over and above the beacon specification at should be added at additonal cost of £ 232 each (4 x 4m) . Additional personnel doors over the assumed 2nr. - add £1,077 each. If no heating is present a deduction of £28m2 (GIA) should be made to the beacon cost. Internal offices (in Industrial complexes) should be added by reference to Cost Guide code series 42P04A -42P40V, Internal WC - 42P40W, amenity blocks - showers & toilets (New code TBC) & Canteens (New CodeTBC) | - | - | - |  | m2 | - | 3 - INDUSTRIAL | David Grace | Jim Allen | #N/A | Option 1 | ERROR | 0% | 582.8384 | 418.4641 | 0% | 0% | 418.4641 | 0% | Price Book Data | P. Avo | VOA_GPN_GOV_UK\7243572 | 2021-07-12 | Low | - | Low | - | - | Updated indiced etc. 24/03/2021 - Copied to the latest DCS. | NA | SPONS A&B | 1.561 | (BEAMS Note 2) The ERC for this item should be added to all other rateable items on the hereditament (except land). Therefore the total of the ERC of the other Building Items and the P&M ERC (where applicable) to enable the correct contract size adjustment to be made. ERC of Building Component + ERC of P&M = Total ERC to which contract size adjustment should be applied. The appropriate % adjustment should be made in accordance with the scale for contract size adjustment specified under section 6 of the RCG 2021 Guidance notes. The currency ERC rates are set at £4m (Four Million Pounds) @ 1st April 2019 (AVD) for the RCG 2021 Publication. | - | - | 2 | TRUE
3255 | 42A01J | 8933 | 42A01J | Industrial Buildings | Insulated Buildings | Sheet Metal Cladding | 10,001 - 20,000m2 | Eaves Height - 7m | Building Area only; Site strip vegetation; Strip foundations; Column bases; Insulated Concrete GF slab with DPM and Mesh,150 thick up to 10,000m2, 200mm thick over 10,000m2 GIA; Steel Portal frame with bolts and baseplates; Coated galvanised trapezoidal roof sheets with insulation on steel purlins; Roof lights; valley gutters; matching fascia and soffit; Rainwater downpipes and gutters; trapezoidal insulated wall system cladding on cladding rails; External roller shutter doors and personnel doors; Single phase electrics, lighting and power; Gas fuelled hot air burners; Underslab storm drainage from internal downpipes on building area greater than 1,000m2; | Location Adjustment Applicable (See Guidance Notes) - ERC = UK mean of 1.00 | (BEAMS Note 2) The ERC for this item should be added to all other rateable items on the hereditament (except land). Therefore the total of the ERC of the other Building Items and the P&M ERC (where applicable) to enable the correct contract size adjustment to be made. ERC of Building Component + ERC of P&M = Total ERC to which contract size adjustment should be applied. The appropriate % adjustment should be made in accordance with the scale for contract size adjustment specified under section 6 of the RCG 2023 Guidance notes. The currency ERC rates are set at £4m (Four Million Pounds) @ 1st April 2021 (AVD) for the RCG 2023 Publication. | The data consists of a typical Industrial shell. Works include the Industrial shell as described and includes works up to 1m perimeter to the building (1m wide paving slabs & foul/storm drainage), The cost include 2 no. personnel doors and roller shutters are included at 1 door up to 1,000m2 , 2 roller doors over 1,000m2 (GIA), and 4 roller doors over 5,000m2. Costs are for the shell only and do not include for internal rooms such as offices or toilets which should be added for seperately. See Variations for assistance. | - | - | - | - | - | Cavity Wall construction to lower walls should be added by measuring wall area at an E/O rate of £102m2, single block walls are cost neutral. Additional roller shutter doors over and above the beacon specification at should be added at additonal cost of £ 232 each (4 x 4m) . Additional personnel doors over the assumed 2nr. - add £1,077 each. If no heating is present a deduction of £28m2 (GIA) should be made to the beacon cost. Internal offices (in Industrial complexes) should be added by reference to Cost Guide code series 42P04A -42P40V, Internal WC - 42P40W, amenity blocks - showers & toilets (New code TBC) & Canteens (New CodeTBC) | - | - | - |  | m2 | - | 3 - INDUSTRIAL | David Grace | Jim Allen | #N/A | Option 1 | ERROR | 0% | 584.6559 | 419.769 | 0% | 0% | 419.769 | 0% | Price Book Data | P. Avo | VOA_GPN_GOV_UK\7243572 | 2021-07-12 | Low | - | Low | - | - | Updated indiced etc. 24/03/2021 - Copied to the latest DCS. | NA | SPONS A&B | 1.561 | (BEAMS Note 2) The ERC for this item should be added to all other rateable items on the hereditament (except land). Therefore the total of the ERC of the other Building Items and the P&M ERC (where applicable) to enable the correct contract size adjustment to be made. ERC of Building Component + ERC of P&M = Total ERC to which contract size adjustment should be applied. The appropriate % adjustment should be made in accordance with the scale for contract size adjustment specified under section 6 of the RCG 2021 Guidance notes. The currency ERC rates are set at £4m (Four Million Pounds) @ 1st April 2019 (AVD) for the RCG 2021 Publication. | - | - | 2 | TRUE
3256 | 42A01K | 8934 | 42A01K | Industrial Buildings | Insulated Buildings | Sheet Metal Cladding | 10,001 - 20,000m2 | Eaves Height - 7.5m | Building Area only; Site strip vegetation; Strip foundations; Column bases; Insulated Concrete GF slab with DPM and Mesh,150 thick up to 10,000m2, 200mm thick over 10,000m2 GIA; Steel Portal frame with bolts and baseplates; Coated galvanised trapezoidal roof sheets with insulation on steel purlins; Roof lights; valley gutters; matching fascia and soffit; Rainwater downpipes and gutters; trapezoidal insulated wall system cladding on cladding rails; External roller shutter doors and personnel doors; Single phase electrics, lighting and power; Gas fuelled hot air burners; Underslab storm drainage from internal downpipes on building area greater than 1,000m2; | Location Adjustment Applicable (See Guidance Notes) - ERC = UK mean of 1.00 | (BEAMS Note 2) The ERC for this item should be added to all other rateable items on the hereditament (except land). Therefore the total of the ERC of the other Building Items and the P&M ERC (where applicable) to enable the correct contract size adjustment to be made. ERC of Building Component + ERC of P&M = Total ERC to which contract size adjustment should be applied. The appropriate % adjustment should be made in accordance with the scale for contract size adjustment specified under section 6 of the RCG 2023 Guidance notes. The currency ERC rates are set at £4m (Four Million Pounds) @ 1st April 2021 (AVD) for the RCG 2023 Publication. | The data consists of a typical Industrial shell. Works include the Industrial shell as described and includes works up to 1m perimeter to the building (1m wide paving slabs & foul/storm drainage), The cost include 2 no. personnel doors and roller shutters are included at 1 door up to 1,000m2 , 2 roller doors over 1,000m2 (GIA), and 4 roller doors over 5,000m2. Costs are for the shell only and do not include for internal rooms such as offices or toilets which should be added for seperately. See Variations for assistance. | - | - | - | - | - | Cavity Wall construction to lower walls should be added by measuring wall area at an E/O rate of £102m2, single block walls are cost neutral. Additional roller shutter doors over and above the beacon specification at should be added at additonal cost of £ 232 each (4 x 4m) . Additional personnel doors over the assumed 2nr. - add £1,077 each. If no heating is present a deduction of £28m2 (GIA) should be made to the beacon cost. Internal offices (in Industrial complexes) should be added by reference to Cost Guide code series 42P04A -42P40V, Internal WC - 42P40W, amenity blocks - showers & toilets (New code TBC) & Canteens (New CodeTBC) | - | - | - |  | m2 | - | 3 - INDUSTRIAL | David Grace | Jim Allen | #N/A | Option 1 | ERROR | 0% | 586.4734 | 421.0739 | 0% | 0% | 421.0739 | 0% | Price Book Data | P. Avo | VOA_GPN_GOV_UK\7243572 | 2021-07-12 | Low | - | Low | - | - | Updated indiced etc. 24/03/2021 - Copied to the latest DCS. | NA | SPONS A&B | 1.561 | (BEAMS Note 2) The ERC for this item should be added to all other rateable items on the hereditament (except land). Therefore the total of the ERC of the other Building Items and the P&M ERC (where applicable) to enable the correct contract size adjustment to be made. ERC of Building Component + ERC of P&M = Total ERC to which contract size adjustment should be applied. The appropriate % adjustment should be made in accordance with the scale for contract size adjustment specified under section 6 of the RCG 2021 Guidance notes. The currency ERC rates are set at £4m (Four Million Pounds) @ 1st April 2019 (AVD) for the RCG 2021 Publication. | - | - | 2 | TRUE
3257 | 42A01L | 8935 | 42A01L | Industrial Buildings | Insulated Buildings | Sheet Metal Cladding | 10,001 - 20,000m2 | Eaves Height - 8m | Building Area only; Site strip vegetation; Strip foundations; Column bases; Insulated Concrete GF slab with DPM and Mesh,150 thick up to 10,000m2, 200mm thick over 10,000m2 GIA; Steel Portal frame with bolts and baseplates; Coated galvanised trapezoidal roof sheets with insulation on steel purlins; Roof lights; valley gutters; matching fascia and soffit; Rainwater downpipes and gutters; trapezoidal insulated wall system cladding on cladding rails; External roller shutter doors and personnel doors; Single phase electrics, lighting and power; Gas fuelled hot air burners; Underslab storm drainage from internal downpipes on building area greater than 1,000m2; | Location Adjustment Applicable (See Guidance Notes) - ERC = UK mean of 1.00 | (BEAMS Note 2) The ERC for this item should be added to all other rateable items on the hereditament (except land). Therefore the total of the ERC of the other Building Items and the P&M ERC (where applicable) to enable the correct contract size adjustment to be made. ERC of Building Component + ERC of P&M = Total ERC to which contract size adjustment should be applied. The appropriate % adjustment should be made in accordance with the scale for contract size adjustment specified under section 6 of the RCG 2023 Guidance notes. The currency ERC rates are set at £4m (Four Million Pounds) @ 1st April 2021 (AVD) for the RCG 2023 Publication. | The data consists of a typical Industrial shell. Works include the Industrial shell as described and includes works up to 1m perimeter to the building (1m wide paving slabs & foul/storm drainage), The cost include 2 no. personnel doors and roller shutters are included at 1 door up to 1,000m2 , 2 roller doors over 1,000m2 (GIA), and 4 roller doors over 5,000m2. Costs are for the shell only and do not include for internal rooms such as offices or toilets which should be added for seperately. See Variations for assistance. | - | - | - | - | - | Cavity Wall construction to lower walls should be added by measuring wall area at an E/O rate of £102m2, single block walls are cost neutral. Additional roller shutter doors over and above the beacon specification at should be added at additonal cost of £ 232 each (4 x 4m) . Additional personnel doors over the assumed 2nr. - add £1,077 each. If no heating is present a deduction of £28m2 (GIA) should be made to the beacon cost. Internal offices (in Industrial complexes) should be added by reference to Cost Guide code series 42P04A -42P40V, Internal WC - 42P40W, amenity blocks - showers & toilets (New code TBC) & Canteens (New CodeTBC) | - | - | - |  | m2 | - | 3 - INDUSTRIAL | David Grace | Jim Allen | #N/A | Option 1 | ERROR | 0% | 588.2909 | 422.3788 | 0% | 0% | 422.3788 | 0% | Price Book Data | P. Avo | VOA_GPN_GOV_UK\7243572 | 2021-07-12 | Low | - | Low | - | - | Updated indiced etc. 24/03/2021 - Copied to the latest DCS. | NA | SPONS A&B | 1.561 | (BEAMS Note 2) The ERC for this item should be added to all other rateable items on the hereditament (except land). Therefore the total of the ERC of the other Building Items and the P&M ERC (where applicable) to enable the correct contract size adjustment to be made. ERC of Building Component + ERC of P&M = Total ERC to which contract size adjustment should be applied. The appropriate % adjustment should be made in accordance with the scale for contract size adjustment specified under section 6 of the RCG 2021 Guidance notes. The currency ERC rates are set at £4m (Four Million Pounds) @ 1st April 2019 (AVD) for the RCG 2021 Publication. | - | - | 2 | TRUE
3258 | 42A01M | 8936 | 42A01M | Industrial Buildings | Insulated Buildings | Sheet Metal Cladding | 10,001 - 20,000m2 | Eaves Height - 8.5m | Building Area only; Site strip vegetation; Strip foundations; Column bases; Insulated Concrete GF slab with DPM and Mesh,150 thick up to 10,000m2, 200mm thick over 10,000m2 GIA; Steel Portal frame with bolts and baseplates; Coated galvanised trapezoidal roof sheets with insulation on steel purlins; Roof lights; valley gutters; matching fascia and soffit; Rainwater downpipes and gutters; trapezoidal insulated wall system cladding on cladding rails; External roller shutter doors and personnel doors; Single phase electrics, lighting and power; Gas fuelled hot air burners; Underslab storm drainage from internal downpipes on building area greater than 1,000m2; | Location Adjustment Applicable (See Guidance Notes) - ERC = UK mean of 1.00 | (BEAMS Note 2) The ERC for this item should be added to all other rateable items on the hereditament (except land). Therefore the total of the ERC of the other Building Items and the P&M ERC (where applicable) to enable the correct contract size adjustment to be made. ERC of Building Component + ERC of P&M = Total ERC to which contract size adjustment should be applied. The appropriate % adjustment should be made in accordance with the scale for contract size adjustment specified under section 6 of the RCG 2023 Guidance notes. The currency ERC rates are set at £4m (Four Million Pounds) @ 1st April 2021 (AVD) for the RCG 2023 Publication. | The data consists of a typical Industrial shell. Works include the Industrial shell as described and includes works up to 1m perimeter to the building (1m wide paving slabs & foul/storm drainage), The cost include 2 no. personnel doors and roller shutters are included at 1 door up to 1,000m2 , 2 roller doors over 1,000m2 (GIA), and 4 roller doors over 5,000m2. Costs are for the shell only and do not include for internal rooms such as offices or toilets which should be added for seperately. See Variations for assistance. | - | - | - | - | - | Cavity Wall construction to lower walls should be added by measuring wall area at an E/O rate of £102m2, single block walls are cost neutral. Additional roller shutter doors over and above the beacon specification at should be added at additonal cost of £ 232 each (4 x 4m) . Additional personnel doors over the assumed 2nr. - add £1,077 each. If no heating is present a deduction of £28m2 (GIA) should be made to the beacon cost. Internal offices (in Industrial complexes) should be added by reference to Cost Guide code series 42P04A -42P40V, Internal WC - 42P40W, amenity blocks - showers & toilets (New code TBC) & Canteens (New CodeTBC) | - | - | - |  | m2 | - | 3 - INDUSTRIAL | David Grace | Jim Allen | #N/A | Option 1 | ERROR | 0% | 590.1084 | 423.6837 | 0% | 0% | 423.6837 | 0% | Price Book Data | P. Avo | VOA_GPN_GOV_UK\7243572 | 2021-07-12 | Low | - | Low | - | - | Updated indiced etc. 24/03/2021 - Copied to the latest DCS. | NA | SPONS A&B | 1.561 | (BEAMS Note 2) The ERC for this item should be added to all other rateable items on the hereditament (except land). Therefore the total of the ERC of the other Building Items and the P&M ERC (where applicable) to enable the correct contract size adjustment to be made. ERC of Building Component + ERC of P&M = Total ERC to which contract size adjustment should be applied. The appropriate % adjustment should be made in accordance with the scale for contract size adjustment specified under section 6 of the RCG 2021 Guidance notes. The currency ERC rates are set at £4m (Four Million Pounds) @ 1st April 2019 (AVD) for the RCG 2021 Publication. | - | - | 2 | TRUE
3259 | 42A01N | 8937 | 42A01N | Industrial Buildings | Insulated Buildings | Sheet Metal Cladding | 10,001 - 20,000m2 | Eaves Height - 9m | Building Area only; Site strip vegetation; Strip foundations; Column bases; Insulated Concrete GF slab with DPM and Mesh,150 thick up to 10,000m2, 200mm thick over 10,000m2 GIA; Steel Portal frame with bolts and baseplates; Coated galvanised trapezoidal roof sheets with insulation on steel purlins; Roof lights; valley gutters; matching fascia and soffit; Rainwater downpipes and gutters; trapezoidal insulated wall system cladding on cladding rails; External roller shutter doors and personnel doors; Single phase electrics, lighting and power; Gas fuelled hot air burners; Underslab storm drainage from internal downpipes on building area greater than 1,000m2; | Location Adjustment Applicable (See Guidance Notes) - ERC = UK mean of 1.00 | (BEAMS Note 2) The ERC for this item should be added to all other rateable items on the hereditament (except land). Therefore the total of the ERC of the other Building Items and the P&M ERC (where applicable) to enable the correct contract size adjustment to be made. ERC of Building Component + ERC of P&M = Total ERC to which contract size adjustment should be applied. The appropriate % adjustment should be made in accordance with the scale for contract size adjustment specified under section 6 of the RCG 2023 Guidance notes. The currency ERC rates are set at £4m (Four Million Pounds) @ 1st April 2021 (AVD) for the RCG 2023 Publication. | The data consists of a typical Industrial shell. Works include the Industrial shell as described and includes works up to 1m perimeter to the building (1m wide paving slabs & foul/storm drainage), The cost include 2 no. personnel doors and roller shutters are included at 1 door up to 1,000m2 , 2 roller doors over 1,000m2 (GIA), and 4 roller doors over 5,000m2. Costs are for the shell only and do not include for internal rooms such as offices or toilets which should be added for seperately. See Variations for assistance. | - | - | - | - | - | Cavity Wall construction to lower walls should be added by measuring wall area at an E/O rate of £102m2, single block walls are cost neutral. Additional roller shutter doors over and above the beacon specification at should be added at additonal cost of £ 232 each (4 x 4m) . Additional personnel doors over the assumed 2nr. - add £1,077 each. If no heating is present a deduction of £28m2 (GIA) should be made to the beacon cost. Internal offices (in Industrial complexes) should be added by reference to Cost Guide code series 42P04A -42P40V, Internal WC - 42P40W, amenity blocks - showers & toilets (New code TBC) & Canteens (New CodeTBC) | - | - | - |  | m2 | - | 3 - INDUSTRIAL | David Grace | Jim Allen | #N/A | Option 1 | ERROR | 0% | 591.9259 | 424.9886 | 0% | 0% | 424.9886 | 0% | Price Book Data | P. Avo | VOA_GPN_GOV_UK\7243572 | 2021-07-12 | Low | - | Low | - | - | Updated indiced etc. 24/03/2021 - Copied to the latest DCS. | NA | SPONS A&B | 1.561 | (BEAMS Note 2) The ERC for this item should be added to all other rateable items on the hereditament (except land). Therefore the total of the ERC of the other Building Items and the P&M ERC (where applicable) to enable the correct contract size adjustment to be made. ERC of Building Component + ERC of P&M = Total ERC to which contract size adjustment should be applied. The appropriate % adjustment should be made in accordance with the scale for contract size adjustment specified under section 6 of the RCG 2021 Guidance notes. The currency ERC rates are set at £4m (Four Million Pounds) @ 1st April 2019 (AVD) for the RCG 2021 Publication. | - | - | 2 | TRUE
3260 | 42A01P | 8938 | 42A01P | Industrial Buildings | Insulated Buildings | Sheet Metal Cladding | 10,001 - 20,000m2 | Eaves Height - 9.5m | Building Area only; Site strip vegetation; Strip foundations; Column bases; Insulated Concrete GF slab with DPM and Mesh,150 thick up to 10,000m2, 200mm thick over 10,000m2 GIA; Steel Portal frame with bolts and baseplates; Coated galvanised trapezoidal roof sheets with insulation on steel purlins; Roof lights; valley gutters; matching fascia and soffit; Rainwater downpipes and gutters; trapezoidal insulated wall system cladding on cladding rails; External roller shutter doors and personnel doors; Single phase electrics, lighting and power; Gas fuelled hot air burners; Underslab storm drainage from internal downpipes on building area greater than 1,000m2; | Location Adjustment Applicable (See Guidance Notes) - ERC = UK mean of 1.00 | (BEAMS Note 2) The ERC for this item should be added to all other rateable items on the hereditament (except land). Therefore the total of the ERC of the other Building Items and the P&M ERC (where applicable) to enable the correct contract size adjustment to be made. ERC of Building Component + ERC of P&M = Total ERC to which contract size adjustment should be applied. The appropriate % adjustment should be made in accordance with the scale for contract size adjustment specified under section 6 of the RCG 2023 Guidance notes. The currency ERC rates are set at £4m (Four Million Pounds) @ 1st April 2021 (AVD) for the RCG 2023 Publication. | The data consists of a typical Industrial shell. Works include the Industrial shell as described and includes works up to 1m perimeter to the building (1m wide paving slabs & foul/storm drainage), The cost include 2 no. personnel doors and roller shutters are included at 1 door up to 1,000m2 , 2 roller doors over 1,000m2 (GIA), and 4 roller doors over 5,000m2. Costs are for the shell only and do not include for internal rooms such as offices or toilets which should be added for seperately. See Variations for assistance. | - | - | - | - | - | Cavity Wall construction to lower walls should be added by measuring wall area at an E/O rate of £102m2, single block walls are cost neutral. Additional roller shutter doors over and above the beacon specification at should be added at additonal cost of £ 232 each (4 x 4m) . Additional personnel doors over the assumed 2nr. - add £1,077 each. If no heating is present a deduction of £28m2 (GIA) should be made to the beacon cost. Internal offices (in Industrial complexes) should be added by reference to Cost Guide code series 42P04A -42P40V, Internal WC - 42P40W, amenity blocks - showers & toilets (New code TBC) & Canteens (New CodeTBC) | - | - | - |  | m2 | - | 3 - INDUSTRIAL | David Grace | Jim Allen | #N/A | Option 1 | ERROR | 0% | 593.7434 | 426.2936 | 0% | 0% | 426.2936 | 0% | Price Book Data | P. Avo | VOA_GPN_GOV_UK\7243572 | 2021-07-12 | Low | - | Low | - | - | Updated indiced etc. 24/03/2021 - Copied to the latest DCS. | NA | SPONS A&B | 1.561 | (BEAMS Note 2) The ERC for this item should be added to all other rateable items on the hereditament (except land). Therefore the total of the ERC of the other Building Items and the P&M ERC (where applicable) to enable the correct contract size adjustment to be made. ERC of Building Component + ERC of P&M = Total ERC to which contract size adjustment should be applied. The appropriate % adjustment should be made in accordance with the scale for contract size adjustment specified under section 6 of the RCG 2021 Guidance notes. The currency ERC rates are set at £4m (Four Million Pounds) @ 1st April 2019 (AVD) for the RCG 2021 Publication. | - | - | 2 | TRUE
3261 | 42A01Q | 8939 | 42A01Q | Industrial Buildings | Insulated Buildings | Sheet Metal Cladding | 10,001 - 20,000m2 | Eaves Height - 10m | Building Area only; Site strip vegetation; Strip foundations; Column bases; Insulated Concrete GF slab with DPM and Mesh,150 thick up to 10,000m2, 200mm thick over 10,000m2 GIA; Steel Portal frame with bolts and baseplates; Coated galvanised trapezoidal roof sheets with insulation on steel purlins; Roof lights; valley gutters; matching fascia and soffit; Rainwater downpipes and gutters; trapezoidal insulated wall system cladding on cladding rails; External roller shutter doors and personnel doors; Single phase electrics, lighting and power; Gas fuelled hot air burners; Underslab storm drainage from internal downpipes on building area greater than 1,000m2; | Location Adjustment Applicable (See Guidance Notes) - ERC = UK mean of 1.00 | (BEAMS Note 2) The ERC for this item should be added to all other rateable items on the hereditament (except land). Therefore the total of the ERC of the other Building Items and the P&M ERC (where applicable) to enable the correct contract size adjustment to be made. ERC of Building Component + ERC of P&M = Total ERC to which contract size adjustment should be applied. The appropriate % adjustment should be made in accordance with the scale for contract size adjustment specified under section 6 of the RCG 2023 Guidance notes. The currency ERC rates are set at £4m (Four Million Pounds) @ 1st April 2021 (AVD) for the RCG 2023 Publication. | The data consists of a typical Industrial shell. Works include the Industrial shell as described and includes works up to 1m perimeter to the building (1m wide paving slabs & foul/storm drainage), The cost include 2 no. personnel doors and roller shutters are included at 1 door up to 1,000m2 , 2 roller doors over 1,000m2 (GIA), and 4 roller doors over 5,000m2. Costs are for the shell only and do not include for internal rooms such as offices or toilets which should be added for seperately. See Variations for assistance. | - | - | - | - | - | Cavity Wall construction to lower walls should be added by measuring wall area at an E/O rate of £102m2, single block walls are cost neutral. Additional roller shutter doors over and above the beacon specification at should be added at additonal cost of £ 232 each (4 x 4m) . Additional personnel doors over the assumed 2nr. - add £1,077 each. If no heating is present a deduction of £28m2 (GIA) should be made to the beacon cost. Internal offices (in Industrial complexes) should be added by reference to Cost Guide code series 42P04A -42P40V, Internal WC - 42P40W, amenity blocks - showers & toilets (New code TBC) & Canteens (New CodeTBC) | - | - | - |  | m2 | - | 3 - INDUSTRIAL | David Grace | Jim Allen | #N/A | Option 1 | ERROR | 0% | 595.5609 | 427.5985 | 0% | 0% | 427.5985 | 0% | Price Book Data | P. Avo | VOA_GPN_GOV_UK\7243572 | 2021-07-12 | Low | - | Low | - | - | Updated indiced etc. 24/03/2021 - Copied to the latest DCS. | NA | SPONS A&B | 1.561 | (BEAMS Note 2) The ERC for this item should be added to all other rateable items on the hereditament (except land). Therefore the total of the ERC of the other Building Items and the P&M ERC (where applicable) to enable the correct contract size adjustment to be made. ERC of Building Component + ERC of P&M = Total ERC to which contract size adjustment should be applied. The appropriate % adjustment should be made in accordance with the scale for contract size adjustment specified under section 6 of the RCG 2021 Guidance notes. The currency ERC rates are set at £4m (Four Million Pounds) @ 1st April 2019 (AVD) for the RCG 2021 Publication. | - | - | 2 | TRUE
3262 | 42A02S | 8965 | 42A02S | Industrial Buildings | Insulated Buildings | Sheet Metal Cladding | over 20,000m2 | Eaves Height - 3m | Building Area only; Site strip vegetation; Strip foundations; Column bases; Insulated Concrete GF slab with DPM and Mesh,150 thick up to 10,000m2, 200mm thick over 10,000m2 GIA; Steel Portal frame with bolts and baseplates; Coated galvanised trapezoidal roof sheets with insulation on steel purlins; Roof lights; valley gutters; matching fascia and soffit; Rainwater downpipes and gutters; trapezoidal insulated wall system cladding on cladding rails; External roller shutter doors and personnel doors; Single phase electrics, lighting and power; Gas fuelled hot air burners; Underslab storm drainage from internal downpipes on building area greater than 1,000m2; | Location Adjustment Applicable (See Guidance Notes) - ERC = UK mean of 1.00 | (BEAMS Note 2) The ERC for this item should be added to all other rateable items on the hereditament (except land). Therefore the total of the ERC of the other Building Items and the P&M ERC (where applicable) to enable the correct contract size adjustment to be made. ERC of Building Component + ERC of P&M = Total ERC to which contract size adjustment should be applied. The appropriate % adjustment should be made in accordance with the scale for contract size adjustment specified under section 6 of the RCG 2023 Guidance notes. The currency ERC rates are set at £4m (Four Million Pounds) @ 1st April 2021 (AVD) for the RCG 2023 Publication. | The data consists of a typical Industrial shell. Works include the Industrial shell as described and includes works up to 1m perimeter to the building (1m wide paving slabs & foul/storm drainage), The cost include 2 no. personnel doors and roller shutters are included at 1 door up to 1,000m2 , 2 roller doors over 1,000m2 (GIA), and 4 roller doors over 5,000m2. Costs are for the shell only and do not include for internal rooms such as offices or toilets which should be added for seperately. See Variations for assistance. | - | - | - | - | - | Cavity Wall construction to lower walls should be added by measuring wall area at an E/O rate of £102m2, single block walls are cost neutral. Additional roller shutter doors over and above the beacon specification at should be added at additonal cost of £ 232 each (4 x 4m) . Additional personnel doors over the assumed 2nr. - add £1,077 each. If no heating is present a deduction of £28m2 (GIA) should be made to the beacon cost. Internal offices (in Industrial complexes) should be added by reference to Cost Guide code series 42P04A -42P40V, Internal WC - 42P40W, amenity blocks - showers & toilets (New code TBC) & Canteens (New CodeTBC) | - | - | - |  | m2 | - | 3 - INDUSTRIAL | David Grace | Jim Allen | #N/A | Option 1 | ERROR | 0% | 528.7795 | 379.651 | 0% | 0% | 379.651 | 0% | Price Book Data | P. Avo | VOA_GPN_GOV_UK\7243572 | 2021-07-12 | Low | - | Low | - | - | Updated indiced etc. 24/03/2021 - Copied to the latest DCS. | NA | SPONS A&B | 1.561 | (BEAMS Note 2) The ERC for this item should be added to all other rateable items on the hereditament (except land). Therefore the total of the ERC of the other Building Items and the P&M ERC (where applicable) to enable the correct contract size adjustment to be made. ERC of Building Component + ERC of P&M = Total ERC to which contract size adjustment should be applied. The appropriate % adjustment should be made in accordance with the scale for contract size adjustment specified under section 6 of the RCG 2021 Guidance notes. The currency ERC rates are set at £4m (Four Million Pounds) @ 1st April 2019 (AVD) for the RCG 2021 Publication. | - | - | 2 | TRUE
3263 | 42A02T | 8966 | 42A02T | Industrial Buildings | Insulated Buildings | Sheet Metal Cladding | over 20,000m2 | Eaves Height - 3.5m | Building Area only; Site strip vegetation; Strip foundations; Column bases; Insulated Concrete GF slab with DPM and Mesh,150 thick up to 10,000m2, 200mm thick over 10,000m2 GIA; Steel Portal frame with bolts and baseplates; Coated galvanised trapezoidal roof sheets with insulation on steel purlins; Roof lights; valley gutters; matching fascia and soffit; Rainwater downpipes and gutters; trapezoidal insulated wall system cladding on cladding rails; External roller shutter doors and personnel doors; Single phase electrics, lighting and power; Gas fuelled hot air burners; Underslab storm drainage from internal downpipes on building area greater than 1,000m2; | Location Adjustment Applicable (See Guidance Notes) - ERC = UK mean of 1.00 | (BEAMS Note 2) The ERC for this item should be added to all other rateable items on the hereditament (except land). Therefore the total of the ERC of the other Building Items and the P&M ERC (where applicable) to enable the correct contract size adjustment to be made. ERC of Building Component + ERC of P&M = Total ERC to which contract size adjustment should be applied. The appropriate % adjustment should be made in accordance with the scale for contract size adjustment specified under section 6 of the RCG 2023 Guidance notes. The currency ERC rates are set at £4m (Four Million Pounds) @ 1st April 2021 (AVD) for the RCG 2023 Publication. | The data consists of a typical Industrial shell. Works include the Industrial shell as described and includes works up to 1m perimeter to the building (1m wide paving slabs & foul/storm drainage), The cost include 2 no. personnel doors and roller shutters are included at 1 door up to 1,000m2 , 2 roller doors over 1,000m2 (GIA), and 4 roller doors over 5,000m2. Costs are for the shell only and do not include for internal rooms such as offices or toilets which should be added for seperately. See Variations for assistance. | - | - | - | - | - | Cavity Wall construction to lower walls should be added by measuring wall area at an E/O rate of £102m2, single block walls are cost neutral. Additional roller shutter doors over and above the beacon specification at should be added at additonal cost of £ 232 each (4 x 4m) . Additional personnel doors over the assumed 2nr. - add £1,077 each. If no heating is present a deduction of £28m2 (GIA) should be made to the beacon cost. Internal offices (in Industrial complexes) should be added by reference to Cost Guide code series 42P04A -42P40V, Internal WC - 42P40W, amenity blocks - showers & toilets (New code TBC) & Canteens (New CodeTBC) | - | - | - |  | m2 | - | 3 - INDUSTRIAL | David Grace | Jim Allen | #N/A | Option 1 | ERROR | 0% | 530.1024 | 380.6009 | 0% | 0% | 380.6009 | 0% | Price Book Data | P. Avo | VOA_GPN_GOV_UK\7243572 | 2021-07-12 | Low | - | Low | - | - | Updated indiced etc. 24/03/2021 - Copied to the latest DCS. | NA | SPONS A&B | 1.561 | (BEAMS Note 2) The ERC for this item should be added to all other rateable items on the hereditament (except land). Therefore the total of the ERC of the other Building Items and the P&M ERC (where applicable) to enable the correct contract size adjustment to be made. ERC of Building Component + ERC of P&M = Total ERC to which contract size adjustment should be applied. The appropriate % adjustment should be made in accordance with the scale for contract size adjustment specified under section 6 of the RCG 2021 Guidance notes. The currency ERC rates are set at £4m (Four Million Pounds) @ 1st April 2019 (AVD) for the RCG 2021 Publication. | - | - | 2 | TRUE
3264 | 42A02U | 8967 | 42A02U | Industrial Buildings | Insulated Buildings | Sheet Metal Cladding | over 20,000m2 | Eaves Height - 4m | Building Area only; Site strip vegetation; Strip foundations; Column bases; Insulated Concrete GF slab with DPM and Mesh,150 thick up to 10,000m2, 200mm thick over 10,000m2 GIA; Steel Portal frame with bolts and baseplates; Coated galvanised trapezoidal roof sheets with insulation on steel purlins; Roof lights; valley gutters; matching fascia and soffit; Rainwater downpipes and gutters; trapezoidal insulated wall system cladding on cladding rails; External roller shutter doors and personnel doors; Single phase electrics, lighting and power; Gas fuelled hot air burners; Underslab storm drainage from internal downpipes on building area greater than 1,000m2; | Location Adjustment Applicable (See Guidance Notes) - ERC = UK mean of 1.00 | (BEAMS Note 2) The ERC for this item should be added to all other rateable items on the hereditament (except land). Therefore the total of the ERC of the other Building Items and the P&M ERC (where applicable) to enable the correct contract size adjustment to be made. ERC of Building Component + ERC of P&M = Total ERC to which contract size adjustment should be applied. The appropriate % adjustment should be made in accordance with the scale for contract size adjustment specified under section 6 of the RCG 2023 Guidance notes. The currency ERC rates are set at £4m (Four Million Pounds) @ 1st April 2021 (AVD) for the RCG 2023 Publication. | The data consists of a typical Industrial shell. Works include the Industrial shell as described and includes works up to 1m perimeter to the building (1m wide paving slabs & foul/storm drainage), The cost include 2 no. personnel doors and roller shutters are included at 1 door up to 1,000m2 , 2 roller doors over 1,000m2 (GIA), and 4 roller doors over 5,000m2. Costs are for the shell only and do not include for internal rooms such as offices or toilets which should be added for seperately. See Variations for assistance. | - | - | - | - | - | Cavity Wall construction to lower walls should be added by measuring wall area at an E/O rate of £102m2, single block walls are cost neutral. Additional roller shutter doors over and above the beacon specification at should be added at additonal cost of £ 232 each (4 x 4m) . Additional personnel doors over the assumed 2nr. - add £1,077 each. If no heating is present a deduction of £28m2 (GIA) should be made to the beacon cost. Internal offices (in Industrial complexes) should be added by reference to Cost Guide code series 42P04A -42P40V, Internal WC - 42P40W, amenity blocks - showers & toilets (New code TBC) & Canteens (New CodeTBC) | - | - | - |  | m2 | - | 3 - INDUSTRIAL | David Grace | Jim Allen | #N/A | Option 1 | ERROR | 0% | 531.4254 | 381.5507 | 0% | 0% | 381.5507 | 0% | Price Book Data | P. Avo | VOA_GPN_GOV_UK\7243572 | 2021-07-12 | Low | - | Low | - | - | Updated indiced etc. 24/03/2021 - Copied to the latest DCS. | NA | SPONS A&B | 1.561 | (BEAMS Note 2) The ERC for this item should be added to all other rateable items on the hereditament (except land). Therefore the total of the ERC of the other Building Items and the P&M ERC (where applicable) to enable the correct contract size adjustment to be made. ERC of Building Component + ERC of P&M = Total ERC to which contract size adjustment should be applied. The appropriate % adjustment should be made in accordance with the scale for contract size adjustment specified under section 6 of the RCG 2021 Guidance notes. The currency ERC rates are set at £4m (Four Million Pounds) @ 1st April 2019 (AVD) for the RCG 2021 Publication. | - | - | 2 | TRUE
3265 | 42A02V | 8968 | 42A02V | Industrial Buildings | Insulated Buildings | Sheet Metal Cladding | over 20,000m2 | Eaves Height - 4.5m | Building Area only; Site strip vegetation; Strip foundations; Column bases; Insulated Concrete GF slab with DPM and Mesh,150 thick up to 10,000m2, 200mm thick over 10,000m2 GIA; Steel Portal frame with bolts and baseplates; Coated galvanised trapezoidal roof sheets with insulation on steel purlins; Roof lights; valley gutters; matching fascia and soffit; Rainwater downpipes and gutters; trapezoidal insulated wall system cladding on cladding rails; External roller shutter doors and personnel doors; Single phase electrics, lighting and power; Gas fuelled hot air burners; Underslab storm drainage from internal downpipes on building area greater than 1,000m2; | Location Adjustment Applicable (See Guidance Notes) - ERC = UK mean of 1.00 | (BEAMS Note 2) The ERC for this item should be added to all other rateable items on the hereditament (except land). Therefore the total of the ERC of the other Building Items and the P&M ERC (where applicable) to enable the correct contract size adjustment to be made. ERC of Building Component + ERC of P&M = Total ERC to which contract size adjustment should be applied. The appropriate % adjustment should be made in accordance with the scale for contract size adjustment specified under section 6 of the RCG 2023 Guidance notes. The currency ERC rates are set at £4m (Four Million Pounds) @ 1st April 2021 (AVD) for the RCG 2023 Publication. | The data consists of a typical Industrial shell. Works include the Industrial shell as described and includes works up to 1m perimeter to the building (1m wide paving slabs & foul/storm drainage), The cost include 2 no. personnel doors and roller shutters are included at 1 door up to 1,000m2 , 2 roller doors over 1,000m2 (GIA), and 4 roller doors over 5,000m2. Costs are for the shell only and do not include for internal rooms such as offices or toilets which should be added for seperately. See Variations for assistance. | - | - | - | - | - | Cavity Wall construction to lower walls should be added by measuring wall area at an E/O rate of £102m2, single block walls are cost neutral. Additional roller shutter doors over and above the beacon specification at should be added at additonal cost of £ 232 each (4 x 4m) . Additional personnel doors over the assumed 2nr. - add £1,077 each. If no heating is present a deduction of £28m2 (GIA) should be made to the beacon cost. Internal offices (in Industrial complexes) should be added by reference to Cost Guide code series 42P04A -42P40V, Internal WC - 42P40W, amenity blocks - showers & toilets (New code TBC) & Canteens (New CodeTBC) | - | - | - |  | m2 | - | 3 - INDUSTRIAL | David Grace | Jim Allen | #N/A | Option 1 | ERROR | 0% | 532.7483 | 382.5006 | 0% | 0% | 382.5006 | 0% | Price Book Data | P. Avo | VOA_GPN_GOV_UK\7243572 | 2021-07-12 | Low | - | Low | - | - | Updated indiced etc. 24/03/2021 - Copied to the latest DCS. | NA | SPONS A&B | 1.561 | (BEAMS Note 2) The ERC for this item should be added to all other rateable items on the hereditament (except land). Therefore the total of the ERC of the other Building Items and the P&M ERC (where applicable) to enable the correct contract size adjustment to be made. ERC of Building Component + ERC of P&M = Total ERC to which contract size adjustment should be applied. The appropriate % adjustment should be made in accordance with the scale for contract size adjustment specified under section 6 of the RCG 2021 Guidance notes. The currency ERC rates are set at £4m (Four Million Pounds) @ 1st April 2019 (AVD) for the RCG 2021 Publication. | - | - | 2 | TRUE
3266 | 42A02W | 8969 | 42A02W | Industrial Buildings | Insulated Buildings | Sheet Metal Cladding | over 20,000m2 | Eaves Height - 5m | Building Area only; Site strip vegetation; Strip foundations; Column bases; Insulated Concrete GF slab with DPM and Mesh,150 thick up to 10,000m2, 200mm thick over 10,000m2 GIA; Steel Portal frame with bolts and baseplates; Coated galvanised trapezoidal roof sheets with insulation on steel purlins; Roof lights; valley gutters; matching fascia and soffit; Rainwater downpipes and gutters; trapezoidal insulated wall system cladding on cladding rails; External roller shutter doors and personnel doors; Single phase electrics, lighting and power; Gas fuelled hot air burners; Underslab storm drainage from internal downpipes on building area greater than 1,000m2; | Location Adjustment Applicable (See Guidance Notes) - ERC = UK mean of 1.00 | (BEAMS Note 2) The ERC for this item should be added to all other rateable items on the hereditament (except land). Therefore the total of the ERC of the other Building Items and the P&M ERC (where applicable) to enable the correct contract size adjustment to be made. ERC of Building Component + ERC of P&M = Total ERC to which contract size adjustment should be applied. The appropriate % adjustment should be made in accordance with the scale for contract size adjustment specified under section 6 of the RCG 2023 Guidance notes. The currency ERC rates are set at £4m (Four Million Pounds) @ 1st April 2021 (AVD) for the RCG 2023 Publication. | The data consists of a typical Industrial shell. Works include the Industrial shell as described and includes works up to 1m perimeter to the building (1m wide paving slabs & foul/storm drainage), The cost include 2 no. personnel doors and roller shutters are included at 1 door up to 1,000m2 , 2 roller doors over 1,000m2 (GIA), and 4 roller doors over 5,000m2. Costs are for the shell only and do not include for internal rooms such as offices or toilets which should be added for seperately. See Variations for assistance. | - | - | - | - | - | Cavity Wall construction to lower walls should be added by measuring wall area at an E/O rate of £102m2, single block walls are cost neutral. Additional roller shutter doors over and above the beacon specification at should be added at additonal cost of £ 232 each (4 x 4m) . Additional personnel doors over the assumed 2nr. - add £1,077 each. If no heating is present a deduction of £28m2 (GIA) should be made to the beacon cost. Internal offices (in Industrial complexes) should be added by reference to Cost Guide code series 42P04A -42P40V, Internal WC - 42P40W, amenity blocks - showers & toilets (New code TBC) & Canteens (New CodeTBC) | - | - | - |  | m2 | - | 3 - INDUSTRIAL | David Grace | Jim Allen | #N/A | Option 1 | ERROR | 0% | 534.0713 | 383.4504 | 0% | 0% | 383.4504 | 0% | Price Book Data | P. Avo | VOA_GPN_GOV_UK\7243572 | 2021-07-12 | Low | - | Low | - | - | Updated indiced etc. 24/03/2021 - Copied to the latest DCS. | NA | SPONS A&B | 1.561 | (BEAMS Note 2) The ERC for this item should be added to all other rateable items on the hereditament (except land). Therefore the total of the ERC of the other Building Items and the P&M ERC (where applicable) to enable the correct contract size adjustment to be made. ERC of Building Component + ERC of P&M = Total ERC to which contract size adjustment should be applied. The appropriate % adjustment should be made in accordance with the scale for contract size adjustment specified under section 6 of the RCG 2021 Guidance notes. The currency ERC rates are set at £4m (Four Million Pounds) @ 1st April 2019 (AVD) for the RCG 2021 Publication. | - | - | 2 | TRUE
3267 | 42A02X | 8970 | 42A02X | Industrial Buildings | Insulated Buildings | Sheet Metal Cladding | over 20,000m2 | Eaves Height - 5.5m | Building Area only; Site strip vegetation; Strip foundations; Column bases; Insulated Concrete GF slab with DPM and Mesh,150 thick up to 10,000m2, 200mm thick over 10,000m2 GIA; Steel Portal frame with bolts and baseplates; Coated galvanised trapezoidal roof sheets with insulation on steel purlins; Roof lights; valley gutters; matching fascia and soffit; Rainwater downpipes and gutters; trapezoidal insulated wall system cladding on cladding rails; External roller shutter doors and personnel doors; Single phase electrics, lighting and power; Gas fuelled hot air burners; Underslab storm drainage from internal downpipes on building area greater than 1,000m2; | Location Adjustment Applicable (See Guidance Notes) - ERC = UK mean of 1.00 | (BEAMS Note 2) The ERC for this item should be added to all other rateable items on the hereditament (except land). Therefore the total of the ERC of the other Building Items and the P&M ERC (where applicable) to enable the correct contract size adjustment to be made. ERC of Building Component + ERC of P&M = Total ERC to which contract size adjustment should be applied. The appropriate % adjustment should be made in accordance with the scale for contract size adjustment specified under section 6 of the RCG 2023 Guidance notes. The currency ERC rates are set at £4m (Four Million Pounds) @ 1st April 2021 (AVD) for the RCG 2023 Publication. | The data consists of a typical Industrial shell. Works include the Industrial shell as described and includes works up to 1m perimeter to the building (1m wide paving slabs & foul/storm drainage), The cost include 2 no. personnel doors and roller shutters are included at 1 door up to 1,000m2 , 2 roller doors over 1,000m2 (GIA), and 4 roller doors over 5,000m2. Costs are for the shell only and do not include for internal rooms such as offices or toilets which should be added for seperately. See Variations for assistance. | - | - | - | - | - | Cavity Wall construction to lower walls should be added by measuring wall area at an E/O rate of £102m2, single block walls are cost neutral. Additional roller shutter doors over and above the beacon specification at should be added at additonal cost of £ 232 each (4 x 4m) . Additional personnel doors over the assumed 2nr. - add £1,077 each. If no heating is present a deduction of £28m2 (GIA) should be made to the beacon cost. Internal offices (in Industrial complexes) should be added by reference to Cost Guide code series 42P04A -42P40V, Internal WC - 42P40W, amenity blocks - showers & toilets (New code TBC) & Canteens (New CodeTBC) | - | - | - |  | m2 | - | 3 - INDUSTRIAL | David Grace | Jim Allen | #N/A | Option 1 | ERROR | 0% | 535.3942 | 384.4002 | 0% | 0% | 384.4002 | 0% | Price Book Data | P. Avo | VOA_GPN_GOV_UK\7243572 | 2021-07-12 | Low | - | Low | - | - | Updated indiced etc. 24/03/2021 - Copied to the latest DCS. | NA | SPONS A&B | 1.561 | (BEAMS Note 2) The ERC for this item should be added to all other rateable items on the hereditament (except land). Therefore the total of the ERC of the other Building Items and the P&M ERC (where applicable) to enable the correct contract size adjustment to be made. ERC of Building Component + ERC of P&M = Total ERC to which contract size adjustment should be applied. The appropriate % adjustment should be made in accordance with the scale for contract size adjustment specified under section 6 of the RCG 2021 Guidance notes. The currency ERC rates are set at £4m (Four Million Pounds) @ 1st April 2019 (AVD) for the RCG 2021 Publication. | - | - | 2 | TRUE
3268 | 42A02Y | 8971 | 42A02Y | Industrial Buildings | Insulated Buildings | Sheet Metal Cladding | over 20,000m2 | Eaves Height - 6m | Building Area only; Site strip vegetation; Strip foundations; Column bases; Insulated Concrete GF slab with DPM and Mesh,150 thick up to 10,000m2, 200mm thick over 10,000m2 GIA; Steel Portal frame with bolts and baseplates; Coated galvanised trapezoidal roof sheets with insulation on steel purlins; Roof lights; valley gutters; matching fascia and soffit; Rainwater downpipes and gutters; trapezoidal insulated wall system cladding on cladding rails; External roller shutter doors and personnel doors; Single phase electrics, lighting and power; Gas fuelled hot air burners; Underslab storm drainage from internal downpipes on building area greater than 1,000m2; | Location Adjustment Applicable (See Guidance Notes) - ERC = UK mean of 1.00 | (BEAMS Note 2) The ERC for this item should be added to all other rateable items on the hereditament (except land). Therefore the total of the ERC of the other Building Items and the P&M ERC (where applicable) to enable the correct contract size adjustment to be made. ERC of Building Component + ERC of P&M = Total ERC to which contract size adjustment should be applied. The appropriate % adjustment should be made in accordance with the scale for contract size adjustment specified under section 6 of the RCG 2023 Guidance notes. The currency ERC rates are set at £4m (Four Million Pounds) @ 1st April 2021 (AVD) for the RCG 2023 Publication. | The data consists of a typical Industrial shell. Works include the Industrial shell as described and includes works up to 1m perimeter to the building (1m wide paving slabs & foul/storm drainage), The cost include 2 no. personnel doors and roller shutters are included at 1 door up to 1,000m2 , 2 roller doors over 1,000m2 (GIA), and 4 roller doors over 5,000m2. Costs are for the shell only and do not include for internal rooms such as offices or toilets which should be added for seperately. See Variations for assistance. | - | - | - | - | - | Cavity Wall construction to lower walls should be added by measuring wall area at an E/O rate of £102m2, single block walls are cost neutral. Additional roller shutter doors over and above the beacon specification at should be added at additonal cost of £ 232 each (4 x 4m) . Additional personnel doors over the assumed 2nr. - add £1,077 each. If no heating is present a deduction of £28m2 (GIA) should be made to the beacon cost. Internal offices (in Industrial complexes) should be added by reference to Cost Guide code series 42P04A -42P40V, Internal WC - 42P40W, amenity blocks - showers & toilets (New code TBC) & Canteens (New CodeTBC) | - | - | - |  | m2 | - | 3 - INDUSTRIAL | David Grace | Jim Allen | #N/A | Option 1 | ERROR | 0% | 536.7171 | 385.3501 | 0% | 0% | 385.3501 | 0% | Price Book Data | P. Avo | VOA_GPN_GOV_UK\7243572 | 2021-07-12 | Low | - | Low | - | - | Updated indiced etc. 24/03/2021 - Copied to the latest DCS. | NA | SPONS A&B | 1.561 | (BEAMS Note 2) The ERC for this item should be added to all other rateable items on the hereditament (except land). Therefore the total of the ERC of the other Building Items and the P&M ERC (where applicable) to enable the correct contract size adjustment to be made. ERC of Building Component + ERC of P&M = Total ERC to which contract size adjustment should be applied. The appropriate % adjustment should be made in accordance with the scale for contract size adjustment specified under section 6 of the RCG 2021 Guidance notes. The currency ERC rates are set at £4m (Four Million Pounds) @ 1st April 2019 (AVD) for the RCG 2021 Publication. | - | - | 2 | TRUE
3269 | 42A02Z | 8972 | 42A02Z | Industrial Buildings | Insulated Buildings | Sheet Metal Cladding | over 20,000m2 | Eaves Height - 6.5m | Building Area only; Site strip vegetation; Strip foundations; Column bases; Insulated Concrete GF slab with DPM and Mesh,150 thick up to 10,000m2, 200mm thick over 10,000m2 GIA; Steel Portal frame with bolts and baseplates; Coated galvanised trapezoidal roof sheets with insulation on steel purlins; Roof lights; valley gutters; matching fascia and soffit; Rainwater downpipes and gutters; trapezoidal insulated wall system cladding on cladding rails; External roller shutter doors and personnel doors; Single phase electrics, lighting and power; Gas fuelled hot air burners; Underslab storm drainage from internal downpipes on building area greater than 1,000m2; | Location Adjustment Applicable (See Guidance Notes) - ERC = UK mean of 1.00 | (BEAMS Note 2) The ERC for this item should be added to all other rateable items on the hereditament (except land). Therefore the total of the ERC of the other Building Items and the P&M ERC (where applicable) to enable the correct contract size adjustment to be made. ERC of Building Component + ERC of P&M = Total ERC to which contract size adjustment should be applied. The appropriate % adjustment should be made in accordance with the scale for contract size adjustment specified under section 6 of the RCG 2023 Guidance notes. The currency ERC rates are set at £4m (Four Million Pounds) @ 1st April 2021 (AVD) for the RCG 2023 Publication. | The data consists of a typical Industrial shell. Works include the Industrial shell as described and includes works up to 1m perimeter to the building (1m wide paving slabs & foul/storm drainage), The cost include 2 no. personnel doors and roller shutters are included at 1 door up to 1,000m2 , 2 roller doors over 1,000m2 (GIA), and 4 roller doors over 5,000m2. Costs are for the shell only and do not include for internal rooms such as offices or toilets which should be added for seperately. See Variations for assistance. | - | - | - | - | - | Cavity Wall construction to lower walls should be added by measuring wall area at an E/O rate of £102m2, single block walls are cost neutral. Additional roller shutter doors over and above the beacon specification at should be added at additonal cost of £ 232 each (4 x 4m) . Additional personnel doors over the assumed 2nr. - add £1,077 each. If no heating is present a deduction of £28m2 (GIA) should be made to the beacon cost. Internal offices (in Industrial complexes) should be added by reference to Cost Guide code series 42P04A -42P40V, Internal WC - 42P40W, amenity blocks - showers & toilets (New code TBC) & Canteens (New CodeTBC) | - | - | - |  | m2 | - | 3 - INDUSTRIAL | David Grace | Jim Allen | #N/A | Option 1 | ERROR | 0% | 538.0401 | 386.2999 | 0% | 0% | 386.2999 | 0% | Price Book Data | P. Avo | VOA_GPN_GOV_UK\7243572 | 2021-07-12 | Low | - | Low | - | - | Updated indiced etc. 24/03/2021 - Copied to the latest DCS. | NA | SPONS A&B | 1.561 | (BEAMS Note 2) The ERC for this item should be added to all other rateable items on the hereditament (except land). Therefore the total of the ERC of the other Building Items and the P&M ERC (where applicable) to enable the correct contract size adjustment to be made. ERC of Building Component + ERC of P&M = Total ERC to which contract size adjustment should be applied. The appropriate % adjustment should be made in accordance with the scale for contract size adjustment specified under section 6 of the RCG 2021 Guidance notes. The currency ERC rates are set at £4m (Four Million Pounds) @ 1st April 2019 (AVD) for the RCG 2021 Publication. | - | - | 2 | TRUE
3270 | 42A03A | 8973 | 42A03A | Industrial Buildings | Insulated Buildings | Sheet Metal Cladding | over 20,000m2 | Eaves Height - 7m | Building Area only; Site strip vegetation; Strip foundations; Column bases; Insulated Concrete GF slab with DPM and Mesh,150 thick up to 10,000m2, 200mm thick over 10,000m2 GIA; Steel Portal frame with bolts and baseplates; Coated galvanised trapezoidal roof sheets with insulation on steel purlins; Roof lights; valley gutters; matching fascia and soffit; Rainwater downpipes and gutters; trapezoidal insulated wall system cladding on cladding rails; External roller shutter doors and personnel doors; Single phase electrics, lighting and power; Gas fuelled hot air burners; Underslab storm drainage from internal downpipes on building area greater than 1,000m2; | Location Adjustment Applicable (See Guidance Notes) - ERC = UK mean of 1.00 | (BEAMS Note 2) The ERC for this item should be added to all other rateable items on the hereditament (except land). Therefore the total of the ERC of the other Building Items and the P&M ERC (where applicable) to enable the correct contract size adjustment to be made. ERC of Building Component + ERC of P&M = Total ERC to which contract size adjustment should be applied. The appropriate % adjustment should be made in accordance with the scale for contract size adjustment specified under section 6 of the RCG 2023 Guidance notes. The currency ERC rates are set at £4m (Four Million Pounds) @ 1st April 2021 (AVD) for the RCG 2023 Publication. | The data consists of a typical Industrial shell. Works include the Industrial shell as described and includes works up to 1m perimeter to the building (1m wide paving slabs & foul/storm drainage), The cost include 2 no. personnel doors and roller shutters are included at 1 door up to 1,000m2 , 2 roller doors over 1,000m2 (GIA), and 4 roller doors over 5,000m2. Costs are for the shell only and do not include for internal rooms such as offices or toilets which should be added for seperately. See Variations for assistance. | - | - | - | - | - | Cavity Wall construction to lower walls should be added by measuring wall area at an E/O rate of £102m2, single block walls are cost neutral. Additional roller shutter doors over and above the beacon specification at should be added at additonal cost of £ 232 each (4 x 4m) . Additional personnel doors over the assumed 2nr. - add £1,077 each. If no heating is present a deduction of £28m2 (GIA) should be made to the beacon cost. Internal offices (in Industrial complexes) should be added by reference to Cost Guide code series 42P04A -42P40V, Internal WC - 42P40W, amenity blocks - showers & toilets (New code TBC) & Canteens (New CodeTBC) | - | - | - |  | m2 | - | 3 - INDUSTRIAL | David Grace | Jim Allen | #N/A | Option 1 | ERROR | 0% | 539.363 | 387.2497 | 0% | 0% | 387.2497 | 0% | Price Book Data | P. Avo | VOA_GPN_GOV_UK\7243572 | 2021-07-12 | Low | - | Low | - | - | Updated indiced etc. 24/03/2021 - Copied to the latest DCS. | NA | SPONS A&B | 1.561 | (BEAMS Note 2) The ERC for this item should be added to all other rateable items on the hereditament (except land). Therefore the total of the ERC of the other Building Items and the P&M ERC (where applicable) to enable the correct contract size adjustment to be made. ERC of Building Component + ERC of P&M = Total ERC to which contract size adjustment should be applied. The appropriate % adjustment should be made in accordance with the scale for contract size adjustment specified under section 6 of the RCG 2021 Guidance notes. The currency ERC rates are set at £4m (Four Million Pounds) @ 1st April 2019 (AVD) for the RCG 2021 Publication. | - | - | 2 | TRUE
3271 | 42A03B | 8974 | 42A03B | Industrial Buildings | Insulated Buildings | Sheet Metal Cladding | over 20,000m2 | Eaves Height - 7.5m | Building Area only; Site strip vegetation; Strip foundations; Column bases; Insulated Concrete GF slab with DPM and Mesh,150 thick up to 10,000m2, 200mm thick over 10,000m2 GIA; Steel Portal frame with bolts and baseplates; Coated galvanised trapezoidal roof sheets with insulation on steel purlins; Roof lights; valley gutters; matching fascia and soffit; Rainwater downpipes and gutters; trapezoidal insulated wall system cladding on cladding rails; External roller shutter doors and personnel doors; Single phase electrics, lighting and power; Gas fuelled hot air burners; Underslab storm drainage from internal downpipes on building area greater than 1,000m2; | Location Adjustment Applicable (See Guidance Notes) - ERC = UK mean of 1.00 | (BEAMS Note 2) The ERC for this item should be added to all other rateable items on the hereditament (except land). Therefore the total of the ERC of the other Building Items and the P&M ERC (where applicable) to enable the correct contract size adjustment to be made. ERC of Building Component + ERC of P&M = Total ERC to which contract size adjustment should be applied. The appropriate % adjustment should be made in accordance with the scale for contract size adjustment specified under section 6 of the RCG 2023 Guidance notes. The currency ERC rates are set at £4m (Four Million Pounds) @ 1st April 2021 (AVD) for the RCG 2023 Publication. | The data consists of a typical Industrial shell. Works include the Industrial shell as described and includes works up to 1m perimeter to the building (1m wide paving slabs & foul/storm drainage), The cost include 2 no. personnel doors and roller shutters are included at 1 door up to 1,000m2 , 2 roller doors over 1,000m2 (GIA), and 4 roller doors over 5,000m2. Costs are for the shell only and do not include for internal rooms such as offices or toilets which should be added for seperately. See Variations for assistance. | - | - | - | - | - | Cavity Wall construction to lower walls should be added by measuring wall area at an E/O rate of £102m2, single block walls are cost neutral. Additional roller shutter doors over and above the beacon specification at should be added at additonal cost of £ 232 each (4 x 4m) . Additional personnel doors over the assumed 2nr. - add £1,077 each. If no heating is present a deduction of £28m2 (GIA) should be made to the beacon cost. Internal offices (in Industrial complexes) should be added by reference to Cost Guide code series 42P04A -42P40V, Internal WC - 42P40W, amenity blocks - showers & toilets (New code TBC) & Canteens (New CodeTBC) | - | - | - |  | m2 | - | 3 - INDUSTRIAL | David Grace | Jim Allen | #N/A | Option 1 | ERROR | 0% | 540.6859 | 388.1996 | 0% | 0% | 388.1996 | 0% | Price Book Data | P. Avo | VOA_GPN_GOV_UK\7243572 | 2021-07-12 | Low | - | Low | - | - | Updated indiced etc. 24/03/2021 - Copied to the latest DCS. | NA | SPONS A&B | 1.561 | (BEAMS Note 2) The ERC for this item should be added to all other rateable items on the hereditament (except land). Therefore the total of the ERC of the other Building Items and the P&M ERC (where applicable) to enable the correct contract size adjustment to be made. ERC of Building Component + ERC of P&M = Total ERC to which contract size adjustment should be applied. The appropriate % adjustment should be made in accordance with the scale for contract size adjustment specified under section 6 of the RCG 2021 Guidance notes. The currency ERC rates are set at £4m (Four Million Pounds) @ 1st April 2019 (AVD) for the RCG 2021 Publication. | - | - | 2 | TRUE
3272 | 42A03C | 8975 | 42A03C | Industrial Buildings | Insulated Buildings | Sheet Metal Cladding | over 20,000m2 | Eaves Height - 8m | Building Area only; Site strip vegetation; Strip foundations; Column bases; Insulated Concrete GF slab with DPM and Mesh,150 thick up to 10,000m2, 200mm thick over 10,000m2 GIA; Steel Portal frame with bolts and baseplates; Coated galvanised trapezoidal roof sheets with insulation on steel purlins; Roof lights; valley gutters; matching fascia and soffit; Rainwater downpipes and gutters; trapezoidal insulated wall system cladding on cladding rails; External roller shutter doors and personnel doors; Single phase electrics, lighting and power; Gas fuelled hot air burners; Underslab storm drainage from internal downpipes on building area greater than 1,000m2; | Location Adjustment Applicable (See Guidance Notes) - ERC = UK mean of 1.00 | (BEAMS Note 2) The ERC for this item should be added to all other rateable items on the hereditament (except land). Therefore the total of the ERC of the other Building Items and the P&M ERC (where applicable) to enable the correct contract size adjustment to be made. ERC of Building Component + ERC of P&M = Total ERC to which contract size adjustment should be applied. The appropriate % adjustment should be made in accordance with the scale for contract size adjustment specified under section 6 of the RCG 2023 Guidance notes. The currency ERC rates are set at £4m (Four Million Pounds) @ 1st April 2021 (AVD) for the RCG 2023 Publication. | The data consists of a typical Industrial shell. Works include the Industrial shell as described and includes works up to 1m perimeter to the building (1m wide paving slabs & foul/storm drainage), The cost include 2 no. personnel doors and roller shutters are included at 1 door up to 1,000m2 , 2 roller doors over 1,000m2 (GIA), and 4 roller doors over 5,000m2. Costs are for the shell only and do not include for internal rooms such as offices or toilets which should be added for seperately. See Variations for assistance. | - | - | - | - | - | Cavity Wall construction to lower walls should be added by measuring wall area at an E/O rate of £102m2, single block walls are cost neutral. Additional roller shutter doors over and above the beacon specification at should be added at additonal cost of £ 232 each (4 x 4m) . Additional personnel doors over the assumed 2nr. - add £1,077 each. If no heating is present a deduction of £28m2 (GIA) should be made to the beacon cost. Internal offices (in Industrial complexes) should be added by reference to Cost Guide code series 42P04A -42P40V, Internal WC - 42P40W, amenity blocks - showers & toilets (New code TBC) & Canteens (New CodeTBC) | - | - | - |  | m2 | - | 3 - INDUSTRIAL | David Grace | Jim Allen | #N/A | Option 1 | ERROR | 0% | 542.0089 | 389.1494 | 0% | 0% | 389.1494 | 0% | Price Book Data | P. Avo | VOA_GPN_GOV_UK\7243572 | 2021-07-12 | Low | - | Low | - | - | Updated indiced etc. 24/03/2021 - Copied to the latest DCS. | NA | SPONS A&B | 1.561 | (BEAMS Note 2) The ERC for this item should be added to all other rateable items on the hereditament (except land). Therefore the total of the ERC of the other Building Items and the P&M ERC (where applicable) to enable the correct contract size adjustment to be made. ERC of Building Component + ERC of P&M = Total ERC to which contract size adjustment should be applied. The appropriate % adjustment should be made in accordance with the scale for contract size adjustment specified under section 6 of the RCG 2021 Guidance notes. The currency ERC rates are set at £4m (Four Million Pounds) @ 1st April 2019 (AVD) for the RCG 2021 Publication. | - | - | 2 | TRUE
3273 | 42A03D | 8976 | 42A03D | Industrial Buildings | Insulated Buildings | Sheet Metal Cladding | over 20,000m2 | Eaves Height - 8.5m | Building Area only; Site strip vegetation; Strip foundations; Column bases; Insulated Concrete GF slab with DPM and Mesh,150 thick up to 10,000m2, 200mm thick over 10,000m2 GIA; Steel Portal frame with bolts and baseplates; Coated galvanised trapezoidal roof sheets with insulation on steel purlins; Roof lights; valley gutters; matching fascia and soffit; Rainwater downpipes and gutters; trapezoidal insulated wall system cladding on cladding rails; External roller shutter doors and personnel doors; Single phase electrics, lighting and power; Gas fuelled hot air burners; Underslab storm drainage from internal downpipes on building area greater than 1,000m2; | Location Adjustment Applicable (See Guidance Notes) - ERC = UK mean of 1.00 | (BEAMS Note 2) The ERC for this item should be added to all other rateable items on the hereditament (except land). Therefore the total of the ERC of the other Building Items and the P&M ERC (where applicable) to enable the correct contract size adjustment to be made. ERC of Building Component + ERC of P&M = Total ERC to which contract size adjustment should be applied. The appropriate % adjustment should be made in accordance with the scale for contract size adjustment specified under section 6 of the RCG 2023 Guidance notes. The currency ERC rates are set at £4m (Four Million Pounds) @ 1st April 2021 (AVD) for the RCG 2023 Publication. | The data consists of a typical Industrial shell. Works include the Industrial shell as described and includes works up to 1m perimeter to the building (1m wide paving slabs & foul/storm drainage), The cost include 2 no. personnel doors and roller shutters are included at 1 door up to 1,000m2 , 2 roller doors over 1,000m2 (GIA), and 4 roller doors over 5,000m2. Costs are for the shell only and do not include for internal rooms such as offices or toilets which should be added for seperately. See Variations for assistance. | - | - | - | - | - | Cavity Wall construction to lower walls should be added by measuring wall area at an E/O rate of £102m2, single block walls are cost neutral. Additional roller shutter doors over and above the beacon specification at should be added at additonal cost of £ 232 each (4 x 4m) . Additional personnel doors over the assumed 2nr. - add £1,077 each. If no heating is present a deduction of £28m2 (GIA) should be made to the beacon cost. Internal offices (in Industrial complexes) should be added by reference to Cost Guide code series 42P04A -42P40V, Internal WC - 42P40W, amenity blocks - showers & toilets (New code TBC) & Canteens (New CodeTBC) | - | - | - |  | m2 | - | 3 - INDUSTRIAL | David Grace | Jim Allen | #N/A | Option 1 | ERROR | 0% | 543.3318 | 390.0992 | 0% | 0% | 390.0992 | 0% | Price Book Data | P. Avo | VOA_GPN_GOV_UK\7243572 | 2021-07-12 | Low | - | Low | - | - | Updated indiced etc. 24/03/2021 - Copied to the latest DCS. | NA | SPONS A&B | 1.561 | (BEAMS Note 2) The ERC for this item should be added to all other rateable items on the hereditament (except land). Therefore the total of the ERC of the other Building Items and the P&M ERC (where applicable) to enable the correct contract size adjustment to be made. ERC of Building Component + ERC of P&M = Total ERC to which contract size adjustment should be applied. The appropriate % adjustment should be made in accordance with the scale for contract size adjustment specified under section 6 of the RCG 2021 Guidance notes. The currency ERC rates are set at £4m (Four Million Pounds) @ 1st April 2019 (AVD) for the RCG 2021 Publication. | - | - | 2 | TRUE
3274 | 42A03E | 8977 | 42A03E | Industrial Buildings | Insulated Buildings | Sheet Metal Cladding | over 20,000m2 | Eaves Height - 9m | Building Area only; Site strip vegetation; Strip foundations; Column bases; Insulated Concrete GF slab with DPM and Mesh,150 thick up to 10,000m2, 200mm thick over 10,000m2 GIA; Steel Portal frame with bolts and baseplates; Coated galvanised trapezoidal roof sheets with insulation on steel purlins; Roof lights; valley gutters; matching fascia and soffit; Rainwater downpipes and gutters; trapezoidal insulated wall system cladding on cladding rails; External roller shutter doors and personnel doors; Single phase electrics, lighting and power; Gas fuelled hot air burners; Underslab storm drainage from internal downpipes on building area greater than 1,000m2; | Location Adjustment Applicable (See Guidance Notes) - ERC = UK mean of 1.00 | (BEAMS Note 2) The ERC for this item should be added to all other rateable items on the hereditament (except land). Therefore the total of the ERC of the other Building Items and the P&M ERC (where applicable) to enable the correct contract size adjustment to be made. ERC of Building Component + ERC of P&M = Total ERC to which contract size adjustment should be applied. The appropriate % adjustment should be made in accordance with the scale for contract size adjustment specified under section 6 of the RCG 2023 Guidance notes. The currency ERC rates are set at £4m (Four Million Pounds) @ 1st April 2021 (AVD) for the RCG 2023 Publication. | The data consists of a typical Industrial shell. Works include the Industrial shell as described and includes works up to 1m perimeter to the building (1m wide paving slabs & foul/storm drainage), The cost include 2 no. personnel doors and roller shutters are included at 1 door up to 1,000m2 , 2 roller doors over 1,000m2 (GIA), and 4 roller doors over 5,000m2. Costs are for the shell only and do not include for internal rooms such as offices or toilets which should be added for seperately. See Variations for assistance. | - | - | - | - | - | Cavity Wall construction to lower walls should be added by measuring wall area at an E/O rate of £102m2, single block walls are cost neutral. Additional roller shutter doors over and above the beacon specification at should be added at additonal cost of £ 232 each (4 x 4m) . Additional personnel doors over the assumed 2nr. - add £1,077 each. If no heating is present a deduction of £28m2 (GIA) should be made to the beacon cost. Internal offices (in Industrial complexes) should be added by reference to Cost Guide code series 42P04A -42P40V, Internal WC - 42P40W, amenity blocks - showers & toilets (New code TBC) & Canteens (New CodeTBC) | - | - | - |  | m2 | - | 3 - INDUSTRIAL | David Grace | Jim Allen | #N/A | Option 1 | ERROR | 0% | 544.6547 | 391.0491 | 0% | 0% | 391.0491 | 0% | Price Book Data | P. Avo | VOA_GPN_GOV_UK\7243572 | 2021-07-12 | Low | - | Low | - | - | Updated indiced etc. 24/03/2021 - Copied to the latest DCS. | NA | SPONS A&B | 1.561 | (BEAMS Note 2) The ERC for this item should be added to all other rateable items on the hereditament (except land). Therefore the total of the ERC of the other Building Items and the P&M ERC (where applicable) to enable the correct contract size adjustment to be made. ERC of Building Component + ERC of P&M = Total ERC to which contract size adjustment should be applied. The appropriate % adjustment should be made in accordance with the scale for contract size adjustment specified under section 6 of the RCG 2021 Guidance notes. The currency ERC rates are set at £4m (Four Million Pounds) @ 1st April 2019 (AVD) for the RCG 2021 Publication. | - | - | 2 | TRUE
3275 | 42A03F | 8978 | 42A03F | Industrial Buildings | Insulated Buildings | Sheet Metal Cladding | over 20,000m2 | Eaves Height - 9.5m | Building Area only; Site strip vegetation; Strip foundations; Column bases; Insulated Concrete GF slab with DPM and Mesh,150 thick up to 10,000m2, 200mm thick over 10,000m2 GIA; Steel Portal frame with bolts and baseplates; Coated galvanised trapezoidal roof sheets with insulation on steel purlins; Roof lights; valley gutters; matching fascia and soffit; Rainwater downpipes and gutters; trapezoidal insulated wall system cladding on cladding rails; External roller shutter doors and personnel doors; Single phase electrics, lighting and power; Gas fuelled hot air burners; Underslab storm drainage from internal downpipes on building area greater than 1,000m2; | Location Adjustment Applicable (See Guidance Notes) - ERC = UK mean of 1.00 | (BEAMS Note 2) The ERC for this item should be added to all other rateable items on the hereditament (except land). Therefore the total of the ERC of the other Building Items and the P&M ERC (where applicable) to enable the correct contract size adjustment to be made. ERC of Building Component + ERC of P&M = Total ERC to which contract size adjustment should be applied. The appropriate % adjustment should be made in accordance with the scale for contract size adjustment specified under section 6 of the RCG 2023 Guidance notes. The currency ERC rates are set at £4m (Four Million Pounds) @ 1st April 2021 (AVD) for the RCG 2023 Publication. | The data consists of a typical Industrial shell. Works include the Industrial shell as described and includes works up to 1m perimeter to the building (1m wide paving slabs & foul/storm drainage), The cost include 2 no. personnel doors and roller shutters are included at 1 door up to 1,000m2 , 2 roller doors over 1,000m2 (GIA), and 4 roller doors over 5,000m2. Costs are for the shell only and do not include for internal rooms such as offices or toilets which should be added for seperately. See Variations for assistance. | - | - | - | - | - | Cavity Wall construction to lower walls should be added by measuring wall area at an E/O rate of £102m2, single block walls are cost neutral. Additional roller shutter doors over and above the beacon specification at should be added at additonal cost of £ 232 each (4 x 4m) . Additional personnel doors over the assumed 2nr. - add £1,077 each. If no heating is present a deduction of £28m2 (GIA) should be made to the beacon cost. Internal offices (in Industrial complexes) should be added by reference to Cost Guide code series 42P04A -42P40V, Internal WC - 42P40W, amenity blocks - showers & toilets (New code TBC) & Canteens (New CodeTBC) | - | - | - |  | m2 | - | 3 - INDUSTRIAL | David Grace | Jim Allen | #N/A | Option 1 | ERROR | 0% | 545.9777 | 391.9989 | 0% | 0% | 391.9989 | 0% | Price Book Data | P. Avo | VOA_GPN_GOV_UK\7243572 | 2021-07-12 | Low | - | Low | - | - | Updated indiced etc. 24/03/2021 - Copied to the latest DCS. | NA | SPONS A&B | 1.561 | (BEAMS Note 2) The ERC for this item should be added to all other rateable items on the hereditament (except land). Therefore the total of the ERC of the other Building Items and the P&M ERC (where applicable) to enable the correct contract size adjustment to be made. ERC of Building Component + ERC of P&M = Total ERC to which contract size adjustment should be applied. The appropriate % adjustment should be made in accordance with the scale for contract size adjustment specified under section 6 of the RCG 2021 Guidance notes. The currency ERC rates are set at £4m (Four Million Pounds) @ 1st April 2019 (AVD) for the RCG 2021 Publication. | - | - | 2 | TRUE
3276 | 42A03G | 8979 | 42A03G | Industrial Buildings | Insulated Buildings | Sheet Metal Cladding | over 20,000m2 | Eaves Height - 10m | Building Area only; Site strip vegetation; Strip foundations; Column bases; Insulated Concrete GF slab with DPM and Mesh,150 thick up to 10,000m2, 200mm thick over 10,000m2 GIA; Steel Portal frame with bolts and baseplates; Coated galvanised trapezoidal roof sheets with insulation on steel purlins; Roof lights; valley gutters; matching fascia and soffit; Rainwater downpipes and gutters; trapezoidal insulated wall system cladding on cladding rails; External roller shutter doors and personnel doors; Single phase electrics, lighting and power; Gas fuelled hot air burners; Underslab storm drainage from internal downpipes on building area greater than 1,000m2; | Location Adjustment Applicable (See Guidance Notes) - ERC = UK mean of 1.00 | (BEAMS Note 2) The ERC for this item should be added to all other rateable items on the hereditament (except land). Therefore the total of the ERC of the other Building Items and the P&M ERC (where applicable) to enable the correct contract size adjustment to be made. ERC of Building Component + ERC of P&M = Total ERC to which contract size adjustment should be applied. The appropriate % adjustment should be made in accordance with the scale for contract size adjustment specified under section 6 of the RCG 2023 Guidance notes. The currency ERC rates are set at £4m (Four Million Pounds) @ 1st April 2021 (AVD) for the RCG 2023 Publication. | The data consists of a typical Industrial shell. Works include the Industrial shell as described and includes works up to 1m perimeter to the building (1m wide paving slabs & foul/storm drainage), The cost include 2 no. personnel doors and roller shutters are included at 1 door up to 1,000m2 , 2 roller doors over 1,000m2 (GIA), and 4 roller doors over 5,000m2. Costs are for the shell only and do not include for internal rooms such as offices or toilets which should be added for seperately. See Variations for assistance. | - | - | - | - | - | Cavity Wall construction to lower walls should be added by measuring wall area at an E/O rate of £102m2, single block walls are cost neutral. Additional roller shutter doors over and above the beacon specification at should be added at additonal cost of £ 232 each (4 x 4m) . Additional personnel doors over the assumed 2nr. - add £1,077 each. If no heating is present a deduction of £28m2 (GIA) should be made to the beacon cost. Internal offices (in Industrial complexes) should be added by reference to Cost Guide code series 42P04A -42P40V, Internal WC - 42P40W, amenity blocks - showers & toilets (New code TBC) & Canteens (New CodeTBC) | - | - | - |  | m2 | - | 3 - INDUSTRIAL | David Grace | Jim Allen | #N/A | Option 1 | ERROR | 0% | 547.3006 | 392.9488 | 0% | 0% | 392.9488 | 0% | Price Book Data | P. Avo | VOA_GPN_GOV_UK\7243572 | 2021-07-12 | Low | - | Low | - | - | Updated indiced etc. 24/03/2021 - Copied to the latest DCS. | NA | SPONS A&B | 1.561 | (BEAMS Note 2) The ERC for this item should be added to all other rateable items on the hereditament (except land). Therefore the total of the ERC of the other Building Items and the P&M ERC (where applicable) to enable the correct contract size adjustment to be made. ERC of Building Component + ERC of P&M = Total ERC to which contract size adjustment should be applied. The appropriate % adjustment should be made in accordance with the scale for contract size adjustment specified under section 6 of the RCG 2021 Guidance notes. The currency ERC rates are set at £4m (Four Million Pounds) @ 1st April 2019 (AVD) for the RCG 2021 Publication. | - | - | 2 | TRUE
3277 | 41P93V | 5216 | 41P93V | Industrial Buildings | Insulated Buildings | Sheet Metal Cladding | 501 - 1,000m2 | Eaves Height - 45m | Building Area only; Site strip vegetation; Strip foundations; Column bases; Insulated Concrete GF slab with DPM and Mesh,150 thick up to 10,000m2, 200mm thick over 10,000m2 GIA; Steel Portal frame with bolts and baseplates; Coated galvanised trapezoidal roof sheets with insulation on steel purlins; Roof lights; valley gutters; matching fascia and soffit; Rainwater downpipes and gutters; trapezoidal insulated wall system cladding on cladding rails; External roller shutter doors and personnel doors; Single phase electrics, lighting and power; Gas fuelled hot air burners; Underslab storm drainage from internal downpipes on building area greater than 1,000m2; | Location Adjustment Applicable (See Guidance Notes) - ERC = UK mean of 1.00 | (BEAMS Note 2) The ERC for this item should be added to all other rateable items on the hereditament (except land). Therefore the total of the ERC of the other Building Items and the P&M ERC (where applicable) to enable the correct contract size adjustment to be made. ERC of Building Component + ERC of P&M = Total ERC to which contract size adjustment should be applied. The appropriate % adjustment should be made in accordance with the scale for contract size adjustment specified under section 6 of the RCG 2023 Guidance notes. The currency ERC rates are set at £4m (Four Million Pounds) @ 1st April 2021 (AVD) for the RCG 2023 Publication. | The data consists of a typical Industrial shell. Works include the Industrial shell as described and includes works up to 1m perimeter to the building (1m wide paving slabs & foul/storm drainage), The cost include 2 no. personnel doors and roller shutters are included at 1 door up to 1,000m2 , 2 roller doors over 1,000m2 (GIA), and 4 roller doors over 5,000m2. Costs are for the shell only and do not include for internal rooms such as offices or toilets which should be added for seperately. See Variations for assistance. | - | - | - | - | - | Cavity Wall construction to lower walls should be added by measuring wall area at an E/O rate of £102m2, single block walls are cost neutral. Additional roller shutter doors over and above the beacon specification at should be added at additonal cost of £ 232 each (4 x 4m) . Additional personnel doors over the assumed 2nr. - add £1,077 each. If no heating is present a deduction of £28m2 (GIA) should be made to the beacon cost. Internal offices (in Industrial complexes) should be added by reference to Cost Guide code series 42P04A -42P40V, Internal WC - 42P40W, amenity blocks - showers & toilets (New code TBC) & Canteens (New CodeTBC) | - | - | 10104 |  | m2 | - | 3 - INDUSTRIAL | David Grace | Jim Allen | 1735.2451 | Option 1 | 2151.364 | 23.98% | 1219.3299 | 875.4497 | -49.55% | -59.31% | 875.4497 | -49.55% | Price Book Data | P. Avo | VOA_GPN_GOV_UK\7243572 | 2021-07-09 | Low | - | Low | - | - | Updated indiced etc. 06/04/2021 - Copied to the latest DCS. | NA | SPONS A&B | 1.561 | (BEAMS Note 2) The ERC for this item should be added to all other rateable items on the hereditament (except land). Therefore the total of the ERC of the other Building Items and the P&M ERC (where applicable) to enable the correct contract size adjustment to be made. ERC of Building Component + ERC of P&M = Total ERC to which contract size adjustment should be applied. The appropriate % adjustment should be made in accordance with the scale for contract size adjustment specified under section 6 of the RCG 2021 Guidance notes. The currency ERC rates are set at £4m (Four Million Pounds) @ 1st April 2019 (AVD) for the RCG 2021 Publication. | - | - | 2 | TRUE
3278 | 41P88L | 5486 | 41P88L | Industrial Buildings | Insulated Buildings | Sheet Metal Cladding | 251 - 500m2 | Eaves Height - 36m | Building Area only; Site strip vegetation; Strip foundations; Column bases; Insulated Concrete GF slab with DPM and Mesh,150 thick up to 10,000m2, 200mm thick over 10,000m2 GIA; Steel Portal frame with bolts and baseplates; Coated galvanised trapezoidal roof sheets with insulation on steel purlins; Roof lights; valley gutters; matching fascia and soffit; Rainwater downpipes and gutters; trapezoidal insulated wall system cladding on cladding rails; External roller shutter doors and personnel doors; Single phase electrics, lighting and power; Gas fuelled hot air burners; Underslab storm drainage from internal downpipes on building area greater than 1,000m2; | Location Adjustment Applicable (See Guidance Notes) - ERC = UK mean of 1.00 | (BEAMS Note 2) The ERC for this item should be added to all other rateable items on the hereditament (except land). Therefore the total of the ERC of the other Building Items and the P&M ERC (where applicable) to enable the correct contract size adjustment to be made. ERC of Building Component + ERC of P&M = Total ERC to which contract size adjustment should be applied. The appropriate % adjustment should be made in accordance with the scale for contract size adjustment specified under section 6 of the RCG 2023 Guidance notes. The currency ERC rates are set at £4m (Four Million Pounds) @ 1st April 2021 (AVD) for the RCG 2023 Publication. | The data consists of a typical Industrial shell. Works include the Industrial shell as described and includes works up to 1m perimeter to the building (1m wide paving slabs & foul/storm drainage), The cost include 2 no. personnel doors and roller shutters are included at 1 door up to 1,000m2 , 2 roller doors over 1,000m2 (GIA), and 4 roller doors over 5,000m2. Costs are for the shell only and do not include for internal rooms such as offices or toilets which should be added for seperately. See Variations for assistance. | - | - | - | - | - | Cavity Wall construction to lower walls should be added by measuring wall area at an E/O rate of £102m2, single block walls are cost neutral. Additional roller shutter doors over and above the beacon specification at should be added at additonal cost of £ 232 each (4 x 4m) . Additional personnel doors over the assumed 2nr. - add £1,077 each. If no heating is present a deduction of £28m2 (GIA) should be made to the beacon cost. Internal offices (in Industrial complexes) should be added by reference to Cost Guide code series 42P04A -42P40V, Internal WC - 42P40W, amenity blocks - showers & toilets (New code TBC) & Canteens (New CodeTBC) | - | - | 10103 | 41P88Q | m2 | - | 3 - INDUSTRIAL | David Grace | Jim Allen | 1819.8162 | Option 1 | 2256.2156 | 23.98% | 1391.5016 | 999.0649 | -45.1% | -55.72% | 999.0649 | -45.1% | Price Book Data | P. Avo | VOA_GPN_GOV_UK\7243572 | 2021-07-08 | Low | - | Low | - | - | Updated indiced etc. 06/04/2021 - Copied to the latest DCS. | NA | SPONS A&B | 1.561 | (BEAMS Note 2) The ERC for this item should be added to all other rateable items on the hereditament (except land). Therefore the total of the ERC of the other Building Items and the P&M ERC (where applicable) to enable the correct contract size adjustment to be made. ERC of Building Component + ERC of P&M = Total ERC to which contract size adjustment should be applied. The appropriate % adjustment should be made in accordance with the scale for contract size adjustment specified under section 6 of the RCG 2021 Guidance notes. The currency ERC rates are set at £4m (Four Million Pounds) @ 1st April 2019 (AVD) for the RCG 2021 Publication. | - | - | 2 | TRUE
3279 | 41P88M | 5487 | 41P88M | Industrial Buildings | Insulated Buildings | Sheet Metal Cladding | 251 - 500m2 | Eaves Height - 37m | Building Area only; Site strip vegetation; Strip foundations; Column bases; Insulated Concrete GF slab with DPM and Mesh,150 thick up to 10,000m2, 200mm thick over 10,000m2 GIA; Steel Portal frame with bolts and baseplates; Coated galvanised trapezoidal roof sheets with insulation on steel purlins; Roof lights; valley gutters; matching fascia and soffit; Rainwater downpipes and gutters; trapezoidal insulated wall system cladding on cladding rails; External roller shutter doors and personnel doors; Single phase electrics, lighting and power; Gas fuelled hot air burners; Underslab storm drainage from internal downpipes on building area greater than 1,000m2; | Location Adjustment Applicable (See Guidance Notes) - ERC = UK mean of 1.00 | (BEAMS Note 2) The ERC for this item should be added to all other rateable items on the hereditament (except land). Therefore the total of the ERC of the other Building Items and the P&M ERC (where applicable) to enable the correct contract size adjustment to be made. ERC of Building Component + ERC of P&M = Total ERC to which contract size adjustment should be applied. The appropriate % adjustment should be made in accordance with the scale for contract size adjustment specified under section 6 of the RCG 2023 Guidance notes. The currency ERC rates are set at £4m (Four Million Pounds) @ 1st April 2021 (AVD) for the RCG 2023 Publication. | The data consists of a typical Industrial shell. Works include the Industrial shell as described and includes works up to 1m perimeter to the building (1m wide paving slabs & foul/storm drainage), The cost include 2 no. personnel doors and roller shutters are included at 1 door up to 1,000m2 , 2 roller doors over 1,000m2 (GIA), and 4 roller doors over 5,000m2. Costs are for the shell only and do not include for internal rooms such as offices or toilets which should be added for seperately. See Variations for assistance. | - | - | - | - | - | Cavity Wall construction to lower walls should be added by measuring wall area at an E/O rate of £102m2, single block walls are cost neutral. Additional roller shutter doors over and above the beacon specification at should be added at additonal cost of £ 232 each (4 x 4m) . Additional personnel doors over the assumed 2nr. - add £1,077 each. If no heating is present a deduction of £28m2 (GIA) should be made to the beacon cost. Internal offices (in Industrial complexes) should be added by reference to Cost Guide code series 42P04A -42P40V, Internal WC - 42P40W, amenity blocks - showers & toilets (New code TBC) & Canteens (New CodeTBC) | - | - | 10103 |  | m2 | - | 3 - INDUSTRIAL | David Grace | Jim Allen | 1875.9407 | Option 1 | 2325.7989 | 23.98% | 1412.1206 | 1013.8688 | -45.95% | -56.41% | 1013.8688 | -45.95% | Price Book Data | P. Avo | VOA_GPN_GOV_UK\7243572 | 2021-07-08 | Low | - | Low | - | - | Updated indiced etc. 06/04/2021 - Copied to the latest DCS. | NA | SPONS A&B | 1.561 | (BEAMS Note 2) The ERC for this item should be added to all other rateable items on the hereditament (except land). Therefore the total of the ERC of the other Building Items and the P&M ERC (where applicable) to enable the correct contract size adjustment to be made. ERC of Building Component + ERC of P&M = Total ERC to which contract size adjustment should be applied. The appropriate % adjustment should be made in accordance with the scale for contract size adjustment specified under section 6 of the RCG 2021 Guidance notes. The currency ERC rates are set at £4m (Four Million Pounds) @ 1st April 2019 (AVD) for the RCG 2021 Publication. | - | - | 2 | TRUE
3280 | 41P88N | 5488 | 41P88N | Industrial Buildings | Insulated Buildings | Sheet Metal Cladding | 251 - 500m2 | Eaves Height - 38m | Building Area only; Site strip vegetation; Strip foundations; Column bases; Insulated Concrete GF slab with DPM and Mesh,150 thick up to 10,000m2, 200mm thick over 10,000m2 GIA; Steel Portal frame with bolts and baseplates; Coated galvanised trapezoidal roof sheets with insulation on steel purlins; Roof lights; valley gutters; matching fascia and soffit; Rainwater downpipes and gutters; trapezoidal insulated wall system cladding on cladding rails; External roller shutter doors and personnel doors; Single phase electrics, lighting and power; Gas fuelled hot air burners; Underslab storm drainage from internal downpipes on building area greater than 1,000m2; | Location Adjustment Applicable (See Guidance Notes) - ERC = UK mean of 1.00 | (BEAMS Note 2) The ERC for this item should be added to all other rateable items on the hereditament (except land). Therefore the total of the ERC of the other Building Items and the P&M ERC (where applicable) to enable the correct contract size adjustment to be made. ERC of Building Component + ERC of P&M = Total ERC to which contract size adjustment should be applied. The appropriate % adjustment should be made in accordance with the scale for contract size adjustment specified under section 6 of the RCG 2023 Guidance notes. The currency ERC rates are set at £4m (Four Million Pounds) @ 1st April 2021 (AVD) for the RCG 2023 Publication. | The data consists of a typical Industrial shell. Works include the Industrial shell as described and includes works up to 1m perimeter to the building (1m wide paving slabs & foul/storm drainage), The cost include 2 no. personnel doors and roller shutters are included at 1 door up to 1,000m2 , 2 roller doors over 1,000m2 (GIA), and 4 roller doors over 5,000m2. Costs are for the shell only and do not include for internal rooms such as offices or toilets which should be added for seperately. See Variations for assistance. | - | - | - | - | - | Cavity Wall construction to lower walls should be added by measuring wall area at an E/O rate of £102m2, single block walls are cost neutral. Additional roller shutter doors over and above the beacon specification at should be added at additonal cost of £ 232 each (4 x 4m) . Additional personnel doors over the assumed 2nr. - add £1,077 each. If no heating is present a deduction of £28m2 (GIA) should be made to the beacon cost. Internal offices (in Industrial complexes) should be added by reference to Cost Guide code series 42P04A -42P40V, Internal WC - 42P40W, amenity blocks - showers & toilets (New code TBC) & Canteens (New CodeTBC) | - | - | 10103 |  | m2 | - | 3 - INDUSTRIAL | David Grace | Jim Allen | 1915.1509 | Option 1 | 2374.4119 | 23.98% | 1432.7396 | 1028.6728 | -46.29% | -56.68% | 1028.6728 | -46.29% | Price Book Data | P. Avo | VOA_GPN_GOV_UK\7243572 | 2021-07-08 | Low | - | Low | - | - | Updated indiced etc. 06/04/2021 - Copied to the latest DCS. | NA | SPONS A&B | 1.561 | (BEAMS Note 2) The ERC for this item should be added to all other rateable items on the hereditament (except land). Therefore the total of the ERC of the other Building Items and the P&M ERC (where applicable) to enable the correct contract size adjustment to be made. ERC of Building Component + ERC of P&M = Total ERC to which contract size adjustment should be applied. The appropriate % adjustment should be made in accordance with the scale for contract size adjustment specified under section 6 of the RCG 2021 Guidance notes. The currency ERC rates are set at £4m (Four Million Pounds) @ 1st April 2019 (AVD) for the RCG 2021 Publication. | - | - | 2 | TRUE
3281 | 41P88P | 5492 | 41P88P | Industrial Buildings | Insulated Buildings | Sheet Metal Cladding | 251 - 500m2 | Eaves Height - 39m | Building Area only; Site strip vegetation; Strip foundations; Column bases; Insulated Concrete GF slab with DPM and Mesh,150 thick up to 10,000m2, 200mm thick over 10,000m2 GIA; Steel Portal frame with bolts and baseplates; Coated galvanised trapezoidal roof sheets with insulation on steel purlins; Roof lights; valley gutters; matching fascia and soffit; Rainwater downpipes and gutters; trapezoidal insulated wall system cladding on cladding rails; External roller shutter doors and personnel doors; Single phase electrics, lighting and power; Gas fuelled hot air burners; Underslab storm drainage from internal downpipes on building area greater than 1,000m2; | Location Adjustment Applicable (See Guidance Notes) - ERC = UK mean of 1.00 | (BEAMS Note 2) The ERC for this item should be added to all other rateable items on the hereditament (except land). Therefore the total of the ERC of the other Building Items and the P&M ERC (where applicable) to enable the correct contract size adjustment to be made. ERC of Building Component + ERC of P&M = Total ERC to which contract size adjustment should be applied. The appropriate % adjustment should be made in accordance with the scale for contract size adjustment specified under section 6 of the RCG 2023 Guidance notes. The currency ERC rates are set at £4m (Four Million Pounds) @ 1st April 2021 (AVD) for the RCG 2023 Publication. | The data consists of a typical Industrial shell. Works include the Industrial shell as described and includes works up to 1m perimeter to the building (1m wide paving slabs & foul/storm drainage), The cost include 2 no. personnel doors and roller shutters are included at 1 door up to 1,000m2 , 2 roller doors over 1,000m2 (GIA), and 4 roller doors over 5,000m2. Costs are for the shell only and do not include for internal rooms such as offices or toilets which should be added for seperately. See Variations for assistance. | - | - | - | - | - | Cavity Wall construction to lower walls should be added by measuring wall area at an E/O rate of £102m2, single block walls are cost neutral. Additional roller shutter doors over and above the beacon specification at should be added at additonal cost of £ 232 each (4 x 4m) . Additional personnel doors over the assumed 2nr. - add £1,077 each. If no heating is present a deduction of £28m2 (GIA) should be made to the beacon cost. Internal offices (in Industrial complexes) should be added by reference to Cost Guide code series 42P04A -42P40V, Internal WC - 42P40W, amenity blocks - showers & toilets (New code TBC) & Canteens (New CodeTBC) | - | - | 10103 |  | m2 | - | 3 - INDUSTRIAL | David Grace | Jim Allen | 1971.2753 | Option 1 | 2443.9953 | 23.98% | 1453.3586 | 1043.4767 | -47.07% | -57.3% | 1043.4767 | -47.07% | Price Book Data | P. Avo | VOA_GPN_GOV_UK\7243572 | 2021-07-08 | Low | - | Low | - | - | Updated indiced etc. 06/04/2021 - Copied to the latest DCS. | NA | SPONS A&B | 1.561 | (BEAMS Note 2) The ERC for this item should be added to all other rateable items on the hereditament (except land). Therefore the total of the ERC of the other Building Items and the P&M ERC (where applicable) to enable the correct contract size adjustment to be made. ERC of Building Component + ERC of P&M = Total ERC to which contract size adjustment should be applied. The appropriate % adjustment should be made in accordance with the scale for contract size adjustment specified under section 6 of the RCG 2021 Guidance notes. The currency ERC rates are set at £4m (Four Million Pounds) @ 1st April 2019 (AVD) for the RCG 2021 Publication. | - | - | 2 | TRUE
| 41P88QA |  | 41P88QA | Industrial Buildings | Insulated Buildings | Sheet Metal Cladding | 251 - 500m2 | Eaves Height - 40m | Building Area only; Site strip vegetation; Strip foundations; Column bases; Insulated Concrete GF slab with DPM and Mesh,150 thick up to 10,000m2, 200mm thick over 10,000m2 GIA; Steel Portal frame with bolts and baseplates; Coated galvanised trapezoidal roof sheets with insulation on steel purlins; Roof lights; valley gutters; matching fascia and soffit; Rainwater downpipes and gutters; trapezoidal insulated wall system cladding on cladding rails; External roller shutter doors and personnel doors; Single phase electrics, lighting and power; Gas fuelled hot air burners; Underslab storm drainage from internal downpipes on building area greater than 1,000m2; | Location Adjustment Applicable (See Guidance Notes) - ERC = UK mean of 1.00 | (BEAMS Note 2) The ERC for this item should be added to all other rateable items on the hereditament (except land). Therefore the total of the ERC of the other Building Items and the P&M ERC (where applicable) to enable the correct contract size adjustment to be made. ERC of Building Component + ERC of P&M = Total ERC to which contract size adjustment should be applied. The appropriate % adjustment should be made in accordance with the scale for contract size adjustment specified under section 6 of the RCG 2023 Guidance notes. The currency ERC rates are set at £4m (Four Million Pounds) @ 1st April 2021 (AVD) for the RCG 2023 Publication. | The data consists of a typical Industrial shell. Works include the Industrial shell as described and includes works up to 1m perimeter to the building (1m wide paving slabs & foul/storm drainage), The cost include 2 no. personnel doors and roller shutters are included at 1 door up to 1,000m2 , 2 roller doors over 1,000m2 (GIA), and 4 roller doors over 5,000m2. Costs are for the shell only and do not include for internal rooms such as offices or toilets which should be added for seperately. See Variations for assistance. | - | - | - | - | - | Cavity Wall construction to lower walls should be added by measuring wall area at an E/O rate of £102m2, single block walls are cost neutral. Additional roller shutter doors over and above the beacon specification at should be added at additonal cost of £ 232 each (4 x 4m) . Additional personnel doors over the assumed 2nr. - add £1,077 each. If no heating is present a deduction of £28m2 (GIA) should be made to the beacon cost. Internal offices (in Industrial complexes) should be added by reference to Cost Guide code series 42P04A -42P40V, Internal WC - 42P40W, amenity blocks - showers & toilets (New code TBC) & Canteens (New CodeTBC) | - | - | 10103 |  | m2 | - | 3 - INDUSTRIAL | David Grace | Jim Allen | #N/A | Option 1 | ERROR | 0% | 1473.9776 | 1058.2807 | 0% | 0% | 1058.2807 | 0% | Price Book Data | P. Avo | VOA_GPN_GOV_UK\7243572 | 2021-07-08 | - | - | Low | - | - | Updated indiced etc. 06/04/2021 - Copied to the latest DCS. | NA | SPONS A&B | 1.561 | (BEAMS Note 2) The ERC for this item should be added to all other rateable items on the hereditament (except land). Therefore the total of the ERC of the other Building Items and the P&M ERC (where applicable) to enable the correct contract size adjustment to be made. ERC of Building Component + ERC of P&M = Total ERC to which contract size adjustment should be applied. The appropriate % adjustment should be made in accordance with the scale for contract size adjustment specified under section 6 of the RCG 2021 Guidance notes. The currency ERC rates are set at £4m (Four Million Pounds) @ 1st April 2019 (AVD) for the RCG 2021 Publication. | - | - | 2 | TRUE
3282 | 41P88R | 5494 | 41P88R | Industrial Buildings | Insulated Buildings | Sheet Metal Cladding | 251 - 500m2 | Eaves Height - 41m | Building Area only; Site strip vegetation; Strip foundations; Column bases; Insulated Concrete GF slab with DPM and Mesh,150 thick up to 10,000m2, 200mm thick over 10,000m2 GIA; Steel Portal frame with bolts and baseplates; Coated galvanised trapezoidal roof sheets with insulation on steel purlins; Roof lights; valley gutters; matching fascia and soffit; Rainwater downpipes and gutters; trapezoidal insulated wall system cladding on cladding rails; External roller shutter doors and personnel doors; Single phase electrics, lighting and power; Gas fuelled hot air burners; Underslab storm drainage from internal downpipes on building area greater than 1,000m2; | Location Adjustment Applicable (See Guidance Notes) - ERC = UK mean of 1.00 | (BEAMS Note 2) The ERC for this item should be added to all other rateable items on the hereditament (except land). Therefore the total of the ERC of the other Building Items and the P&M ERC (where applicable) to enable the correct contract size adjustment to be made. ERC of Building Component + ERC of P&M = Total ERC to which contract size adjustment should be applied. The appropriate % adjustment should be made in accordance with the scale for contract size adjustment specified under section 6 of the RCG 2023 Guidance notes. The currency ERC rates are set at £4m (Four Million Pounds) @ 1st April 2021 (AVD) for the RCG 2023 Publication. | The data consists of a typical Industrial shell. Works include the Industrial shell as described and includes works up to 1m perimeter to the building (1m wide paving slabs & foul/storm drainage), The cost include 2 no. personnel doors and roller shutters are included at 1 door up to 1,000m2 , 2 roller doors over 1,000m2 (GIA), and 4 roller doors over 5,000m2. Costs are for the shell only and do not include for internal rooms such as offices or toilets which should be added for seperately. See Variations for assistance. | - | - | - | - | - | Cavity Wall construction to lower walls should be added by measuring wall area at an E/O rate of £102m2, single block walls are cost neutral. Additional roller shutter doors over and above the beacon specification at should be added at additonal cost of £ 232 each (4 x 4m) . Additional personnel doors over the assumed 2nr. - add £1,077 each. If no heating is present a deduction of £28m2 (GIA) should be made to the beacon cost. Internal offices (in Industrial complexes) should be added by reference to Cost Guide code series 42P04A -42P40V, Internal WC - 42P40W, amenity blocks - showers & toilets (New code TBC) & Canteens (New CodeTBC) | - | - | 10103 |  | m2 | - | 3 - INDUSTRIAL | David Grace | Jim Allen | 2085.0619 | Option 1 | 2585.0683 | 23.98% | 1494.5966 | 1073.0846 | -48.53% | -58.49% | 1073.0846 | -48.53% | Price Book Data | P. Avo | VOA_GPN_GOV_UK\7243572 | 2021-07-08 | Low | - | Low | - | - | Updated indiced etc. 06/04/2021 - Copied to the latest DCS. | NA | SPONS A&B | 1.561 | (BEAMS Note 2) The ERC for this item should be added to all other rateable items on the hereditament (except land). Therefore the total of the ERC of the other Building Items and the P&M ERC (where applicable) to enable the correct contract size adjustment to be made. ERC of Building Component + ERC of P&M = Total ERC to which contract size adjustment should be applied. The appropriate % adjustment should be made in accordance with the scale for contract size adjustment specified under section 6 of the RCG 2021 Guidance notes. The currency ERC rates are set at £4m (Four Million Pounds) @ 1st April 2019 (AVD) for the RCG 2021 Publication. | - | - | 2 | TRUE
3283 | 41P88S | 5495 | 41P88S | Industrial Buildings | Insulated Buildings | Sheet Metal Cladding | 251 - 500m2 | Eaves Height - 42m | Building Area only; Site strip vegetation; Strip foundations; Column bases; Insulated Concrete GF slab with DPM and Mesh,150 thick up to 10,000m2, 200mm thick over 10,000m2 GIA; Steel Portal frame with bolts and baseplates; Coated galvanised trapezoidal roof sheets with insulation on steel purlins; Roof lights; valley gutters; matching fascia and soffit; Rainwater downpipes and gutters; trapezoidal insulated wall system cladding on cladding rails; External roller shutter doors and personnel doors; Single phase electrics, lighting and power; Gas fuelled hot air burners; Underslab storm drainage from internal downpipes on building area greater than 1,000m2; | Location Adjustment Applicable (See Guidance Notes) - ERC = UK mean of 1.00 | (BEAMS Note 2) The ERC for this item should be added to all other rateable items on the hereditament (except land). Therefore the total of the ERC of the other Building Items and the P&M ERC (where applicable) to enable the correct contract size adjustment to be made. ERC of Building Component + ERC of P&M = Total ERC to which contract size adjustment should be applied. The appropriate % adjustment should be made in accordance with the scale for contract size adjustment specified under section 6 of the RCG 2023 Guidance notes. The currency ERC rates are set at £4m (Four Million Pounds) @ 1st April 2021 (AVD) for the RCG 2023 Publication. | The data consists of a typical Industrial shell. Works include the Industrial shell as described and includes works up to 1m perimeter to the building (1m wide paving slabs & foul/storm drainage), The cost include 2 no. personnel doors and roller shutters are included at 1 door up to 1,000m2 , 2 roller doors over 1,000m2 (GIA), and 4 roller doors over 5,000m2. Costs are for the shell only and do not include for internal rooms such as offices or toilets which should be added for seperately. See Variations for assistance. | - | - | - | - | - | Cavity Wall construction to lower walls should be added by measuring wall area at an E/O rate of £102m2, single block walls are cost neutral. Additional roller shutter doors over and above the beacon specification at should be added at additonal cost of £ 232 each (4 x 4m) . Additional personnel doors over the assumed 2nr. - add £1,077 each. If no heating is present a deduction of £28m2 (GIA) should be made to the beacon cost. Internal offices (in Industrial complexes) should be added by reference to Cost Guide code series 42P04A -42P40V, Internal WC - 42P40W, amenity blocks - showers & toilets (New code TBC) & Canteens (New CodeTBC) | - | - | 10103 |  | m2 | - | 3 - INDUSTRIAL | David Grace | Jim Allen | 2143.4928 | Option 1 | 2657.5112 | 23.98% | 1515.2156 | 1087.8886 | -49.25% | -59.06% | 1087.8886 | -49.25% | Price Book Data | P. Avo | VOA_GPN_GOV_UK\7243572 | 2021-07-08 | Low | - | Low | - | - | Updated indiced etc. 06/04/2021 - Copied to the latest DCS. | NA | SPONS A&B | 1.561 | (BEAMS Note 2) The ERC for this item should be added to all other rateable items on the hereditament (except land). Therefore the total of the ERC of the other Building Items and the P&M ERC (where applicable) to enable the correct contract size adjustment to be made. ERC of Building Component + ERC of P&M = Total ERC to which contract size adjustment should be applied. The appropriate % adjustment should be made in accordance with the scale for contract size adjustment specified under section 6 of the RCG 2021 Guidance notes. The currency ERC rates are set at £4m (Four Million Pounds) @ 1st April 2019 (AVD) for the RCG 2021 Publication. | - | - | 2 | TRUE
3284 | 41P88T | 5496 | 41P88T | Industrial Buildings | Insulated Buildings | Sheet Metal Cladding | 251 - 500m2 | Eaves Height - 43m | Building Area only; Site strip vegetation; Strip foundations; Column bases; Insulated Concrete GF slab with DPM and Mesh,150 thick up to 10,000m2, 200mm thick over 10,000m2 GIA; Steel Portal frame with bolts and baseplates; Coated galvanised trapezoidal roof sheets with insulation on steel purlins; Roof lights; valley gutters; matching fascia and soffit; Rainwater downpipes and gutters; trapezoidal insulated wall system cladding on cladding rails; External roller shutter doors and personnel doors; Single phase electrics, lighting and power; Gas fuelled hot air burners; Underslab storm drainage from internal downpipes on building area greater than 1,000m2; | Location Adjustment Applicable (See Guidance Notes) - ERC = UK mean of 1.00 | (BEAMS Note 2) The ERC for this item should be added to all other rateable items on the hereditament (except land). Therefore the total of the ERC of the other Building Items and the P&M ERC (where applicable) to enable the correct contract size adjustment to be made. ERC of Building Component + ERC of P&M = Total ERC to which contract size adjustment should be applied. The appropriate % adjustment should be made in accordance with the scale for contract size adjustment specified under section 6 of the RCG 2023 Guidance notes. The currency ERC rates are set at £4m (Four Million Pounds) @ 1st April 2021 (AVD) for the RCG 2023 Publication. | The data consists of a typical Industrial shell. Works include the Industrial shell as described and includes works up to 1m perimeter to the building (1m wide paving slabs & foul/storm drainage), The cost include 2 no. personnel doors and roller shutters are included at 1 door up to 1,000m2 , 2 roller doors over 1,000m2 (GIA), and 4 roller doors over 5,000m2. Costs are for the shell only and do not include for internal rooms such as offices or toilets which should be added for seperately. See Variations for assistance. | - | - | - | - | - | Cavity Wall construction to lower walls should be added by measuring wall area at an E/O rate of £102m2, single block walls are cost neutral. Additional roller shutter doors over and above the beacon specification at should be added at additonal cost of £ 232 each (4 x 4m) . Additional personnel doors over the assumed 2nr. - add £1,077 each. If no heating is present a deduction of £28m2 (GIA) should be made to the beacon cost. Internal offices (in Industrial complexes) should be added by reference to Cost Guide code series 42P04A -42P40V, Internal WC - 42P40W, amenity blocks - showers & toilets (New code TBC) & Canteens (New CodeTBC) | - | - | 10103 |  | m2 | - | 3 - INDUSTRIAL | David Grace | Jim Allen | 2201.155 | Option 1 | 2729.001 | 23.98% | 1535.8346 | 1102.6925 | -49.9% | -59.59% | 1102.6925 | -49.9% | Price Book Data | P. Avo | VOA_GPN_GOV_UK\7243572 | 2021-07-08 | Low | - | Low | - | - | Updated indiced etc. 06/04/2021 - Copied to the latest DCS. | NA | SPONS A&B | 1.561 | (BEAMS Note 2) The ERC for this item should be added to all other rateable items on the hereditament (except land). Therefore the total of the ERC of the other Building Items and the P&M ERC (where applicable) to enable the correct contract size adjustment to be made. ERC of Building Component + ERC of P&M = Total ERC to which contract size adjustment should be applied. The appropriate % adjustment should be made in accordance with the scale for contract size adjustment specified under section 6 of the RCG 2021 Guidance notes. The currency ERC rates are set at £4m (Four Million Pounds) @ 1st April 2019 (AVD) for the RCG 2021 Publication. | - | - | 2 | TRUE
3285 | 41P88U | 5497 | 41P88U | Industrial Buildings | Insulated Buildings | Sheet Metal Cladding | 251 - 500m2 | Eaves Height - 44m | Building Area only; Site strip vegetation; Strip foundations; Column bases; Insulated Concrete GF slab with DPM and Mesh,150 thick up to 10,000m2, 200mm thick over 10,000m2 GIA; Steel Portal frame with bolts and baseplates; Coated galvanised trapezoidal roof sheets with insulation on steel purlins; Roof lights; valley gutters; matching fascia and soffit; Rainwater downpipes and gutters; trapezoidal insulated wall system cladding on cladding rails; External roller shutter doors and personnel doors; Single phase electrics, lighting and power; Gas fuelled hot air burners; Underslab storm drainage from internal downpipes on building area greater than 1,000m2; | Location Adjustment Applicable (See Guidance Notes) - ERC = UK mean of 1.00 | (BEAMS Note 2) The ERC for this item should be added to all other rateable items on the hereditament (except land). Therefore the total of the ERC of the other Building Items and the P&M ERC (where applicable) to enable the correct contract size adjustment to be made. ERC of Building Component + ERC of P&M = Total ERC to which contract size adjustment should be applied. The appropriate % adjustment should be made in accordance with the scale for contract size adjustment specified under section 6 of the RCG 2023 Guidance notes. The currency ERC rates are set at £4m (Four Million Pounds) @ 1st April 2021 (AVD) for the RCG 2023 Publication. | The data consists of a typical Industrial shell. Works include the Industrial shell as described and includes works up to 1m perimeter to the building (1m wide paving slabs & foul/storm drainage), The cost include 2 no. personnel doors and roller shutters are included at 1 door up to 1,000m2 , 2 roller doors over 1,000m2 (GIA), and 4 roller doors over 5,000m2. Costs are for the shell only and do not include for internal rooms such as offices or toilets which should be added for seperately. See Variations for assistance. | - | - | - | - | - | Cavity Wall construction to lower walls should be added by measuring wall area at an E/O rate of £102m2, single block walls are cost neutral. Additional roller shutter doors over and above the beacon specification at should be added at additonal cost of £ 232 each (4 x 4m) . Additional personnel doors over the assumed 2nr. - add £1,077 each. If no heating is present a deduction of £28m2 (GIA) should be made to the beacon cost. Internal offices (in Industrial complexes) should be added by reference to Cost Guide code series 42P04A -42P40V, Internal WC - 42P40W, amenity blocks - showers & toilets (New code TBC) & Canteens (New CodeTBC) | - | - | 10103 |  | m2 | - | 3 - INDUSTRIAL | David Grace | Jim Allen | 2260.3547 | Option 1 | 2802.3971 | 23.98% | 1556.4536 | 1117.4964 | -50.56% | -60.12% | 1117.4964 | -50.56% | Price Book Data | P. Avo | VOA_GPN_GOV_UK\7243572 | 2021-07-08 | Low | - | Low | - | - | Updated indiced etc. 06/04/2021 - Copied to the latest DCS. | NA | SPONS A&B | 1.561 | (BEAMS Note 2) The ERC for this item should be added to all other rateable items on the hereditament (except land). Therefore the total of the ERC of the other Building Items and the P&M ERC (where applicable) to enable the correct contract size adjustment to be made. ERC of Building Component + ERC of P&M = Total ERC to which contract size adjustment should be applied. The appropriate % adjustment should be made in accordance with the scale for contract size adjustment specified under section 6 of the RCG 2021 Guidance notes. The currency ERC rates are set at £4m (Four Million Pounds) @ 1st April 2019 (AVD) for the RCG 2021 Publication. | - | - | 2 | TRUE
3286 | 41P88V | 5498 | 41P88V | Industrial Buildings | Insulated Buildings | Sheet Metal Cladding | 251 - 500m2 | Eaves Height - 45m | Building Area only; Site strip vegetation; Strip foundations; Column bases; Insulated Concrete GF slab with DPM and Mesh,150 thick up to 10,000m2, 200mm thick over 10,000m2 GIA; Steel Portal frame with bolts and baseplates; Coated galvanised trapezoidal roof sheets with insulation on steel purlins; Roof lights; valley gutters; matching fascia and soffit; Rainwater downpipes and gutters; trapezoidal insulated wall system cladding on cladding rails; External roller shutter doors and personnel doors; Single phase electrics, lighting and power; Gas fuelled hot air burners; Underslab storm drainage from internal downpipes on building area greater than 1,000m2; | Location Adjustment Applicable (See Guidance Notes) - ERC = UK mean of 1.00 | (BEAMS Note 2) The ERC for this item should be added to all other rateable items on the hereditament (except land). Therefore the total of the ERC of the other Building Items and the P&M ERC (where applicable) to enable the correct contract size adjustment to be made. ERC of Building Component + ERC of P&M = Total ERC to which contract size adjustment should be applied. The appropriate % adjustment should be made in accordance with the scale for contract size adjustment specified under section 6 of the RCG 2023 Guidance notes. The currency ERC rates are set at £4m (Four Million Pounds) @ 1st April 2021 (AVD) for the RCG 2023 Publication. | The data consists of a typical Industrial shell. Works include the Industrial shell as described and includes works up to 1m perimeter to the building (1m wide paving slabs & foul/storm drainage), The cost include 2 no. personnel doors and roller shutters are included at 1 door up to 1,000m2 , 2 roller doors over 1,000m2 (GIA), and 4 roller doors over 5,000m2. Costs are for the shell only and do not include for internal rooms such as offices or toilets which should be added for seperately. See Variations for assistance. | - | - | - | - | - | Cavity Wall construction to lower walls should be added by measuring wall area at an E/O rate of £102m2, single block walls are cost neutral. Additional roller shutter doors over and above the beacon specification at should be added at additonal cost of £ 232 each (4 x 4m) . Additional personnel doors over the assumed 2nr. - add £1,077 each. If no heating is present a deduction of £28m2 (GIA) should be made to the beacon cost. Internal offices (in Industrial complexes) should be added by reference to Cost Guide code series 42P04A -42P40V, Internal WC - 42P40W, amenity blocks - showers & toilets (New code TBC) & Canteens (New CodeTBC) | - | - | 10102 |  | m2 | - | 3 - INDUSTRIAL | David Grace | Jim Allen | 2319.5545 | Option 1 | 2875.7932 | 23.98% | 1577.0726 | 1132.3004 | -51.18% | -60.63% | 1132.3004 | -51.18% | Price Book Data | P. Avo | VOA_GPN_GOV_UK\7243572 | 2021-07-08 | Low | - | Low | - | - | Updated indiced etc. 06/04/2021 - Copied to the latest DCS. | NA | SPONS A&B | 1.561 | (BEAMS Note 2) The ERC for this item should be added to all other rateable items on the hereditament (except land). Therefore the total of the ERC of the other Building Items and the P&M ERC (where applicable) to enable the correct contract size adjustment to be made. ERC of Building Component + ERC of P&M = Total ERC to which contract size adjustment should be applied. The appropriate % adjustment should be made in accordance with the scale for contract size adjustment specified under section 6 of the RCG 2021 Guidance notes. The currency ERC rates are set at £4m (Four Million Pounds) @ 1st April 2019 (AVD) for the RCG 2021 Publication. | - | - | 2 | TRUE
3287 | 41P93M | 5208 | 41P93M | Industrial Buildings | Insulated Buildings | Sheet Metal Cladding | 501 - 1,000m2 | Eaves Height - 37m | Building Area only; Site strip vegetation; Strip foundations; Column bases; Insulated Concrete GF slab with DPM and Mesh,150 thick up to 10,000m2, 200mm thick over 10,000m2 GIA; Steel Portal frame with bolts and baseplates; Coated galvanised trapezoidal roof sheets with insulation on steel purlins; Roof lights; valley gutters; matching fascia and soffit; Rainwater downpipes and gutters; trapezoidal insulated wall system cladding on cladding rails; External roller shutter doors and personnel doors; Single phase electrics, lighting and power; Gas fuelled hot air burners; Underslab storm drainage from internal downpipes on building area greater than 1,000m2; | Location Adjustment Applicable (See Guidance Notes) - ERC = UK mean of 1.00 | (BEAMS Note 2) The ERC for this item should be added to all other rateable items on the hereditament (except land). Therefore the total of the ERC of the other Building Items and the P&M ERC (where applicable) to enable the correct contract size adjustment to be made. ERC of Building Component + ERC of P&M = Total ERC to which contract size adjustment should be applied. The appropriate % adjustment should be made in accordance with the scale for contract size adjustment specified under section 6 of the RCG 2023 Guidance notes. The currency ERC rates are set at £4m (Four Million Pounds) @ 1st April 2021 (AVD) for the RCG 2023 Publication. | The data consists of a typical Industrial shell. Works include the Industrial shell as described and includes works up to 1m perimeter to the building (1m wide paving slabs & foul/storm drainage), The cost include 2 no. personnel doors and roller shutters are included at 1 door up to 1,000m2 , 2 roller doors over 1,000m2 (GIA), and 4 roller doors over 5,000m2. Costs are for the shell only and do not include for internal rooms such as offices or toilets which should be added for seperately. See Variations for assistance. | - | - | - | - | - | Cavity Wall construction to lower walls should be added by measuring wall area at an E/O rate of £102m2, single block walls are cost neutral. Additional roller shutter doors over and above the beacon specification at should be added at additonal cost of £ 232 each (4 x 4m) . Additional personnel doors over the assumed 2nr. - add £1,077 each. If no heating is present a deduction of £28m2 (GIA) should be made to the beacon cost. Internal offices (in Industrial complexes) should be added by reference to Cost Guide code series 42P04A -42P40V, Internal WC - 42P40W, amenity blocks - showers & toilets (New code TBC) & Canteens (New CodeTBC) | - | - | 10104 |  | m2 | - | 3 - INDUSTRIAL | David Grace | Jim Allen | 1403.8802 | Option 1 | 1740.5364 | 23.98% | 1108.2286 | 795.6816 | -43.32% | -54.29% | 795.6816 | -43.32% | Price Book Data | P. Avo | VOA_GPN_GOV_UK\7243572 | 2021-07-09 | Low | - | Low | - | - | Updated indiced etc. 24/03/2021 - Copied to the latest DCS. | NA | SPONS A&B | 1.561 | (BEAMS Note 2) The ERC for this item should be added to all other rateable items on the hereditament (except land). Therefore the total of the ERC of the other Building Items and the P&M ERC (where applicable) to enable the correct contract size adjustment to be made. ERC of Building Component + ERC of P&M = Total ERC to which contract size adjustment should be applied. The appropriate % adjustment should be made in accordance with the scale for contract size adjustment specified under section 6 of the RCG 2021 Guidance notes. The currency ERC rates are set at £4m (Four Million Pounds) @ 1st April 2019 (AVD) for the RCG 2021 Publication. | - | - | 2 | TRUE
3288 | 41P93N | 5209 | 41P93N | Industrial Buildings | Insulated Buildings | Sheet Metal Cladding | 501 - 1,000m2 | Eaves Height - 38m | Building Area only; Site strip vegetation; Strip foundations; Column bases; Insulated Concrete GF slab with DPM and Mesh,150 thick up to 10,000m2, 200mm thick over 10,000m2 GIA; Steel Portal frame with bolts and baseplates; Coated galvanised trapezoidal roof sheets with insulation on steel purlins; Roof lights; valley gutters; matching fascia and soffit; Rainwater downpipes and gutters; trapezoidal insulated wall system cladding on cladding rails; External roller shutter doors and personnel doors; Single phase electrics, lighting and power; Gas fuelled hot air burners; Underslab storm drainage from internal downpipes on building area greater than 1,000m2; | Location Adjustment Applicable (See Guidance Notes) - ERC = UK mean of 1.00 | (BEAMS Note 2) The ERC for this item should be added to all other rateable items on the hereditament (except land). Therefore the total of the ERC of the other Building Items and the P&M ERC (where applicable) to enable the correct contract size adjustment to be made. ERC of Building Component + ERC of P&M = Total ERC to which contract size adjustment should be applied. The appropriate % adjustment should be made in accordance with the scale for contract size adjustment specified under section 6 of the RCG 2023 Guidance notes. The currency ERC rates are set at £4m (Four Million Pounds) @ 1st April 2021 (AVD) for the RCG 2023 Publication. | The data consists of a typical Industrial shell. Works include the Industrial shell as described and includes works up to 1m perimeter to the building (1m wide paving slabs & foul/storm drainage), The cost include 2 no. personnel doors and roller shutters are included at 1 door up to 1,000m2 , 2 roller doors over 1,000m2 (GIA), and 4 roller doors over 5,000m2. Costs are for the shell only and do not include for internal rooms such as offices or toilets which should be added for seperately. See Variations for assistance. | - | - | - | - | - | Cavity Wall construction to lower walls should be added by measuring wall area at an E/O rate of £102m2, single block walls are cost neutral. Additional roller shutter doors over and above the beacon specification at should be added at additonal cost of £ 232 each (4 x 4m) . Additional personnel doors over the assumed 2nr. - add £1,077 each. If no heating is present a deduction of £28m2 (GIA) should be made to the beacon cost. Internal offices (in Industrial complexes) should be added by reference to Cost Guide code series 42P04A -42P40V, Internal WC - 42P40W, amenity blocks - showers & toilets (New code TBC) & Canteens (New CodeTBC) | - | - | 10104 |  | m2 | - | 3 - INDUSTRIAL | David Grace | Jim Allen | 1443.8592 | Option 1 | 1790.1026 | 23.98% | 1122.1162 | 805.6526 | -44.2% | -54.99% | 805.6526 | -44.2% | Price Book Data | P. Avo | VOA_GPN_GOV_UK\7243572 | 2021-07-09 | Low | - | Low | - | - | Updated indiced etc. 24/03/2021 - Copied to the latest DCS. | NA | SPONS A&B | 1.561 | (BEAMS Note 2) The ERC for this item should be added to all other rateable items on the hereditament (except land). Therefore the total of the ERC of the other Building Items and the P&M ERC (where applicable) to enable the correct contract size adjustment to be made. ERC of Building Component + ERC of P&M = Total ERC to which contract size adjustment should be applied. The appropriate % adjustment should be made in accordance with the scale for contract size adjustment specified under section 6 of the RCG 2021 Guidance notes. The currency ERC rates are set at £4m (Four Million Pounds) @ 1st April 2019 (AVD) for the RCG 2021 Publication. | - | - | 2 | TRUE
3289 | 41P93P | 5210 | 41P93P | Industrial Buildings | Insulated Buildings | Sheet Metal Cladding | 501 - 1,000m2 | Eaves Height - 39m | Building Area only; Site strip vegetation; Strip foundations; Column bases; Insulated Concrete GF slab with DPM and Mesh,150 thick up to 10,000m2, 200mm thick over 10,000m2 GIA; Steel Portal frame with bolts and baseplates; Coated galvanised trapezoidal roof sheets with insulation on steel purlins; Roof lights; valley gutters; matching fascia and soffit; Rainwater downpipes and gutters; trapezoidal insulated wall system cladding on cladding rails; External roller shutter doors and personnel doors; Single phase electrics, lighting and power; Gas fuelled hot air burners; Underslab storm drainage from internal downpipes on building area greater than 1,000m2; | Location Adjustment Applicable (See Guidance Notes) - ERC = UK mean of 1.00 | (BEAMS Note 2) The ERC for this item should be added to all other rateable items on the hereditament (except land). Therefore the total of the ERC of the other Building Items and the P&M ERC (where applicable) to enable the correct contract size adjustment to be made. ERC of Building Component + ERC of P&M = Total ERC to which contract size adjustment should be applied. The appropriate % adjustment should be made in accordance with the scale for contract size adjustment specified under section 6 of the RCG 2023 Guidance notes. The currency ERC rates are set at £4m (Four Million Pounds) @ 1st April 2021 (AVD) for the RCG 2023 Publication. | The data consists of a typical Industrial shell. Works include the Industrial shell as described and includes works up to 1m perimeter to the building (1m wide paving slabs & foul/storm drainage), The cost include 2 no. personnel doors and roller shutters are included at 1 door up to 1,000m2 , 2 roller doors over 1,000m2 (GIA), and 4 roller doors over 5,000m2. Costs are for the shell only and do not include for internal rooms such as offices or toilets which should be added for seperately. See Variations for assistance. | - | - | - | - | - | Cavity Wall construction to lower walls should be added by measuring wall area at an E/O rate of £102m2, single block walls are cost neutral. Additional roller shutter doors over and above the beacon specification at should be added at additonal cost of £ 232 each (4 x 4m) . Additional personnel doors over the assumed 2nr. - add £1,077 each. If no heating is present a deduction of £28m2 (GIA) should be made to the beacon cost. Internal offices (in Industrial complexes) should be added by reference to Cost Guide code series 42P04A -42P40V, Internal WC - 42P40W, amenity blocks - showers & toilets (New code TBC) & Canteens (New CodeTBC) | - | - | 10104 |  | m2 | - | 3 - INDUSTRIAL | David Grace | Jim Allen | 1483.8383 | Option 1 | 1839.6688 | 23.98% | 1136.0039 | 815.6236 | -45.03% | -55.66% | 815.6236 | -45.03% | Price Book Data | P. Avo | VOA_GPN_GOV_UK\7243572 | 2021-07-09 | Low | - | Low | - | - | Updated indiced etc. 24/03/2021 - Copied to the latest DCS. | NA | SPONS A&B | 1.561 | (BEAMS Note 2) The ERC for this item should be added to all other rateable items on the hereditament (except land). Therefore the total of the ERC of the other Building Items and the P&M ERC (where applicable) to enable the correct contract size adjustment to be made. ERC of Building Component + ERC of P&M = Total ERC to which contract size adjustment should be applied. The appropriate % adjustment should be made in accordance with the scale for contract size adjustment specified under section 6 of the RCG 2021 Guidance notes. The currency ERC rates are set at £4m (Four Million Pounds) @ 1st April 2019 (AVD) for the RCG 2021 Publication. | - | - | 2 | TRUE
3290 | 41P93Q | 5211 | 41P93Q | Industrial Buildings | Insulated Buildings | Sheet Metal Cladding | 501 - 1,000m2 | Eaves Height - 40m | Building Area only; Site strip vegetation; Strip foundations; Column bases; Insulated Concrete GF slab with DPM and Mesh,150 thick up to 10,000m2, 200mm thick over 10,000m2 GIA; Steel Portal frame with bolts and baseplates; Coated galvanised trapezoidal roof sheets with insulation on steel purlins; Roof lights; valley gutters; matching fascia and soffit; Rainwater downpipes and gutters; trapezoidal insulated wall system cladding on cladding rails; External roller shutter doors and personnel doors; Single phase electrics, lighting and power; Gas fuelled hot air burners; Underslab storm drainage from internal downpipes on building area greater than 1,000m2; | Location Adjustment Applicable (See Guidance Notes) - ERC = UK mean of 1.00 | (BEAMS Note 2) The ERC for this item should be added to all other rateable items on the hereditament (except land). Therefore the total of the ERC of the other Building Items and the P&M ERC (where applicable) to enable the correct contract size adjustment to be made. ERC of Building Component + ERC of P&M = Total ERC to which contract size adjustment should be applied. The appropriate % adjustment should be made in accordance with the scale for contract size adjustment specified under section 6 of the RCG 2023 Guidance notes. The currency ERC rates are set at £4m (Four Million Pounds) @ 1st April 2021 (AVD) for the RCG 2023 Publication. | The data consists of a typical Industrial shell. Works include the Industrial shell as described and includes works up to 1m perimeter to the building (1m wide paving slabs & foul/storm drainage), The cost include 2 no. personnel doors and roller shutters are included at 1 door up to 1,000m2 , 2 roller doors over 1,000m2 (GIA), and 4 roller doors over 5,000m2. Costs are for the shell only and do not include for internal rooms such as offices or toilets which should be added for seperately. See Variations for assistance. | - | - | - | - | - | Cavity Wall construction to lower walls should be added by measuring wall area at an E/O rate of £102m2, single block walls are cost neutral. Additional roller shutter doors over and above the beacon specification at should be added at additonal cost of £ 232 each (4 x 4m) . Additional personnel doors over the assumed 2nr. - add £1,077 each. If no heating is present a deduction of £28m2 (GIA) should be made to the beacon cost. Internal offices (in Industrial complexes) should be added by reference to Cost Guide code series 42P04A -42P40V, Internal WC - 42P40W, amenity blocks - showers & toilets (New code TBC) & Canteens (New CodeTBC) | - | - | 10104 |  | m2 | - | 3 - INDUSTRIAL | David Grace | Jim Allen | 1524.5862 | Option 1 | 1890.1882 | 23.98% | 1149.8916 | 825.5946 | -45.85% | -56.32% | 825.5946 | -45.85% | Price Book Data | P. Avo | VOA_GPN_GOV_UK\7243572 | 2021-07-09 | Low | - | Low | - | - | Updated indiced etc. 24/03/2021 - Copied to the latest DCS. | NA | SPONS A&B | 1.561 | (BEAMS Note 2) The ERC for this item should be added to all other rateable items on the hereditament (except land). Therefore the total of the ERC of the other Building Items and the P&M ERC (where applicable) to enable the correct contract size adjustment to be made. ERC of Building Component + ERC of P&M = Total ERC to which contract size adjustment should be applied. The appropriate % adjustment should be made in accordance with the scale for contract size adjustment specified under section 6 of the RCG 2021 Guidance notes. The currency ERC rates are set at £4m (Four Million Pounds) @ 1st April 2019 (AVD) for the RCG 2021 Publication. | - | - | 2 | TRUE
3291 | 41P93R | 5212 | 41P93R | Industrial Buildings | Insulated Buildings | Sheet Metal Cladding | 501 - 1,000m2 | Eaves Height - 41m | Building Area only; Site strip vegetation; Strip foundations; Column bases; Insulated Concrete GF slab with DPM and Mesh,150 thick up to 10,000m2, 200mm thick over 10,000m2 GIA; Steel Portal frame with bolts and baseplates; Coated galvanised trapezoidal roof sheets with insulation on steel purlins; Roof lights; valley gutters; matching fascia and soffit; Rainwater downpipes and gutters; trapezoidal insulated wall system cladding on cladding rails; External roller shutter doors and personnel doors; Single phase electrics, lighting and power; Gas fuelled hot air burners; Underslab storm drainage from internal downpipes on building area greater than 1,000m2; | Location Adjustment Applicable (See Guidance Notes) - ERC = UK mean of 1.00 | (BEAMS Note 2) The ERC for this item should be added to all other rateable items on the hereditament (except land). Therefore the total of the ERC of the other Building Items and the P&M ERC (where applicable) to enable the correct contract size adjustment to be made. ERC of Building Component + ERC of P&M = Total ERC to which contract size adjustment should be applied. The appropriate % adjustment should be made in accordance with the scale for contract size adjustment specified under section 6 of the RCG 2023 Guidance notes. The currency ERC rates are set at £4m (Four Million Pounds) @ 1st April 2021 (AVD) for the RCG 2023 Publication. | The data consists of a typical Industrial shell. Works include the Industrial shell as described and includes works up to 1m perimeter to the building (1m wide paving slabs & foul/storm drainage), The cost include 2 no. personnel doors and roller shutters are included at 1 door up to 1,000m2 , 2 roller doors over 1,000m2 (GIA), and 4 roller doors over 5,000m2. Costs are for the shell only and do not include for internal rooms such as offices or toilets which should be added for seperately. See Variations for assistance. | - | - | - | - | - | Cavity Wall construction to lower walls should be added by measuring wall area at an E/O rate of £102m2, single block walls are cost neutral. Additional roller shutter doors over and above the beacon specification at should be added at additonal cost of £ 232 each (4 x 4m) . Additional personnel doors over the assumed 2nr. - add £1,077 each. If no heating is present a deduction of £28m2 (GIA) should be made to the beacon cost. Internal offices (in Industrial complexes) should be added by reference to Cost Guide code series 42P04A -42P40V, Internal WC - 42P40W, amenity blocks - showers & toilets (New code TBC) & Canteens (New CodeTBC) | - | - | 10104 |  | m2 | - | 3 - INDUSTRIAL | David Grace | Jim Allen | 1553.8017 | Option 1 | 1926.4097 | 23.98% | 1163.7792 | 835.5657 | -46.22% | -56.63% | 835.5657 | -46.22% | Price Book Data | P. Avo | VOA_GPN_GOV_UK\7243572 | 2021-07-09 | Low | - | Low | - | - | Updated indiced etc. 24/03/2021 - Copied to the latest DCS. | NA | SPONS A&B | 1.561 | (BEAMS Note 2) The ERC for this item should be added to all other rateable items on the hereditament (except land). Therefore the total of the ERC of the other Building Items and the P&M ERC (where applicable) to enable the correct contract size adjustment to be made. ERC of Building Component + ERC of P&M = Total ERC to which contract size adjustment should be applied. The appropriate % adjustment should be made in accordance with the scale for contract size adjustment specified under section 6 of the RCG 2021 Guidance notes. The currency ERC rates are set at £4m (Four Million Pounds) @ 1st April 2019 (AVD) for the RCG 2021 Publication. | - | - | 2 | TRUE
3292 | 41P93S | 5213 | 41P93S | Industrial Buildings | Insulated Buildings | Sheet Metal Cladding | 501 - 1,000m2 | Eaves Height - 42m | Building Area only; Site strip vegetation; Strip foundations; Column bases; Insulated Concrete GF slab with DPM and Mesh,150 thick up to 10,000m2, 200mm thick over 10,000m2 GIA; Steel Portal frame with bolts and baseplates; Coated galvanised trapezoidal roof sheets with insulation on steel purlins; Roof lights; valley gutters; matching fascia and soffit; Rainwater downpipes and gutters; trapezoidal insulated wall system cladding on cladding rails; External roller shutter doors and personnel doors; Single phase electrics, lighting and power; Gas fuelled hot air burners; Underslab storm drainage from internal downpipes on building area greater than 1,000m2; | Location Adjustment Applicable (See Guidance Notes) - ERC = UK mean of 1.00 | (BEAMS Note 2) The ERC for this item should be added to all other rateable items on the hereditament (except land). Therefore the total of the ERC of the other Building Items and the P&M ERC (where applicable) to enable the correct contract size adjustment to be made. ERC of Building Component + ERC of P&M = Total ERC to which contract size adjustment should be applied. The appropriate % adjustment should be made in accordance with the scale for contract size adjustment specified under section 6 of the RCG 2023 Guidance notes. The currency ERC rates are set at £4m (Four Million Pounds) @ 1st April 2021 (AVD) for the RCG 2023 Publication. | The data consists of a typical Industrial shell. Works include the Industrial shell as described and includes works up to 1m perimeter to the building (1m wide paving slabs & foul/storm drainage), The cost include 2 no. personnel doors and roller shutters are included at 1 door up to 1,000m2 , 2 roller doors over 1,000m2 (GIA), and 4 roller doors over 5,000m2. Costs are for the shell only and do not include for internal rooms such as offices or toilets which should be added for seperately. See Variations for assistance. | - | - | - | - | - | Cavity Wall construction to lower walls should be added by measuring wall area at an E/O rate of £102m2, single block walls are cost neutral. Additional roller shutter doors over and above the beacon specification at should be added at additonal cost of £ 232 each (4 x 4m) . Additional personnel doors over the assumed 2nr. - add £1,077 each. If no heating is present a deduction of £28m2 (GIA) should be made to the beacon cost. Internal offices (in Industrial complexes) should be added by reference to Cost Guide code series 42P04A -42P40V, Internal WC - 42P40W, amenity blocks - showers & toilets (New code TBC) & Canteens (New CodeTBC) | - | - | 10104 |  | m2 | - | 3 - INDUSTRIAL | David Grace | Jim Allen | 1608.3885 | Option 1 | 1994.0866 | 23.98% | 1177.6669 | 845.5367 | -47.43% | -57.6% | 845.5367 | -47.43% | Price Book Data | P. Avo | VOA_GPN_GOV_UK\7243572 | 2021-07-09 | Low | - | Low | - | - | Updated indiced etc. 24/03/2021 - Copied to the latest DCS. | NA | SPONS A&B | 1.561 | (BEAMS Note 2) The ERC for this item should be added to all other rateable items on the hereditament (except land). Therefore the total of the ERC of the other Building Items and the P&M ERC (where applicable) to enable the correct contract size adjustment to be made. ERC of Building Component + ERC of P&M = Total ERC to which contract size adjustment should be applied. The appropriate % adjustment should be made in accordance with the scale for contract size adjustment specified under section 6 of the RCG 2021 Guidance notes. The currency ERC rates are set at £4m (Four Million Pounds) @ 1st April 2019 (AVD) for the RCG 2021 Publication. | - | - | 2 | TRUE
3293 | 41P93T | 5214 | 41P93T | Industrial Buildings | Insulated Buildings | Sheet Metal Cladding | 501 - 1,000m2 | Eaves Height - 43m | Building Area only; Site strip vegetation; Strip foundations; Column bases; Insulated Concrete GF slab with DPM and Mesh,150 thick up to 10,000m2, 200mm thick over 10,000m2 GIA; Steel Portal frame with bolts and baseplates; Coated galvanised trapezoidal roof sheets with insulation on steel purlins; Roof lights; valley gutters; matching fascia and soffit; Rainwater downpipes and gutters; trapezoidal insulated wall system cladding on cladding rails; External roller shutter doors and personnel doors; Single phase electrics, lighting and power; Gas fuelled hot air burners; Underslab storm drainage from internal downpipes on building area greater than 1,000m2; | Location Adjustment Applicable (See Guidance Notes) - ERC = UK mean of 1.00 | (BEAMS Note 2) The ERC for this item should be added to all other rateable items on the hereditament (except land). Therefore the total of the ERC of the other Building Items and the P&M ERC (where applicable) to enable the correct contract size adjustment to be made. ERC of Building Component + ERC of P&M = Total ERC to which contract size adjustment should be applied. The appropriate % adjustment should be made in accordance with the scale for contract size adjustment specified under section 6 of the RCG 2023 Guidance notes. The currency ERC rates are set at £4m (Four Million Pounds) @ 1st April 2021 (AVD) for the RCG 2023 Publication. | The data consists of a typical Industrial shell. Works include the Industrial shell as described and includes works up to 1m perimeter to the building (1m wide paving slabs & foul/storm drainage), The cost include 2 no. personnel doors and roller shutters are included at 1 door up to 1,000m2 , 2 roller doors over 1,000m2 (GIA), and 4 roller doors over 5,000m2. Costs are for the shell only and do not include for internal rooms such as offices or toilets which should be added for seperately. See Variations for assistance. | - | - | - | - | - | Cavity Wall construction to lower walls should be added by measuring wall area at an E/O rate of £102m2, single block walls are cost neutral. Additional roller shutter doors over and above the beacon specification at should be added at additonal cost of £ 232 each (4 x 4m) . Additional personnel doors over the assumed 2nr. - add £1,077 each. If no heating is present a deduction of £28m2 (GIA) should be made to the beacon cost. Internal offices (in Industrial complexes) should be added by reference to Cost Guide code series 42P04A -42P40V, Internal WC - 42P40W, amenity blocks - showers & toilets (New code TBC) & Canteens (New CodeTBC) | - | - | 10104 |  | m2 | - | 3 - INDUSTRIAL | David Grace | Jim Allen | 1649.9052 | Option 1 | 2045.5592 | 23.98% | 1191.5545 | 855.5077 | -48.15% | -58.18% | 855.5077 | -48.15% | Price Book Data | P. Avo | VOA_GPN_GOV_UK\7243572 | 2021-07-09 | Low | - | Low | - | - | Updated indiced etc. 24/03/2021 - Copied to the latest DCS. | NA | SPONS A&B | 1.561 | (BEAMS Note 2) The ERC for this item should be added to all other rateable items on the hereditament (except land). Therefore the total of the ERC of the other Building Items and the P&M ERC (where applicable) to enable the correct contract size adjustment to be made. ERC of Building Component + ERC of P&M = Total ERC to which contract size adjustment should be applied. The appropriate % adjustment should be made in accordance with the scale for contract size adjustment specified under section 6 of the RCG 2021 Guidance notes. The currency ERC rates are set at £4m (Four Million Pounds) @ 1st April 2019 (AVD) for the RCG 2021 Publication. | - | - | 2 | TRUE
3294 | 41P93U | 5215 | 41P93U | Industrial Buildings | Insulated Buildings | Sheet Metal Cladding | 501 - 1,000m2 | Eaves Height - 44m | Building Area only; Site strip vegetation; Strip foundations; Column bases; Insulated Concrete GF slab with DPM and Mesh,150 thick up to 10,000m2, 200mm thick over 10,000m2 GIA; Steel Portal frame with bolts and baseplates; Coated galvanised trapezoidal roof sheets with insulation on steel purlins; Roof lights; valley gutters; matching fascia and soffit; Rainwater downpipes and gutters; trapezoidal insulated wall system cladding on cladding rails; External roller shutter doors and personnel doors; Single phase electrics, lighting and power; Gas fuelled hot air burners; Underslab storm drainage from internal downpipes on building area greater than 1,000m2; | Location Adjustment Applicable (See Guidance Notes) - ERC = UK mean of 1.00 | (BEAMS Note 2) The ERC for this item should be added to all other rateable items on the hereditament (except land). Therefore the total of the ERC of the other Building Items and the P&M ERC (where applicable) to enable the correct contract size adjustment to be made. ERC of Building Component + ERC of P&M = Total ERC to which contract size adjustment should be applied. The appropriate % adjustment should be made in accordance with the scale for contract size adjustment specified under section 6 of the RCG 2023 Guidance notes. The currency ERC rates are set at £4m (Four Million Pounds) @ 1st April 2021 (AVD) for the RCG 2023 Publication. | The data consists of a typical Industrial shell. Works include the Industrial shell as described and includes works up to 1m perimeter to the building (1m wide paving slabs & foul/storm drainage), The cost include 2 no. personnel doors and roller shutters are included at 1 door up to 1,000m2 , 2 roller doors over 1,000m2 (GIA), and 4 roller doors over 5,000m2. Costs are for the shell only and do not include for internal rooms such as offices or toilets which should be added for seperately. See Variations for assistance. | - | - | - | - | - | Cavity Wall construction to lower walls should be added by measuring wall area at an E/O rate of £102m2, single block walls are cost neutral. Additional roller shutter doors over and above the beacon specification at should be added at additonal cost of £ 232 each (4 x 4m) . Additional personnel doors over the assumed 2nr. - add £1,077 each. If no heating is present a deduction of £28m2 (GIA) should be made to the beacon cost. Internal offices (in Industrial complexes) should be added by reference to Cost Guide code series 42P04A -42P40V, Internal WC - 42P40W, amenity blocks - showers & toilets (New code TBC) & Canteens (New CodeTBC) | - | - | 10104 |  | m2 | - | 3 - INDUSTRIAL | David Grace | Jim Allen | 1692.1907 | Option 1 | 2097.985 | 23.98% | 1205.4422 | 865.4787 | -48.85% | -58.75% | 865.4787 | -48.85% | Price Book Data | P. Avo | VOA_GPN_GOV_UK\7243572 | 2021-07-09 | Low | - | Low | - | - | Updated indiced etc. 24/03/2021 - Copied to the latest DCS. | NA | SPONS A&B | 1.561 | (BEAMS Note 2) The ERC for this item should be added to all other rateable items on the hereditament (except land). Therefore the total of the ERC of the other Building Items and the P&M ERC (where applicable) to enable the correct contract size adjustment to be made. ERC of Building Component + ERC of P&M = Total ERC to which contract size adjustment should be applied. The appropriate % adjustment should be made in accordance with the scale for contract size adjustment specified under section 6 of the RCG 2021 Guidance notes. The currency ERC rates are set at £4m (Four Million Pounds) @ 1st April 2019 (AVD) for the RCG 2021 Publication. | - | - | 2 | TRUE
3295 | 41P95L | 5231 | 41P95L | Industrial Buildings | Insulated Buildings | Sheet Metal Cladding | 1,001 - 5,000m2 | Eaves Height - 36m | Building Area only; Site strip vegetation; Strip foundations; Column bases; Insulated Concrete GF slab with DPM and Mesh,150 thick up to 10,000m2, 200mm thick over 10,000m2 GIA; Steel Portal frame with bolts and baseplates; Coated galvanised trapezoidal roof sheets with insulation on steel purlins; Roof lights; valley gutters; matching fascia and soffit; Rainwater downpipes and gutters; trapezoidal insulated wall system cladding on cladding rails; External roller shutter doors and personnel doors; Single phase electrics, lighting and power; Gas fuelled hot air burners; Underslab storm drainage from internal downpipes on building area greater than 1,000m2; | Location Adjustment Applicable (See Guidance Notes) - ERC = UK mean of 1.00 | (BEAMS Note 2) The ERC for this item should be added to all other rateable items on the hereditament (except land). Therefore the total of the ERC of the other Building Items and the P&M ERC (where applicable) to enable the correct contract size adjustment to be made. ERC of Building Component + ERC of P&M = Total ERC to which contract size adjustment should be applied. The appropriate % adjustment should be made in accordance with the scale for contract size adjustment specified under section 6 of the RCG 2023 Guidance notes. The currency ERC rates are set at £4m (Four Million Pounds) @ 1st April 2021 (AVD) for the RCG 2023 Publication. | The data consists of a typical Industrial shell. Works include the Industrial shell as described and includes works up to 1m perimeter to the building (1m wide paving slabs & foul/storm drainage), The cost include 2 no. personnel doors and roller shutters are included at 1 door up to 1,000m2 , 2 roller doors over 1,000m2 (GIA), and 4 roller doors over 5,000m2. Costs are for the shell only and do not include for internal rooms such as offices or toilets which should be added for seperately. See Variations for assistance. | - | - | - | - | - | Cavity Wall construction to lower walls should be added by measuring wall area at an E/O rate of £102m2, single block walls are cost neutral. Additional roller shutter doors over and above the beacon specification at should be added at additonal cost of £ 232 each (4 x 4m) . Additional personnel doors over the assumed 2nr. - add £1,077 each. If no heating is present a deduction of £28m2 (GIA) should be made to the beacon cost. Internal offices (in Industrial complexes) should be added by reference to Cost Guide code series 42P04A -42P40V, Internal WC - 42P40W, amenity blocks - showers & toilets (New code TBC) & Canteens (New CodeTBC) | - | - | 10094 |  | m2 | - | 3 - INDUSTRIAL | David Grace | Jim Allen | 817.2643 | Option 1 | 1013.2476 | 23.98% | 876.5673 | 629.3544 | -22.99% | -37.89% | 629.3544 | -22.99% | Price Book Data | P. Avo | VOA_GPN_GOV_UK\7243572 | 2021-07-09 | Low | - | Low | - | - | Updated indiced etc. 24/03/2021 - Copied to the latest DCS. | NA | SPONS A&B | 1.561 | (BEAMS Note 2) The ERC for this item should be added to all other rateable items on the hereditament (except land). Therefore the total of the ERC of the other Building Items and the P&M ERC (where applicable) to enable the correct contract size adjustment to be made. ERC of Building Component + ERC of P&M = Total ERC to which contract size adjustment should be applied. The appropriate % adjustment should be made in accordance with the scale for contract size adjustment specified under section 6 of the RCG 2021 Guidance notes. The currency ERC rates are set at £4m (Four Million Pounds) @ 1st April 2019 (AVD) for the RCG 2021 Publication. | - | - | 2 | TRUE
3296 | 41P95M | 5232 | 41P95M | Industrial Buildings | Insulated Buildings | Sheet Metal Cladding | 1,001 - 5,000m2 | Eaves Height - 37m | Building Area only; Site strip vegetation; Strip foundations; Column bases; Insulated Concrete GF slab with DPM and Mesh,150 thick up to 10,000m2, 200mm thick over 10,000m2 GIA; Steel Portal frame with bolts and baseplates; Coated galvanised trapezoidal roof sheets with insulation on steel purlins; Roof lights; valley gutters; matching fascia and soffit; Rainwater downpipes and gutters; trapezoidal insulated wall system cladding on cladding rails; External roller shutter doors and personnel doors; Single phase electrics, lighting and power; Gas fuelled hot air burners; Underslab storm drainage from internal downpipes on building area greater than 1,000m2; | Location Adjustment Applicable (See Guidance Notes) - ERC = UK mean of 1.00 | (BEAMS Note 2) The ERC for this item should be added to all other rateable items on the hereditament (except land). Therefore the total of the ERC of the other Building Items and the P&M ERC (where applicable) to enable the correct contract size adjustment to be made. ERC of Building Component + ERC of P&M = Total ERC to which contract size adjustment should be applied. The appropriate % adjustment should be made in accordance with the scale for contract size adjustment specified under section 6 of the RCG 2023 Guidance notes. The currency ERC rates are set at £4m (Four Million Pounds) @ 1st April 2021 (AVD) for the RCG 2023 Publication. | The data consists of a typical Industrial shell. Works include the Industrial shell as described and includes works up to 1m perimeter to the building (1m wide paving slabs & foul/storm drainage), The cost include 2 no. personnel doors and roller shutters are included at 1 door up to 1,000m2 , 2 roller doors over 1,000m2 (GIA), and 4 roller doors over 5,000m2. Costs are for the shell only and do not include for internal rooms such as offices or toilets which should be added for seperately. See Variations for assistance. | - | - | - | - | - | Cavity Wall construction to lower walls should be added by measuring wall area at an E/O rate of £102m2, single block walls are cost neutral. Additional roller shutter doors over and above the beacon specification at should be added at additonal cost of £ 232 each (4 x 4m) . Additional personnel doors over the assumed 2nr. - add £1,077 each. If no heating is present a deduction of £28m2 (GIA) should be made to the beacon cost. Internal offices (in Industrial complexes) should be added by reference to Cost Guide code series 42P04A -42P40V, Internal WC - 42P40W, amenity blocks - showers & toilets (New code TBC) & Canteens (New CodeTBC) | - | - | 10094 |  | m2 | - | 3 - INDUSTRIAL | David Grace | Jim Allen | 836.485 | Option 1 | 1037.0776 | 23.98% | 884.2402 | 634.8633 | -24.1% | -38.78% | 634.8633 | -24.1% | Price Book Data | P. Avo | VOA_GPN_GOV_UK\7243572 | 2021-07-09 | Low | - | Low | - | - | Updated indiced etc. 24/03/2021 - Copied to the latest DCS. | NA | SPONS A&B | 1.561 | (BEAMS Note 2) The ERC for this item should be added to all other rateable items on the hereditament (except land). Therefore the total of the ERC of the other Building Items and the P&M ERC (where applicable) to enable the correct contract size adjustment to be made. ERC of Building Component + ERC of P&M = Total ERC to which contract size adjustment should be applied. The appropriate % adjustment should be made in accordance with the scale for contract size adjustment specified under section 6 of the RCG 2021 Guidance notes. The currency ERC rates are set at £4m (Four Million Pounds) @ 1st April 2019 (AVD) for the RCG 2021 Publication. | - | - | 2 | TRUE
3297 | 41P95N | 5233 | 41P95N | Industrial Buildings | Insulated Buildings | Sheet Metal Cladding | 1,001 - 5,000m2 | Eaves Height - 38m | Building Area only; Site strip vegetation; Strip foundations; Column bases; Insulated Concrete GF slab with DPM and Mesh,150 thick up to 10,000m2, 200mm thick over 10,000m2 GIA; Steel Portal frame with bolts and baseplates; Coated galvanised trapezoidal roof sheets with insulation on steel purlins; Roof lights; valley gutters; matching fascia and soffit; Rainwater downpipes and gutters; trapezoidal insulated wall system cladding on cladding rails; External roller shutter doors and personnel doors; Single phase electrics, lighting and power; Gas fuelled hot air burners; Underslab storm drainage from internal downpipes on building area greater than 1,000m2; | Location Adjustment Applicable (See Guidance Notes) - ERC = UK mean of 1.00 | (BEAMS Note 2) The ERC for this item should be added to all other rateable items on the hereditament (except land). Therefore the total of the ERC of the other Building Items and the P&M ERC (where applicable) to enable the correct contract size adjustment to be made. ERC of Building Component + ERC of P&M = Total ERC to which contract size adjustment should be applied. The appropriate % adjustment should be made in accordance with the scale for contract size adjustment specified under section 6 of the RCG 2023 Guidance notes. The currency ERC rates are set at £4m (Four Million Pounds) @ 1st April 2021 (AVD) for the RCG 2023 Publication. | The data consists of a typical Industrial shell. Works include the Industrial shell as described and includes works up to 1m perimeter to the building (1m wide paving slabs & foul/storm drainage), The cost include 2 no. personnel doors and roller shutters are included at 1 door up to 1,000m2 , 2 roller doors over 1,000m2 (GIA), and 4 roller doors over 5,000m2. Costs are for the shell only and do not include for internal rooms such as offices or toilets which should be added for seperately. See Variations for assistance. | - | - | - | - | - | Cavity Wall construction to lower walls should be added by measuring wall area at an E/O rate of £102m2, single block walls are cost neutral. Additional roller shutter doors over and above the beacon specification at should be added at additonal cost of £ 232 each (4 x 4m) . Additional personnel doors over the assumed 2nr. - add £1,077 each. If no heating is present a deduction of £28m2 (GIA) should be made to the beacon cost. Internal offices (in Industrial complexes) should be added by reference to Cost Guide code series 42P04A -42P40V, Internal WC - 42P40W, amenity blocks - showers & toilets (New code TBC) & Canteens (New CodeTBC) | - | - | 10094 |  | m2 | - | 3 - INDUSTRIAL | David Grace | Jim Allen | 855.7057 | Option 1 | 1060.9075 | 23.98% | 891.9132 | 640.3723 | -25.16% | -39.64% | 640.3723 | -25.16% | Price Book Data | P. Avo | VOA_GPN_GOV_UK\7243572 | 2021-07-09 | Low | - | Low | - | - | Updated indiced etc. 24/03/2021 - Copied to the latest DCS. | NA | SPONS A&B | 1.561 | (BEAMS Note 2) The ERC for this item should be added to all other rateable items on the hereditament (except land). Therefore the total of the ERC of the other Building Items and the P&M ERC (where applicable) to enable the correct contract size adjustment to be made. ERC of Building Component + ERC of P&M = Total ERC to which contract size adjustment should be applied. The appropriate % adjustment should be made in accordance with the scale for contract size adjustment specified under section 6 of the RCG 2021 Guidance notes. The currency ERC rates are set at £4m (Four Million Pounds) @ 1st April 2019 (AVD) for the RCG 2021 Publication. | - | - | 2 | TRUE
3298 | 41P95P | 5234 | 41P95P | Industrial Buildings | Insulated Buildings | Sheet Metal Cladding | 1,001 - 5,000m2 | Eaves Height - 39m | Building Area only; Site strip vegetation; Strip foundations; Column bases; Insulated Concrete GF slab with DPM and Mesh,150 thick up to 10,000m2, 200mm thick over 10,000m2 GIA; Steel Portal frame with bolts and baseplates; Coated galvanised trapezoidal roof sheets with insulation on steel purlins; Roof lights; valley gutters; matching fascia and soffit; Rainwater downpipes and gutters; trapezoidal insulated wall system cladding on cladding rails; External roller shutter doors and personnel doors; Single phase electrics, lighting and power; Gas fuelled hot air burners; Underslab storm drainage from internal downpipes on building area greater than 1,000m2; | Location Adjustment Applicable (See Guidance Notes) - ERC = UK mean of 1.00 | (BEAMS Note 2) The ERC for this item should be added to all other rateable items on the hereditament (except land). Therefore the total of the ERC of the other Building Items and the P&M ERC (where applicable) to enable the correct contract size adjustment to be made. ERC of Building Component + ERC of P&M = Total ERC to which contract size adjustment should be applied. The appropriate % adjustment should be made in accordance with the scale for contract size adjustment specified under section 6 of the RCG 2023 Guidance notes. The currency ERC rates are set at £4m (Four Million Pounds) @ 1st April 2021 (AVD) for the RCG 2023 Publication. | The data consists of a typical Industrial shell. Works include the Industrial shell as described and includes works up to 1m perimeter to the building (1m wide paving slabs & foul/storm drainage), The cost include 2 no. personnel doors and roller shutters are included at 1 door up to 1,000m2 , 2 roller doors over 1,000m2 (GIA), and 4 roller doors over 5,000m2. Costs are for the shell only and do not include for internal rooms such as offices or toilets which should be added for seperately. See Variations for assistance. | - | - | - | - | - | Cavity Wall construction to lower walls should be added by measuring wall area at an E/O rate of £102m2, single block walls are cost neutral. Additional roller shutter doors over and above the beacon specification at should be added at additonal cost of £ 232 each (4 x 4m) . Additional personnel doors over the assumed 2nr. - add £1,077 each. If no heating is present a deduction of £28m2 (GIA) should be made to the beacon cost. Internal offices (in Industrial complexes) should be added by reference to Cost Guide code series 42P04A -42P40V, Internal WC - 42P40W, amenity blocks - showers & toilets (New code TBC) & Canteens (New CodeTBC) | - | - | 10094 |  | m2 | - | 3 - INDUSTRIAL | David Grace | Jim Allen | 874.9264 | Option 1 | 1084.7374 | 23.98% | 899.5861 | 645.8813 | -26.18% | -40.46% | 645.8813 | -26.18% | Price Book Data | P. Avo | VOA_GPN_GOV_UK\7243572 | 2021-07-09 | Low | - | Low | - | - | Updated indiced etc. 24/03/2021 - Copied to the latest DCS. | NA | SPONS A&B | 1.561 | (BEAMS Note 2) The ERC for this item should be added to all other rateable items on the hereditament (except land). Therefore the total of the ERC of the other Building Items and the P&M ERC (where applicable) to enable the correct contract size adjustment to be made. ERC of Building Component + ERC of P&M = Total ERC to which contract size adjustment should be applied. The appropriate % adjustment should be made in accordance with the scale for contract size adjustment specified under section 6 of the RCG 2021 Guidance notes. The currency ERC rates are set at £4m (Four Million Pounds) @ 1st April 2019 (AVD) for the RCG 2021 Publication. | - | - | 2 | TRUE
3299 | 41P95Q | 5235 | 41P95Q | Industrial Buildings | Insulated Buildings | Sheet Metal Cladding | 1,001 - 5,000m2 | Eaves Height - 40m | Building Area only; Site strip vegetation; Strip foundations; Column bases; Insulated Concrete GF slab with DPM and Mesh,150 thick up to 10,000m2, 200mm thick over 10,000m2 GIA; Steel Portal frame with bolts and baseplates; Coated galvanised trapezoidal roof sheets with insulation on steel purlins; Roof lights; valley gutters; matching fascia and soffit; Rainwater downpipes and gutters; trapezoidal insulated wall system cladding on cladding rails; External roller shutter doors and personnel doors; Single phase electrics, lighting and power; Gas fuelled hot air burners; Underslab storm drainage from internal downpipes on building area greater than 1,000m2; | Location Adjustment Applicable (See Guidance Notes) - ERC = UK mean of 1.00 | (BEAMS Note 2) The ERC for this item should be added to all other rateable items on the hereditament (except land). Therefore the total of the ERC of the other Building Items and the P&M ERC (where applicable) to enable the correct contract size adjustment to be made. ERC of Building Component + ERC of P&M = Total ERC to which contract size adjustment should be applied. The appropriate % adjustment should be made in accordance with the scale for contract size adjustment specified under section 6 of the RCG 2023 Guidance notes. The currency ERC rates are set at £4m (Four Million Pounds) @ 1st April 2021 (AVD) for the RCG 2023 Publication. | The data consists of a typical Industrial shell. Works include the Industrial shell as described and includes works up to 1m perimeter to the building (1m wide paving slabs & foul/storm drainage), The cost include 2 no. personnel doors and roller shutters are included at 1 door up to 1,000m2 , 2 roller doors over 1,000m2 (GIA), and 4 roller doors over 5,000m2. Costs are for the shell only and do not include for internal rooms such as offices or toilets which should be added for seperately. See Variations for assistance. | - | - | - | - | - | Cavity Wall construction to lower walls should be added by measuring wall area at an E/O rate of £102m2, single block walls are cost neutral. Additional roller shutter doors over and above the beacon specification at should be added at additonal cost of £ 232 each (4 x 4m) . Additional personnel doors over the assumed 2nr. - add £1,077 each. If no heating is present a deduction of £28m2 (GIA) should be made to the beacon cost. Internal offices (in Industrial complexes) should be added by reference to Cost Guide code series 42P04A -42P40V, Internal WC - 42P40W, amenity blocks - showers & toilets (New code TBC) & Canteens (New CodeTBC) | - | - | 10094 |  | m2 | - | 3 - INDUSTRIAL | David Grace | Jim Allen | 894.1471 | Option 1 | 1108.5673 | 23.98% | 907.2591 | 651.3903 | -27.15% | -41.24% | 651.3903 | -27.15% | Price Book Data | P. Avo | VOA_GPN_GOV_UK\7243572 | 2021-07-09 | Low | - | Low | - | - | Updated indiced etc. 24/03/2021 - Copied to the latest DCS. | NA | SPONS A&B | 1.561 | (BEAMS Note 2) The ERC for this item should be added to all other rateable items on the hereditament (except land). Therefore the total of the ERC of the other Building Items and the P&M ERC (where applicable) to enable the correct contract size adjustment to be made. ERC of Building Component + ERC of P&M = Total ERC to which contract size adjustment should be applied. The appropriate % adjustment should be made in accordance with the scale for contract size adjustment specified under section 6 of the RCG 2021 Guidance notes. The currency ERC rates are set at £4m (Four Million Pounds) @ 1st April 2019 (AVD) for the RCG 2021 Publication. | - | - | 2 | TRUE
3300 | 41P95R | 5236 | 41P95R | Industrial Buildings | Insulated Buildings | Sheet Metal Cladding | 1,001 - 5,000m2 | Eaves Height - 41m | Building Area only; Site strip vegetation; Strip foundations; Column bases; Insulated Concrete GF slab with DPM and Mesh,150 thick up to 10,000m2, 200mm thick over 10,000m2 GIA; Steel Portal frame with bolts and baseplates; Coated galvanised trapezoidal roof sheets with insulation on steel purlins; Roof lights; valley gutters; matching fascia and soffit; Rainwater downpipes and gutters; trapezoidal insulated wall system cladding on cladding rails; External roller shutter doors and personnel doors; Single phase electrics, lighting and power; Gas fuelled hot air burners; Underslab storm drainage from internal downpipes on building area greater than 1,000m2; | Location Adjustment Applicable (See Guidance Notes) - ERC = UK mean of 1.00 | (BEAMS Note 2) The ERC for this item should be added to all other rateable items on the hereditament (except land). Therefore the total of the ERC of the other Building Items and the P&M ERC (where applicable) to enable the correct contract size adjustment to be made. ERC of Building Component + ERC of P&M = Total ERC to which contract size adjustment should be applied. The appropriate % adjustment should be made in accordance with the scale for contract size adjustment specified under section 6 of the RCG 2023 Guidance notes. The currency ERC rates are set at £4m (Four Million Pounds) @ 1st April 2021 (AVD) for the RCG 2023 Publication. | The data consists of a typical Industrial shell. Works include the Industrial shell as described and includes works up to 1m perimeter to the building (1m wide paving slabs & foul/storm drainage), The cost include 2 no. personnel doors and roller shutters are included at 1 door up to 1,000m2 , 2 roller doors over 1,000m2 (GIA), and 4 roller doors over 5,000m2. Costs are for the shell only and do not include for internal rooms such as offices or toilets which should be added for seperately. See Variations for assistance. | - | - | - | - | - | Cavity Wall construction to lower walls should be added by measuring wall area at an E/O rate of £102m2, single block walls are cost neutral. Additional roller shutter doors over and above the beacon specification at should be added at additonal cost of £ 232 each (4 x 4m) . Additional personnel doors over the assumed 2nr. - add £1,077 each. If no heating is present a deduction of £28m2 (GIA) should be made to the beacon cost. Internal offices (in Industrial complexes) should be added by reference to Cost Guide code series 42P04A -42P40V, Internal WC - 42P40W, amenity blocks - showers & toilets (New code TBC) & Canteens (New CodeTBC) | - | - | 10094 |  | m2 | - | 3 - INDUSTRIAL | David Grace | Jim Allen | 914.1367 | Option 1 | 1133.3504 | 23.98% | 914.932 | 656.8993 | -28.14% | -42.04% | 656.8993 | -28.14% | Price Book Data | P. Avo | VOA_GPN_GOV_UK\7243572 | 2021-07-12 | Low | - | Low | - | - | Updated indiced etc. 24/03/2021 - Copied to the latest DCS. | NA | SPONS A&B | 1.561 | (BEAMS Note 2) The ERC for this item should be added to all other rateable items on the hereditament (except land). Therefore the total of the ERC of the other Building Items and the P&M ERC (where applicable) to enable the correct contract size adjustment to be made. ERC of Building Component + ERC of P&M = Total ERC to which contract size adjustment should be applied. The appropriate % adjustment should be made in accordance with the scale for contract size adjustment specified under section 6 of the RCG 2021 Guidance notes. The currency ERC rates are set at £4m (Four Million Pounds) @ 1st April 2019 (AVD) for the RCG 2021 Publication. | - | - | 2 | TRUE
3301 | 41P95S | 5237 | 41P95S | Industrial Buildings | Insulated Buildings | Sheet Metal Cladding | 1,001 - 5,000m2 | Eaves Height - 42m | Building Area only; Site strip vegetation; Strip foundations; Column bases; Insulated Concrete GF slab with DPM and Mesh,150 thick up to 10,000m2, 200mm thick over 10,000m2 GIA; Steel Portal frame with bolts and baseplates; Coated galvanised trapezoidal roof sheets with insulation on steel purlins; Roof lights; valley gutters; matching fascia and soffit; Rainwater downpipes and gutters; trapezoidal insulated wall system cladding on cladding rails; External roller shutter doors and personnel doors; Single phase electrics, lighting and power; Gas fuelled hot air burners; Underslab storm drainage from internal downpipes on building area greater than 1,000m2; | Location Adjustment Applicable (See Guidance Notes) - ERC = UK mean of 1.00 | (BEAMS Note 2) The ERC for this item should be added to all other rateable items on the hereditament (except land). Therefore the total of the ERC of the other Building Items and the P&M ERC (where applicable) to enable the correct contract size adjustment to be made. ERC of Building Component + ERC of P&M = Total ERC to which contract size adjustment should be applied. The appropriate % adjustment should be made in accordance with the scale for contract size adjustment specified under section 6 of the RCG 2023 Guidance notes. The currency ERC rates are set at £4m (Four Million Pounds) @ 1st April 2021 (AVD) for the RCG 2023 Publication. | The data consists of a typical Industrial shell. Works include the Industrial shell as described and includes works up to 1m perimeter to the building (1m wide paving slabs & foul/storm drainage), The cost include 2 no. personnel doors and roller shutters are included at 1 door up to 1,000m2 , 2 roller doors over 1,000m2 (GIA), and 4 roller doors over 5,000m2. Costs are for the shell only and do not include for internal rooms such as offices or toilets which should be added for seperately. See Variations for assistance. | - | - | - | - | - | Cavity Wall construction to lower walls should be added by measuring wall area at an E/O rate of £102m2, single block walls are cost neutral. Additional roller shutter doors over and above the beacon specification at should be added at additonal cost of £ 232 each (4 x 4m) . Additional personnel doors over the assumed 2nr. - add £1,077 each. If no heating is present a deduction of £28m2 (GIA) should be made to the beacon cost. Internal offices (in Industrial complexes) should be added by reference to Cost Guide code series 42P04A -42P40V, Internal WC - 42P40W, amenity blocks - showers & toilets (New code TBC) & Canteens (New CodeTBC) | - | - | 10094 |  | m2 | - | 3 - INDUSTRIAL | David Grace | Jim Allen | 934.1262 | Option 1 | 1158.1335 | 23.98% | 922.6049 | 662.4083 | -29.09% | -42.8% | 662.4083 | -29.09% | Price Book Data | P. Avo | VOA_GPN_GOV_UK\7243572 | 2021-07-12 | Low | - | Low | - | - | Updated indiced etc. 24/03/2021 - Copied to the latest DCS. | NA | SPONS A&B | 1.561 | (BEAMS Note 2) The ERC for this item should be added to all other rateable items on the hereditament (except land). Therefore the total of the ERC of the other Building Items and the P&M ERC (where applicable) to enable the correct contract size adjustment to be made. ERC of Building Component + ERC of P&M = Total ERC to which contract size adjustment should be applied. The appropriate % adjustment should be made in accordance with the scale for contract size adjustment specified under section 6 of the RCG 2021 Guidance notes. The currency ERC rates are set at £4m (Four Million Pounds) @ 1st April 2019 (AVD) for the RCG 2021 Publication. | - | - | 2 | TRUE
3302 | 41P95T | 5238 | 41P95T | Industrial Buildings | Insulated Buildings | Sheet Metal Cladding | 1,001 - 5,000m2 | Eaves Height - 43m | Building Area only; Site strip vegetation; Strip foundations; Column bases; Insulated Concrete GF slab with DPM and Mesh,150 thick up to 10,000m2, 200mm thick over 10,000m2 GIA; Steel Portal frame with bolts and baseplates; Coated galvanised trapezoidal roof sheets with insulation on steel purlins; Roof lights; valley gutters; matching fascia and soffit; Rainwater downpipes and gutters; trapezoidal insulated wall system cladding on cladding rails; External roller shutter doors and personnel doors; Single phase electrics, lighting and power; Gas fuelled hot air burners; Underslab storm drainage from internal downpipes on building area greater than 1,000m2; | Location Adjustment Applicable (See Guidance Notes) - ERC = UK mean of 1.00 | (BEAMS Note 2) The ERC for this item should be added to all other rateable items on the hereditament (except land). Therefore the total of the ERC of the other Building Items and the P&M ERC (where applicable) to enable the correct contract size adjustment to be made. ERC of Building Component + ERC of P&M = Total ERC to which contract size adjustment should be applied. The appropriate % adjustment should be made in accordance with the scale for contract size adjustment specified under section 6 of the RCG 2023 Guidance notes. The currency ERC rates are set at £4m (Four Million Pounds) @ 1st April 2021 (AVD) for the RCG 2023 Publication. | The data consists of a typical Industrial shell. Works include the Industrial shell as described and includes works up to 1m perimeter to the building (1m wide paving slabs & foul/storm drainage), The cost include 2 no. personnel doors and roller shutters are included at 1 door up to 1,000m2 , 2 roller doors over 1,000m2 (GIA), and 4 roller doors over 5,000m2. Costs are for the shell only and do not include for internal rooms such as offices or toilets which should be added for seperately. See Variations for assistance. | - | - | - | - | - | Cavity Wall construction to lower walls should be added by measuring wall area at an E/O rate of £102m2, single block walls are cost neutral. Additional roller shutter doors over and above the beacon specification at should be added at additonal cost of £ 232 each (4 x 4m) . Additional personnel doors over the assumed 2nr. - add £1,077 each. If no heating is present a deduction of £28m2 (GIA) should be made to the beacon cost. Internal offices (in Industrial complexes) should be added by reference to Cost Guide code series 42P04A -42P40V, Internal WC - 42P40W, amenity blocks - showers & toilets (New code TBC) & Canteens (New CodeTBC) | - | - | 10094 |  | m2 | - | 3 - INDUSTRIAL | David Grace | Jim Allen | 954.1157 | Option 1 | 1182.9166 | 23.98% | 930.2779 | 667.9173 | -30% | -43.54% | 667.9173 | -30% | Price Book Data | P. Avo | VOA_GPN_GOV_UK\7243572 | 2021-07-12 | Low | - | Low | - | - | Updated indiced etc. 24/03/2021 - Copied to the latest DCS. | NA | SPONS A&B | 1.561 | (BEAMS Note 2) The ERC for this item should be added to all other rateable items on the hereditament (except land). Therefore the total of the ERC of the other Building Items and the P&M ERC (where applicable) to enable the correct contract size adjustment to be made. ERC of Building Component + ERC of P&M = Total ERC to which contract size adjustment should be applied. The appropriate % adjustment should be made in accordance with the scale for contract size adjustment specified under section 6 of the RCG 2021 Guidance notes. The currency ERC rates are set at £4m (Four Million Pounds) @ 1st April 2019 (AVD) for the RCG 2021 Publication. | - | - | 2 | TRUE
3303 | 41P95U | 5239 | 41P95U | Industrial Buildings | Insulated Buildings | Sheet Metal Cladding | 1,001 - 5,000m2 | Eaves Height - 44m | Building Area only; Site strip vegetation; Strip foundations; Column bases; Insulated Concrete GF slab with DPM and Mesh,150 thick up to 10,000m2, 200mm thick over 10,000m2 GIA; Steel Portal frame with bolts and baseplates; Coated galvanised trapezoidal roof sheets with insulation on steel purlins; Roof lights; valley gutters; matching fascia and soffit; Rainwater downpipes and gutters; trapezoidal insulated wall system cladding on cladding rails; External roller shutter doors and personnel doors; Single phase electrics, lighting and power; Gas fuelled hot air burners; Underslab storm drainage from internal downpipes on building area greater than 1,000m2; | Location Adjustment Applicable (See Guidance Notes) - ERC = UK mean of 1.00 | (BEAMS Note 2) The ERC for this item should be added to all other rateable items on the hereditament (except land). Therefore the total of the ERC of the other Building Items and the P&M ERC (where applicable) to enable the correct contract size adjustment to be made. ERC of Building Component + ERC of P&M = Total ERC to which contract size adjustment should be applied. The appropriate % adjustment should be made in accordance with the scale for contract size adjustment specified under section 6 of the RCG 2023 Guidance notes. The currency ERC rates are set at £4m (Four Million Pounds) @ 1st April 2021 (AVD) for the RCG 2023 Publication. | The data consists of a typical Industrial shell. Works include the Industrial shell as described and includes works up to 1m perimeter to the building (1m wide paving slabs & foul/storm drainage), The cost include 2 no. personnel doors and roller shutters are included at 1 door up to 1,000m2 , 2 roller doors over 1,000m2 (GIA), and 4 roller doors over 5,000m2. Costs are for the shell only and do not include for internal rooms such as offices or toilets which should be added for seperately. See Variations for assistance. | - | - | - | - | - | Cavity Wall construction to lower walls should be added by measuring wall area at an E/O rate of £102m2, single block walls are cost neutral. Additional roller shutter doors over and above the beacon specification at should be added at additonal cost of £ 232 each (4 x 4m) . Additional personnel doors over the assumed 2nr. - add £1,077 each. If no heating is present a deduction of £28m2 (GIA) should be made to the beacon cost. Internal offices (in Industrial complexes) should be added by reference to Cost Guide code series 42P04A -42P40V, Internal WC - 42P40W, amenity blocks - showers & toilets (New code TBC) & Canteens (New CodeTBC) | - | - | 10094 |  | m2 | - | 3 - INDUSTRIAL | David Grace | Jim Allen | 974.1053 | Option 1 | 1207.6997 | 23.98% | 937.9508 | 673.4263 | -30.87% | -44.24% | 673.4263 | -30.87% | Price Book Data | P. Avo | VOA_GPN_GOV_UK\7243572 | 2021-07-12 | Low | - | Low | - | - | Updated indiced etc. 24/03/2021 - Copied to the latest DCS. | NA | SPONS A&B | 1.561 | (BEAMS Note 2) The ERC for this item should be added to all other rateable items on the hereditament (except land). Therefore the total of the ERC of the other Building Items and the P&M ERC (where applicable) to enable the correct contract size adjustment to be made. ERC of Building Component + ERC of P&M = Total ERC to which contract size adjustment should be applied. The appropriate % adjustment should be made in accordance with the scale for contract size adjustment specified under section 6 of the RCG 2021 Guidance notes. The currency ERC rates are set at £4m (Four Million Pounds) @ 1st April 2019 (AVD) for the RCG 2021 Publication. | - | - | 2 | TRUE
3304 | 41P95V | 5240 | 41P95V | Industrial Buildings | Insulated Buildings | Sheet Metal Cladding | 1,001 - 5,000m2 | Eaves Height - 45m | Building Area only; Site strip vegetation; Strip foundations; Column bases; Insulated Concrete GF slab with DPM and Mesh,150 thick up to 10,000m2, 200mm thick over 10,000m2 GIA; Steel Portal frame with bolts and baseplates; Coated galvanised trapezoidal roof sheets with insulation on steel purlins; Roof lights; valley gutters; matching fascia and soffit; Rainwater downpipes and gutters; trapezoidal insulated wall system cladding on cladding rails; External roller shutter doors and personnel doors; Single phase electrics, lighting and power; Gas fuelled hot air burners; Underslab storm drainage from internal downpipes on building area greater than 1,000m2; | Location Adjustment Applicable (See Guidance Notes) - ERC = UK mean of 1.00 | (BEAMS Note 2) The ERC for this item should be added to all other rateable items on the hereditament (except land). Therefore the total of the ERC of the other Building Items and the P&M ERC (where applicable) to enable the correct contract size adjustment to be made. ERC of Building Component + ERC of P&M = Total ERC to which contract size adjustment should be applied. The appropriate % adjustment should be made in accordance with the scale for contract size adjustment specified under section 6 of the RCG 2023 Guidance notes. The currency ERC rates are set at £4m (Four Million Pounds) @ 1st April 2021 (AVD) for the RCG 2023 Publication. | The data consists of a typical Industrial shell. Works include the Industrial shell as described and includes works up to 1m perimeter to the building (1m wide paving slabs & foul/storm drainage), The cost include 2 no. personnel doors and roller shutters are included at 1 door up to 1,000m2 , 2 roller doors over 1,000m2 (GIA), and 4 roller doors over 5,000m2. Costs are for the shell only and do not include for internal rooms such as offices or toilets which should be added for seperately. See Variations for assistance. | - | - | - | - | - | Cavity Wall construction to lower walls should be added by measuring wall area at an E/O rate of £102m2, single block walls are cost neutral. Additional roller shutter doors over and above the beacon specification at should be added at additonal cost of £ 232 each (4 x 4m) . Additional personnel doors over the assumed 2nr. - add £1,077 each. If no heating is present a deduction of £28m2 (GIA) should be made to the beacon cost. Internal offices (in Industrial complexes) should be added by reference to Cost Guide code series 42P04A -42P40V, Internal WC - 42P40W, amenity blocks - showers & toilets (New code TBC) & Canteens (New CodeTBC) | - | - | 10094 |  | m2 | - | 3 - INDUSTRIAL | David Grace | Jim Allen | 994.8636 | Option 1 | 1233.436 | 23.98% | 945.6238 | 678.9353 | -31.76% | -44.96% | 678.9353 | -31.76% | Price Book Data | P. Avo | VOA_GPN_GOV_UK\7243572 | 2021-07-12 | Low | - | Low | - | - | Updated indiced etc. 06/04/2021 - Copied to the latest DCS. | NA | SPONS A&B | 1.561 | (BEAMS Note 2) The ERC for this item should be added to all other rateable items on the hereditament (except land). Therefore the total of the ERC of the other Building Items and the P&M ERC (where applicable) to enable the correct contract size adjustment to be made. ERC of Building Component + ERC of P&M = Total ERC to which contract size adjustment should be applied. The appropriate % adjustment should be made in accordance with the scale for contract size adjustment specified under section 6 of the RCG 2021 Guidance notes. The currency ERC rates are set at £4m (Four Million Pounds) @ 1st April 2019 (AVD) for the RCG 2021 Publication. | - | - | 2 | TRUE
3305 | 41P97L | 5252 | 41P97L | Industrial Buildings | Insulated Buildings | Sheet Metal Cladding | 5,001 - 10,000m2 | Eaves Height - 36m | Building Area only; Site strip vegetation; Strip foundations; Column bases; Insulated Concrete GF slab with DPM and Mesh,150 thick up to 10,000m2, 200mm thick over 10,000m2 GIA; Steel Portal frame with bolts and baseplates; Coated galvanised trapezoidal roof sheets with insulation on steel purlins; Roof lights; valley gutters; matching fascia and soffit; Rainwater downpipes and gutters; trapezoidal insulated wall system cladding on cladding rails; External roller shutter doors and personnel doors; Single phase electrics, lighting and power; Gas fuelled hot air burners; Underslab storm drainage from internal downpipes on building area greater than 1,000m2; | Location Adjustment Applicable (See Guidance Notes) - ERC = UK mean of 1.00 | (BEAMS Note 2) The ERC for this item should be added to all other rateable items on the hereditament (except land). Therefore the total of the ERC of the other Building Items and the P&M ERC (where applicable) to enable the correct contract size adjustment to be made. ERC of Building Component + ERC of P&M = Total ERC to which contract size adjustment should be applied. The appropriate % adjustment should be made in accordance with the scale for contract size adjustment specified under section 6 of the RCG 2023 Guidance notes. The currency ERC rates are set at £4m (Four Million Pounds) @ 1st April 2021 (AVD) for the RCG 2023 Publication. | The data consists of a typical Industrial shell. Works include the Industrial shell as described and includes works up to 1m perimeter to the building (1m wide paving slabs & foul/storm drainage), The cost include 2 no. personnel doors and roller shutters are included at 1 door up to 1,000m2 , 2 roller doors over 1,000m2 (GIA), and 4 roller doors over 5,000m2. Costs are for the shell only and do not include for internal rooms such as offices or toilets which should be added for seperately. See Variations for assistance. | - | - | - | - | - | Cavity Wall construction to lower walls should be added by measuring wall area at an E/O rate of £102m2, single block walls are cost neutral. Additional roller shutter doors over and above the beacon specification at should be added at additonal cost of £ 232 each (4 x 4m) . Additional personnel doors over the assumed 2nr. - add £1,077 each. If no heating is present a deduction of £28m2 (GIA) should be made to the beacon cost. Internal offices (in Industrial complexes) should be added by reference to Cost Guide code series 42P04A -42P40V, Internal WC - 42P40W, amenity blocks - showers & toilets (New code TBC) & Canteens (New CodeTBC) | - | - | 10105 |  | m2 | - | 3 - INDUSTRIAL | David Grace | Jim Allen | 765.7528 | Option 1 | 949.3835 | 23.98% | 840.8274 | 603.694 | -21.16% | -36.41% | 603.694 | -21.16% | Price Book Data | P. Avo | VOA_GPN_GOV_UK\7243572 | 2021-07-12 | Low | - | Low | - | - | Updated indiced etc. 24/03/2021 - Copied to the latest DCS. | NA | SPONS A&B | 1.561 | (BEAMS Note 2) The ERC for this item should be added to all other rateable items on the hereditament (except land). Therefore the total of the ERC of the other Building Items and the P&M ERC (where applicable) to enable the correct contract size adjustment to be made. ERC of Building Component + ERC of P&M = Total ERC to which contract size adjustment should be applied. The appropriate % adjustment should be made in accordance with the scale for contract size adjustment specified under section 6 of the RCG 2021 Guidance notes. The currency ERC rates are set at £4m (Four Million Pounds) @ 1st April 2019 (AVD) for the RCG 2021 Publication. | - | - | 2 | TRUE
3306 | 41P97M | 5253 | 41P97M | Industrial Buildings | Insulated Buildings | Sheet Metal Cladding | 5,001 - 10,000m2 | Eaves Height - 37m | Building Area only; Site strip vegetation; Strip foundations; Column bases; Insulated Concrete GF slab with DPM and Mesh,150 thick up to 10,000m2, 200mm thick over 10,000m2 GIA; Steel Portal frame with bolts and baseplates; Coated galvanised trapezoidal roof sheets with insulation on steel purlins; Roof lights; valley gutters; matching fascia and soffit; Rainwater downpipes and gutters; trapezoidal insulated wall system cladding on cladding rails; External roller shutter doors and personnel doors; Single phase electrics, lighting and power; Gas fuelled hot air burners; Underslab storm drainage from internal downpipes on building area greater than 1,000m2; | Location Adjustment Applicable (See Guidance Notes) - ERC = UK mean of 1.00 | (BEAMS Note 2) The ERC for this item should be added to all other rateable items on the hereditament (except land). Therefore the total of the ERC of the other Building Items and the P&M ERC (where applicable) to enable the correct contract size adjustment to be made. ERC of Building Component + ERC of P&M = Total ERC to which contract size adjustment should be applied. The appropriate % adjustment should be made in accordance with the scale for contract size adjustment specified under section 6 of the RCG 2023 Guidance notes. The currency ERC rates are set at £4m (Four Million Pounds) @ 1st April 2021 (AVD) for the RCG 2023 Publication. | The data consists of a typical Industrial shell. Works include the Industrial shell as described and includes works up to 1m perimeter to the building (1m wide paving slabs & foul/storm drainage), The cost include 2 no. personnel doors and roller shutters are included at 1 door up to 1,000m2 , 2 roller doors over 1,000m2 (GIA), and 4 roller doors over 5,000m2. Costs are for the shell only and do not include for internal rooms such as offices or toilets which should be added for seperately. See Variations for assistance. | - | - | - | - | - | Cavity Wall construction to lower walls should be added by measuring wall area at an E/O rate of £102m2, single block walls are cost neutral. Additional roller shutter doors over and above the beacon specification at should be added at additonal cost of £ 232 each (4 x 4m) . Additional personnel doors over the assumed 2nr. - add £1,077 each. If no heating is present a deduction of £28m2 (GIA) should be made to the beacon cost. Internal offices (in Industrial complexes) should be added by reference to Cost Guide code series 42P04A -42P40V, Internal WC - 42P40W, amenity blocks - showers & toilets (New code TBC) & Canteens (New CodeTBC) | - | - | 10105 |  | m2 | - | 3 - INDUSTRIAL | David Grace | Jim Allen | 782.667 | Option 1 | 970.3538 | 23.98% | 846.2747 | 607.605 | -22.37% | -37.38% | 607.605 | -22.37% | Price Book Data | P. Avo | VOA_GPN_GOV_UK\7243572 | 2021-07-12 | Low | - | Low | - | - | Updated indiced etc. 24/03/2021 - Copied to the latest DCS. | NA | SPONS A&B | 1.561 | (BEAMS Note 2) The ERC for this item should be added to all other rateable items on the hereditament (except land). Therefore the total of the ERC of the other Building Items and the P&M ERC (where applicable) to enable the correct contract size adjustment to be made. ERC of Building Component + ERC of P&M = Total ERC to which contract size adjustment should be applied. The appropriate % adjustment should be made in accordance with the scale for contract size adjustment specified under section 6 of the RCG 2021 Guidance notes. The currency ERC rates are set at £4m (Four Million Pounds) @ 1st April 2019 (AVD) for the RCG 2021 Publication. | - | - | 2 | TRUE
3307 | 41P97N | 5254 | 41P97N | Industrial Buildings | Insulated Buildings | Sheet Metal Cladding | 5,001 - 10,000m2 | Eaves Height - 38m | Building Area only; Site strip vegetation; Strip foundations; Column bases; Insulated Concrete GF slab with DPM and Mesh,150 thick up to 10,000m2, 200mm thick over 10,000m2 GIA; Steel Portal frame with bolts and baseplates; Coated galvanised trapezoidal roof sheets with insulation on steel purlins; Roof lights; valley gutters; matching fascia and soffit; Rainwater downpipes and gutters; trapezoidal insulated wall system cladding on cladding rails; External roller shutter doors and personnel doors; Single phase electrics, lighting and power; Gas fuelled hot air burners; Underslab storm drainage from internal downpipes on building area greater than 1,000m2; | Location Adjustment Applicable (See Guidance Notes) - ERC = UK mean of 1.00 | (BEAMS Note 2) The ERC for this item should be added to all other rateable items on the hereditament (except land). Therefore the total of the ERC of the other Building Items and the P&M ERC (where applicable) to enable the correct contract size adjustment to be made. ERC of Building Component + ERC of P&M = Total ERC to which contract size adjustment should be applied. The appropriate % adjustment should be made in accordance with the scale for contract size adjustment specified under section 6 of the RCG 2023 Guidance notes. The currency ERC rates are set at £4m (Four Million Pounds) @ 1st April 2021 (AVD) for the RCG 2023 Publication. | The data consists of a typical Industrial shell. Works include the Industrial shell as described and includes works up to 1m perimeter to the building (1m wide paving slabs & foul/storm drainage), The cost include 2 no. personnel doors and roller shutters are included at 1 door up to 1,000m2 , 2 roller doors over 1,000m2 (GIA), and 4 roller doors over 5,000m2. Costs are for the shell only and do not include for internal rooms such as offices or toilets which should be added for seperately. See Variations for assistance. | - | - | - | - | - | Cavity Wall construction to lower walls should be added by measuring wall area at an E/O rate of £102m2, single block walls are cost neutral. Additional roller shutter doors over and above the beacon specification at should be added at additonal cost of £ 232 each (4 x 4m) . Additional personnel doors over the assumed 2nr. - add £1,077 each. If no heating is present a deduction of £28m2 (GIA) should be made to the beacon cost. Internal offices (in Industrial complexes) should be added by reference to Cost Guide code series 42P04A -42P40V, Internal WC - 42P40W, amenity blocks - showers & toilets (New code TBC) & Canteens (New CodeTBC) | - | - | 10105 |  | m2 | - | 3 - INDUSTRIAL | David Grace | Jim Allen | 799.5813 | Option 1 | 991.3241 | 23.98% | 851.7221 | 611.5161 | -23.52% | -38.31% | 611.5161 | -23.52% | Price Book Data | P. Avo | VOA_GPN_GOV_UK\7243572 | 2021-07-12 | Low | - | Low | - | - | Updated indiced etc. 24/03/2021 - Copied to the latest DCS. | NA | SPONS A&B | 1.561 | (BEAMS Note 2) The ERC for this item should be added to all other rateable items on the hereditament (except land). Therefore the total of the ERC of the other Building Items and the P&M ERC (where applicable) to enable the correct contract size adjustment to be made. ERC of Building Component + ERC of P&M = Total ERC to which contract size adjustment should be applied. The appropriate % adjustment should be made in accordance with the scale for contract size adjustment specified under section 6 of the RCG 2021 Guidance notes. The currency ERC rates are set at £4m (Four Million Pounds) @ 1st April 2019 (AVD) for the RCG 2021 Publication. | - | - | 2 | TRUE
3308 | 41P97P | 5255 | 41P97P | Industrial Buildings | Insulated Buildings | Sheet Metal Cladding | 5,001 - 10,000m2 | Eaves Height - 39m | Building Area only; Site strip vegetation; Strip foundations; Column bases; Insulated Concrete GF slab with DPM and Mesh,150 thick up to 10,000m2, 200mm thick over 10,000m2 GIA; Steel Portal frame with bolts and baseplates; Coated galvanised trapezoidal roof sheets with insulation on steel purlins; Roof lights; valley gutters; matching fascia and soffit; Rainwater downpipes and gutters; trapezoidal insulated wall system cladding on cladding rails; External roller shutter doors and personnel doors; Single phase electrics, lighting and power; Gas fuelled hot air burners; Underslab storm drainage from internal downpipes on building area greater than 1,000m2; | Location Adjustment Applicable (See Guidance Notes) - ERC = UK mean of 1.00 | (BEAMS Note 2) The ERC for this item should be added to all other rateable items on the hereditament (except land). Therefore the total of the ERC of the other Building Items and the P&M ERC (where applicable) to enable the correct contract size adjustment to be made. ERC of Building Component + ERC of P&M = Total ERC to which contract size adjustment should be applied. The appropriate % adjustment should be made in accordance with the scale for contract size adjustment specified under section 6 of the RCG 2023 Guidance notes. The currency ERC rates are set at £4m (Four Million Pounds) @ 1st April 2021 (AVD) for the RCG 2023 Publication. | The data consists of a typical Industrial shell. Works include the Industrial shell as described and includes works up to 1m perimeter to the building (1m wide paving slabs & foul/storm drainage), The cost include 2 no. personnel doors and roller shutters are included at 1 door up to 1,000m2 , 2 roller doors over 1,000m2 (GIA), and 4 roller doors over 5,000m2. Costs are for the shell only and do not include for internal rooms such as offices or toilets which should be added for seperately. See Variations for assistance. | - | - | - | - | - | Cavity Wall construction to lower walls should be added by measuring wall area at an E/O rate of £102m2, single block walls are cost neutral. Additional roller shutter doors over and above the beacon specification at should be added at additonal cost of £ 232 each (4 x 4m) . Additional personnel doors over the assumed 2nr. - add £1,077 each. If no heating is present a deduction of £28m2 (GIA) should be made to the beacon cost. Internal offices (in Industrial complexes) should be added by reference to Cost Guide code series 42P04A -42P40V, Internal WC - 42P40W, amenity blocks - showers & toilets (New code TBC) & Canteens (New CodeTBC) | - | - | 10105 |  | m2 | - | 3 - INDUSTRIAL | David Grace | Jim Allen | 817.2643 | Option 1 | 1013.2476 | 23.98% | 857.1694 | 615.4271 | -24.7% | -39.26% | 615.4271 | -24.7% | Price Book Data | P. Avo | VOA_GPN_GOV_UK\7243572 | 2021-07-12 | Low | - | Low | - | - | Updated indiced etc. 24/03/2021 - Copied to the latest DCS. | NA | SPONS A&B | 1.561 | (BEAMS Note 2) The ERC for this item should be added to all other rateable items on the hereditament (except land). Therefore the total of the ERC of the other Building Items and the P&M ERC (where applicable) to enable the correct contract size adjustment to be made. ERC of Building Component + ERC of P&M = Total ERC to which contract size adjustment should be applied. The appropriate % adjustment should be made in accordance with the scale for contract size adjustment specified under section 6 of the RCG 2021 Guidance notes. The currency ERC rates are set at £4m (Four Million Pounds) @ 1st April 2019 (AVD) for the RCG 2021 Publication. | - | - | 2 | TRUE
3309 | 41P97Q | 5256 | 41P97Q | Industrial Buildings | Insulated Buildings | Sheet Metal Cladding | 5,001 - 10,000m2 | Eaves Height - 40m | Building Area only; Site strip vegetation; Strip foundations; Column bases; Insulated Concrete GF slab with DPM and Mesh,150 thick up to 10,000m2, 200mm thick over 10,000m2 GIA; Steel Portal frame with bolts and baseplates; Coated galvanised trapezoidal roof sheets with insulation on steel purlins; Roof lights; valley gutters; matching fascia and soffit; Rainwater downpipes and gutters; trapezoidal insulated wall system cladding on cladding rails; External roller shutter doors and personnel doors; Single phase electrics, lighting and power; Gas fuelled hot air burners; Underslab storm drainage from internal downpipes on building area greater than 1,000m2; | Location Adjustment Applicable (See Guidance Notes) - ERC = UK mean of 1.00 | (BEAMS Note 2) The ERC for this item should be added to all other rateable items on the hereditament (except land). Therefore the total of the ERC of the other Building Items and the P&M ERC (where applicable) to enable the correct contract size adjustment to be made. ERC of Building Component + ERC of P&M = Total ERC to which contract size adjustment should be applied. The appropriate % adjustment should be made in accordance with the scale for contract size adjustment specified under section 6 of the RCG 2023 Guidance notes. The currency ERC rates are set at £4m (Four Million Pounds) @ 1st April 2021 (AVD) for the RCG 2023 Publication. | The data consists of a typical Industrial shell. Works include the Industrial shell as described and includes works up to 1m perimeter to the building (1m wide paving slabs & foul/storm drainage), The cost include 2 no. personnel doors and roller shutters are included at 1 door up to 1,000m2 , 2 roller doors over 1,000m2 (GIA), and 4 roller doors over 5,000m2. Costs are for the shell only and do not include for internal rooms such as offices or toilets which should be added for seperately. See Variations for assistance. | - | - | - | - | - | Cavity Wall construction to lower walls should be added by measuring wall area at an E/O rate of £102m2, single block walls are cost neutral. Additional roller shutter doors over and above the beacon specification at should be added at additonal cost of £ 232 each (4 x 4m) . Additional personnel doors over the assumed 2nr. - add £1,077 each. If no heating is present a deduction of £28m2 (GIA) should be made to the beacon cost. Internal offices (in Industrial complexes) should be added by reference to Cost Guide code series 42P04A -42P40V, Internal WC - 42P40W, amenity blocks - showers & toilets (New code TBC) & Canteens (New CodeTBC) | - | - | 10105 |  | m2 | - | 3 - INDUSTRIAL | David Grace | Jim Allen | 834.1785 | Option 1 | 1034.218 | 23.98% | 862.6167 | 619.3382 | -25.75% | -40.12% | 619.3382 | -25.75% | Price Book Data | P. Avo | VOA_GPN_GOV_UK\7243572 | 2021-07-12 | Low | - | Low | - | - | Updated indiced etc. 24/03/2021 - Copied to the latest DCS. | NA | SPONS A&B | 1.561 | (BEAMS Note 2) The ERC for this item should be added to all other rateable items on the hereditament (except land). Therefore the total of the ERC of the other Building Items and the P&M ERC (where applicable) to enable the correct contract size adjustment to be made. ERC of Building Component + ERC of P&M = Total ERC to which contract size adjustment should be applied. The appropriate % adjustment should be made in accordance with the scale for contract size adjustment specified under section 6 of the RCG 2021 Guidance notes. The currency ERC rates are set at £4m (Four Million Pounds) @ 1st April 2019 (AVD) for the RCG 2021 Publication. | - | - | 2 | TRUE
3310 | 41P97R | 5257 | 41P97R | Industrial Buildings | Insulated Buildings | Sheet Metal Cladding | 5,001 - 10,000m2 | Eaves Height - 41m | Building Area only; Site strip vegetation; Strip foundations; Column bases; Insulated Concrete GF slab with DPM and Mesh,150 thick up to 10,000m2, 200mm thick over 10,000m2 GIA; Steel Portal frame with bolts and baseplates; Coated galvanised trapezoidal roof sheets with insulation on steel purlins; Roof lights; valley gutters; matching fascia and soffit; Rainwater downpipes and gutters; trapezoidal insulated wall system cladding on cladding rails; External roller shutter doors and personnel doors; Single phase electrics, lighting and power; Gas fuelled hot air burners; Underslab storm drainage from internal downpipes on building area greater than 1,000m2; | Location Adjustment Applicable (See Guidance Notes) - ERC = UK mean of 1.00 | (BEAMS Note 2) The ERC for this item should be added to all other rateable items on the hereditament (except land). Therefore the total of the ERC of the other Building Items and the P&M ERC (where applicable) to enable the correct contract size adjustment to be made. ERC of Building Component + ERC of P&M = Total ERC to which contract size adjustment should be applied. The appropriate % adjustment should be made in accordance with the scale for contract size adjustment specified under section 6 of the RCG 2023 Guidance notes. The currency ERC rates are set at £4m (Four Million Pounds) @ 1st April 2021 (AVD) for the RCG 2023 Publication. | The data consists of a typical Industrial shell. Works include the Industrial shell as described and includes works up to 1m perimeter to the building (1m wide paving slabs & foul/storm drainage), The cost include 2 no. personnel doors and roller shutters are included at 1 door up to 1,000m2 , 2 roller doors over 1,000m2 (GIA), and 4 roller doors over 5,000m2. Costs are for the shell only and do not include for internal rooms such as offices or toilets which should be added for seperately. See Variations for assistance. | - | - | - | - | - | Cavity Wall construction to lower walls should be added by measuring wall area at an E/O rate of £102m2, single block walls are cost neutral. Additional roller shutter doors over and above the beacon specification at should be added at additonal cost of £ 232 each (4 x 4m) . Additional personnel doors over the assumed 2nr. - add £1,077 each. If no heating is present a deduction of £28m2 (GIA) should be made to the beacon cost. Internal offices (in Industrial complexes) should be added by reference to Cost Guide code series 42P04A -42P40V, Internal WC - 42P40W, amenity blocks - showers & toilets (New code TBC) & Canteens (New CodeTBC) | - | - | 10105 |  | m2 | - | 3 - INDUSTRIAL | David Grace | Jim Allen | 851.8616 | Option 1 | 1056.1415 | 23.98% | 868.064 | 623.2492 | -26.84% | -40.99% | 623.2492 | -26.84% | Price Book Data | P. Avo | VOA_GPN_GOV_UK\7243572 | 2021-07-12 | Low | - | Low | - | - | Updated indiced etc. 24/03/2021 - Copied to the latest DCS. | NA | SPONS A&B | 1.561 | (BEAMS Note 2) The ERC for this item should be added to all other rateable items on the hereditament (except land). Therefore the total of the ERC of the other Building Items and the P&M ERC (where applicable) to enable the correct contract size adjustment to be made. ERC of Building Component + ERC of P&M = Total ERC to which contract size adjustment should be applied. The appropriate % adjustment should be made in accordance with the scale for contract size adjustment specified under section 6 of the RCG 2021 Guidance notes. The currency ERC rates are set at £4m (Four Million Pounds) @ 1st April 2019 (AVD) for the RCG 2021 Publication. | - | - | 2 | TRUE
3311 | 41P97S | 5258 | 41P97S | Industrial Buildings | Insulated Buildings | Sheet Metal Cladding | 5,001 - 10,000m2 | Eaves Height - 42m | Building Area only; Site strip vegetation; Strip foundations; Column bases; Insulated Concrete GF slab with DPM and Mesh,150 thick up to 10,000m2, 200mm thick over 10,000m2 GIA; Steel Portal frame with bolts and baseplates; Coated galvanised trapezoidal roof sheets with insulation on steel purlins; Roof lights; valley gutters; matching fascia and soffit; Rainwater downpipes and gutters; trapezoidal insulated wall system cladding on cladding rails; External roller shutter doors and personnel doors; Single phase electrics, lighting and power; Gas fuelled hot air burners; Underslab storm drainage from internal downpipes on building area greater than 1,000m2; | Location Adjustment Applicable (See Guidance Notes) - ERC = UK mean of 1.00 | (BEAMS Note 2) The ERC for this item should be added to all other rateable items on the hereditament (except land). Therefore the total of the ERC of the other Building Items and the P&M ERC (where applicable) to enable the correct contract size adjustment to be made. ERC of Building Component + ERC of P&M = Total ERC to which contract size adjustment should be applied. The appropriate % adjustment should be made in accordance with the scale for contract size adjustment specified under section 6 of the RCG 2023 Guidance notes. The currency ERC rates are set at £4m (Four Million Pounds) @ 1st April 2021 (AVD) for the RCG 2023 Publication. | The data consists of a typical Industrial shell. Works include the Industrial shell as described and includes works up to 1m perimeter to the building (1m wide paving slabs & foul/storm drainage), The cost include 2 no. personnel doors and roller shutters are included at 1 door up to 1,000m2 , 2 roller doors over 1,000m2 (GIA), and 4 roller doors over 5,000m2. Costs are for the shell only and do not include for internal rooms such as offices or toilets which should be added for seperately. See Variations for assistance. | - | - | - | - | - | Cavity Wall construction to lower walls should be added by measuring wall area at an E/O rate of £102m2, single block walls are cost neutral. Additional roller shutter doors over and above the beacon specification at should be added at additonal cost of £ 232 each (4 x 4m) . Additional personnel doors over the assumed 2nr. - add £1,077 each. If no heating is present a deduction of £28m2 (GIA) should be made to the beacon cost. Internal offices (in Industrial complexes) should be added by reference to Cost Guide code series 42P04A -42P40V, Internal WC - 42P40W, amenity blocks - showers & toilets (New code TBC) & Canteens (New CodeTBC) | - | - | 10105 |  | m2 | - | 3 - INDUSTRIAL | David Grace | Jim Allen | 869.5446 | Option 1 | 1078.065 | 23.98% | 873.5114 | 627.1603 | -27.87% | -41.83% | 627.1603 | -27.87% | Price Book Data | P. Avo | VOA_GPN_GOV_UK\7243572 | 2021-07-12 | Low | - | Low | - | - | Updated indiced etc. 24/03/2021 - Copied to the latest DCS. | NA | SPONS A&B | 1.561 | (BEAMS Note 2) The ERC for this item should be added to all other rateable items on the hereditament (except land). Therefore the total of the ERC of the other Building Items and the P&M ERC (where applicable) to enable the correct contract size adjustment to be made. ERC of Building Component + ERC of P&M = Total ERC to which contract size adjustment should be applied. The appropriate % adjustment should be made in accordance with the scale for contract size adjustment specified under section 6 of the RCG 2021 Guidance notes. The currency ERC rates are set at £4m (Four Million Pounds) @ 1st April 2019 (AVD) for the RCG 2021 Publication. | - | - | 2 | TRUE
3312 | 41P97T | 5259 | 41P97T | Industrial Buildings | Insulated Buildings | Sheet Metal Cladding | 5,001 - 10,000m2 | Eaves Height - 43m | Building Area only; Site strip vegetation; Strip foundations; Column bases; Insulated Concrete GF slab with DPM and Mesh,150 thick up to 10,000m2, 200mm thick over 10,000m2 GIA; Steel Portal frame with bolts and baseplates; Coated galvanised trapezoidal roof sheets with insulation on steel purlins; Roof lights; valley gutters; matching fascia and soffit; Rainwater downpipes and gutters; trapezoidal insulated wall system cladding on cladding rails; External roller shutter doors and personnel doors; Single phase electrics, lighting and power; Gas fuelled hot air burners; Underslab storm drainage from internal downpipes on building area greater than 1,000m2; | Location Adjustment Applicable (See Guidance Notes) - ERC = UK mean of 1.00 | (BEAMS Note 2) The ERC for this item should be added to all other rateable items on the hereditament (except land). Therefore the total of the ERC of the other Building Items and the P&M ERC (where applicable) to enable the correct contract size adjustment to be made. ERC of Building Component + ERC of P&M = Total ERC to which contract size adjustment should be applied. The appropriate % adjustment should be made in accordance with the scale for contract size adjustment specified under section 6 of the RCG 2023 Guidance notes. The currency ERC rates are set at £4m (Four Million Pounds) @ 1st April 2021 (AVD) for the RCG 2023 Publication. | The data consists of a typical Industrial shell. Works include the Industrial shell as described and includes works up to 1m perimeter to the building (1m wide paving slabs & foul/storm drainage), The cost include 2 no. personnel doors and roller shutters are included at 1 door up to 1,000m2 , 2 roller doors over 1,000m2 (GIA), and 4 roller doors over 5,000m2. Costs are for the shell only and do not include for internal rooms such as offices or toilets which should be added for seperately. See Variations for assistance. | - | - | - | - | - | Cavity Wall construction to lower walls should be added by measuring wall area at an E/O rate of £102m2, single block walls are cost neutral. Additional roller shutter doors over and above the beacon specification at should be added at additonal cost of £ 232 each (4 x 4m) . Additional personnel doors over the assumed 2nr. - add £1,077 each. If no heating is present a deduction of £28m2 (GIA) should be made to the beacon cost. Internal offices (in Industrial complexes) should be added by reference to Cost Guide code series 42P04A -42P40V, Internal WC - 42P40W, amenity blocks - showers & toilets (New code TBC) & Canteens (New CodeTBC) | - | - | 10105 |  | m2 | - | 3 - INDUSTRIAL | David Grace | Jim Allen | 887.9965 | Option 1 | 1100.9417 | 23.98% | 878.9587 | 631.0713 | -28.93% | -42.68% | 631.0713 | -28.93% | Price Book Data | P. Avo | VOA_GPN_GOV_UK\7243572 | 2021-07-12 | Low | - | Low | - | - | Updated indiced etc. 24/03/2021 - Copied to the latest DCS. | NA | SPONS A&B | 1.561 | (BEAMS Note 2) The ERC for this item should be added to all other rateable items on the hereditament (except land). Therefore the total of the ERC of the other Building Items and the P&M ERC (where applicable) to enable the correct contract size adjustment to be made. ERC of Building Component + ERC of P&M = Total ERC to which contract size adjustment should be applied. The appropriate % adjustment should be made in accordance with the scale for contract size adjustment specified under section 6 of the RCG 2021 Guidance notes. The currency ERC rates are set at £4m (Four Million Pounds) @ 1st April 2019 (AVD) for the RCG 2021 Publication. | - | - | 2 | TRUE
3313 | 41P97U | 5260 | 41P97U | Industrial Buildings | Insulated Buildings | Sheet Metal Cladding | 5,001 - 10,000m2 | Eaves Height - 44m | Building Area only; Site strip vegetation; Strip foundations; Column bases; Insulated Concrete GF slab with DPM and Mesh,150 thick up to 10,000m2, 200mm thick over 10,000m2 GIA; Steel Portal frame with bolts and baseplates; Coated galvanised trapezoidal roof sheets with insulation on steel purlins; Roof lights; valley gutters; matching fascia and soffit; Rainwater downpipes and gutters; trapezoidal insulated wall system cladding on cladding rails; External roller shutter doors and personnel doors; Single phase electrics, lighting and power; Gas fuelled hot air burners; Underslab storm drainage from internal downpipes on building area greater than 1,000m2; | Location Adjustment Applicable (See Guidance Notes) - ERC = UK mean of 1.00 | (BEAMS Note 2) The ERC for this item should be added to all other rateable items on the hereditament (except land). Therefore the total of the ERC of the other Building Items and the P&M ERC (where applicable) to enable the correct contract size adjustment to be made. ERC of Building Component + ERC of P&M = Total ERC to which contract size adjustment should be applied. The appropriate % adjustment should be made in accordance with the scale for contract size adjustment specified under section 6 of the RCG 2023 Guidance notes. The currency ERC rates are set at £4m (Four Million Pounds) @ 1st April 2021 (AVD) for the RCG 2023 Publication. | The data consists of a typical Industrial shell. Works include the Industrial shell as described and includes works up to 1m perimeter to the building (1m wide paving slabs & foul/storm drainage), The cost include 2 no. personnel doors and roller shutters are included at 1 door up to 1,000m2 , 2 roller doors over 1,000m2 (GIA), and 4 roller doors over 5,000m2. Costs are for the shell only and do not include for internal rooms such as offices or toilets which should be added for seperately. See Variations for assistance. | - | - | - | - | - | Cavity Wall construction to lower walls should be added by measuring wall area at an E/O rate of £102m2, single block walls are cost neutral. Additional roller shutter doors over and above the beacon specification at should be added at additonal cost of £ 232 each (4 x 4m) . Additional personnel doors over the assumed 2nr. - add £1,077 each. If no heating is present a deduction of £28m2 (GIA) should be made to the beacon cost. Internal offices (in Industrial complexes) should be added by reference to Cost Guide code series 42P04A -42P40V, Internal WC - 42P40W, amenity blocks - showers & toilets (New code TBC) & Canteens (New CodeTBC) | - | - | 10105 |  | m2 | - | 3 - INDUSTRIAL | David Grace | Jim Allen | 905.6795 | Option 1 | 1122.8652 | 23.98% | 884.406 | 634.9824 | -29.89% | -43.45% | 634.9824 | -29.89% | Price Book Data | P. Avo | VOA_GPN_GOV_UK\7243572 | 2021-07-12 | Low | - | Low | - | - | Updated indiced etc. 24/03/2021 - Copied to the latest DCS. | NA | SPONS A&B | 1.561 | (BEAMS Note 2) The ERC for this item should be added to all other rateable items on the hereditament (except land). Therefore the total of the ERC of the other Building Items and the P&M ERC (where applicable) to enable the correct contract size adjustment to be made. ERC of Building Component + ERC of P&M = Total ERC to which contract size adjustment should be applied. The appropriate % adjustment should be made in accordance with the scale for contract size adjustment specified under section 6 of the RCG 2021 Guidance notes. The currency ERC rates are set at £4m (Four Million Pounds) @ 1st April 2019 (AVD) for the RCG 2021 Publication. | - | - | 2 | TRUE
3314 | 41P97V | 5264 | 41P97V | Industrial Buildings | Insulated Buildings | Sheet Metal Cladding | 5,001 - 10,000m2 | Eaves Height - 45m | Building Area only; Site strip vegetation; Strip foundations; Column bases; Insulated Concrete GF slab with DPM and Mesh,150 thick up to 10,000m2, 200mm thick over 10,000m2 GIA; Steel Portal frame with bolts and baseplates; Coated galvanised trapezoidal roof sheets with insulation on steel purlins; Roof lights; valley gutters; matching fascia and soffit; Rainwater downpipes and gutters; trapezoidal insulated wall system cladding on cladding rails; External roller shutter doors and personnel doors; Single phase electrics, lighting and power; Gas fuelled hot air burners; Underslab storm drainage from internal downpipes on building area greater than 1,000m2; | Location Adjustment Applicable (See Guidance Notes) - ERC = UK mean of 1.00 | (BEAMS Note 2) The ERC for this item should be added to all other rateable items on the hereditament (except land). Therefore the total of the ERC of the other Building Items and the P&M ERC (where applicable) to enable the correct contract size adjustment to be made. ERC of Building Component + ERC of P&M = Total ERC to which contract size adjustment should be applied. The appropriate % adjustment should be made in accordance with the scale for contract size adjustment specified under section 6 of the RCG 2023 Guidance notes. The currency ERC rates are set at £4m (Four Million Pounds) @ 1st April 2021 (AVD) for the RCG 2023 Publication. | The data consists of a typical Industrial shell. Works include the Industrial shell as described and includes works up to 1m perimeter to the building (1m wide paving slabs & foul/storm drainage), The cost include 2 no. personnel doors and roller shutters are included at 1 door up to 1,000m2 , 2 roller doors over 1,000m2 (GIA), and 4 roller doors over 5,000m2. Costs are for the shell only and do not include for internal rooms such as offices or toilets which should be added for seperately. See Variations for assistance. | - | - | - | - | - | Cavity Wall construction to lower walls should be added by measuring wall area at an E/O rate of £102m2, single block walls are cost neutral. Additional roller shutter doors over and above the beacon specification at should be added at additonal cost of £ 232 each (4 x 4m) . Additional personnel doors over the assumed 2nr. - add £1,077 each. If no heating is present a deduction of £28m2 (GIA) should be made to the beacon cost. Internal offices (in Industrial complexes) should be added by reference to Cost Guide code series 42P04A -42P40V, Internal WC - 42P40W, amenity blocks - showers & toilets (New code TBC) & Canteens (New CodeTBC) | - | - | 10105 |  | m2 | - | 3 - INDUSTRIAL | David Grace | Jim Allen | 924.1314 | Option 1 | 1145.7419 | 23.98% | 889.8534 | 638.8934 | -30.87% | -44.24% | 638.8934 | -30.87% | Price Book Data | P. Avo | VOA_GPN_GOV_UK\7243572 | 2021-07-12 | Low | - | Low | - | - | Updated indiced etc. 06/04/2021 - Copied to the latest DCS. | NA | SPONS A&B | 1.561 | (BEAMS Note 2) The ERC for this item should be added to all other rateable items on the hereditament (except land). Therefore the total of the ERC of the other Building Items and the P&M ERC (where applicable) to enable the correct contract size adjustment to be made. ERC of Building Component + ERC of P&M = Total ERC to which contract size adjustment should be applied. The appropriate % adjustment should be made in accordance with the scale for contract size adjustment specified under section 6 of the RCG 2021 Guidance notes. The currency ERC rates are set at £4m (Four Million Pounds) @ 1st April 2019 (AVD) for the RCG 2021 Publication. | - | - | 2 | TRUE
3315 | 42A18U | 9539 | 42A18U | Industrial Buildings | Insulated Buildings | Sheet Metal Cladding | 0 - 100m2 | Eaves Height - 36m | Building Area only; Site strip vegetation; Strip foundations; Column bases; Insulated Concrete GF slab with DPM and Mesh,150 thick up to 10,000m2, 200mm thick over 10,000m2 GIA; Steel Portal frame with bolts and baseplates; Coated galvanised trapezoidal roof sheets with insulation on steel purlins; Roof lights; valley gutters; matching fascia and soffit; Rainwater downpipes and gutters; trapezoidal insulated wall system cladding on cladding rails; External roller shutter doors and personnel doors; Single phase electrics, lighting and power; Gas fuelled hot air burners; Underslab storm drainage from internal downpipes on building area greater than 1,000m2; | Location Adjustment Applicable (See Guidance Notes) - ERC = UK mean of 1.00 | (BEAMS Note 2) The ERC for this item should be added to all other rateable items on the hereditament (except land). Therefore the total of the ERC of the other Building Items and the P&M ERC (where applicable) to enable the correct contract size adjustment to be made. ERC of Building Component + ERC of P&M = Total ERC to which contract size adjustment should be applied. The appropriate % adjustment should be made in accordance with the scale for contract size adjustment specified under section 6 of the RCG 2023 Guidance notes. The currency ERC rates are set at £4m (Four Million Pounds) @ 1st April 2021 (AVD) for the RCG 2023 Publication. | The data consists of a typical Industrial shell. Works include the Industrial shell as described and includes works up to 1m perimeter to the building (1m wide paving slabs & foul/storm drainage), The cost include 2 no. personnel doors and roller shutters are included at 1 door up to 1,000m2 , 2 roller doors over 1,000m2 (GIA), and 4 roller doors over 5,000m2. Costs are for the shell only and do not include for internal rooms such as offices or toilets which should be added for seperately. See Variations for assistance. | - | - | - | - | - | Cavity Wall construction to lower walls should be added by measuring wall area at an E/O rate of £102m2, single block walls are cost neutral. Additional roller shutter doors over and above the beacon specification at should be added at additonal cost of £ 232 each (4 x 4m) . Additional personnel doors over the assumed 2nr. - add £1,077 each. If no heating is present a deduction of £28m2 (GIA) should be made to the beacon cost. Internal offices (in Industrial complexes) should be added by reference to Cost Guide code series 42P04A -42P40V, Internal WC - 42P40W, amenity blocks - showers & toilets (New code TBC) & Canteens (New CodeTBC) | - | - | 10101 |  | m2 | - | 3 - INDUSTRIAL | David Grace | Jim Allen | #N/A | Option 1 | ERROR | 0% | 2436.3024 | 1749.2069 | 0% | 0% | 1749.2069 | 0% | Price Book Data | P. Avo | VOA_GPN_GOV_UK\7243572 | 2021-07-08 | Low | - | Low | - | - | Updated indiced etc. 24/03/2021 - Copied to the latest DCS. | NA | SPONS A&B | 1.561 | (BEAMS Note 2) The ERC for this item should be added to all other rateable items on the hereditament (except land). Therefore the total of the ERC of the other Building Items and the P&M ERC (where applicable) to enable the correct contract size adjustment to be made. ERC of Building Component + ERC of P&M = Total ERC to which contract size adjustment should be applied. The appropriate % adjustment should be made in accordance with the scale for contract size adjustment specified under section 6 of the RCG 2021 Guidance notes. The currency ERC rates are set at £4m (Four Million Pounds) @ 1st April 2019 (AVD) for the RCG 2021 Publication. | - | - | 2 | TRUE
3316 | 42A18V | 9591 | 42A18V | Industrial Buildings | Insulated Buildings | Sheet Metal Cladding | 0 - 100m2 | Eaves Height - 37m | Building Area only; Site strip vegetation; Strip foundations; Column bases; Insulated Concrete GF slab with DPM and Mesh,150 thick up to 10,000m2, 200mm thick over 10,000m2 GIA; Steel Portal frame with bolts and baseplates; Coated galvanised trapezoidal roof sheets with insulation on steel purlins; Roof lights; valley gutters; matching fascia and soffit; Rainwater downpipes and gutters; trapezoidal insulated wall system cladding on cladding rails; External roller shutter doors and personnel doors; Single phase electrics, lighting and power; Gas fuelled hot air burners; Underslab storm drainage from internal downpipes on building area greater than 1,000m2; | Location Adjustment Applicable (See Guidance Notes) - ERC = UK mean of 1.00 | (BEAMS Note 2) The ERC for this item should be added to all other rateable items on the hereditament (except land). Therefore the total of the ERC of the other Building Items and the P&M ERC (where applicable) to enable the correct contract size adjustment to be made. ERC of Building Component + ERC of P&M = Total ERC to which contract size adjustment should be applied. The appropriate % adjustment should be made in accordance with the scale for contract size adjustment specified under section 6 of the RCG 2023 Guidance notes. The currency ERC rates are set at £4m (Four Million Pounds) @ 1st April 2021 (AVD) for the RCG 2023 Publication. | The data consists of a typical Industrial shell. Works include the Industrial shell as described and includes works up to 1m perimeter to the building (1m wide paving slabs & foul/storm drainage), The cost include 2 no. personnel doors and roller shutters are included at 1 door up to 1,000m2 , 2 roller doors over 1,000m2 (GIA), and 4 roller doors over 5,000m2. Costs are for the shell only and do not include for internal rooms such as offices or toilets which should be added for seperately. See Variations for assistance. | - | - | - | - | - | Cavity Wall construction to lower walls should be added by measuring wall area at an E/O rate of £102m2, single block walls are cost neutral. Additional roller shutter doors over and above the beacon specification at should be added at additonal cost of £ 232 each (4 x 4m) . Additional personnel doors over the assumed 2nr. - add £1,077 each. If no heating is present a deduction of £28m2 (GIA) should be made to the beacon cost. Internal offices (in Industrial complexes) should be added by reference to Cost Guide code series 42P04A -42P40V, Internal WC - 42P40W, amenity blocks - showers & toilets (New code TBC) & Canteens (New CodeTBC) | - | - | 10101 |  | m2 | - | 3 - INDUSTRIAL | David Grace | Jim Allen | #N/A | Option 1 | ERROR | 0% | 2478.626 | 1779.5942 | 0% | 0% | 1779.5942 | 0% | Price Book Data | P. Avo | VOA_GPN_GOV_UK\7243572 | 2021-07-08 | Low | - | Low | - | - | Updated indiced etc. 24/03/2021 - Copied to the latest DCS. | NA | SPONS A&B | 1.561 | (BEAMS Note 2) The ERC for this item should be added to all other rateable items on the hereditament (except land). Therefore the total of the ERC of the other Building Items and the P&M ERC (where applicable) to enable the correct contract size adjustment to be made. ERC of Building Component + ERC of P&M = Total ERC to which contract size adjustment should be applied. The appropriate % adjustment should be made in accordance with the scale for contract size adjustment specified under section 6 of the RCG 2021 Guidance notes. The currency ERC rates are set at £4m (Four Million Pounds) @ 1st April 2019 (AVD) for the RCG 2021 Publication. | - | - | 2 | TRUE
3317 | 42A18W | 9592 | 42A18W | Industrial Buildings | Insulated Buildings | Sheet Metal Cladding | 0 - 100m2 | Eaves Height - 38m | Building Area only; Site strip vegetation; Strip foundations; Column bases; Insulated Concrete GF slab with DPM and Mesh,150 thick up to 10,000m2, 200mm thick over 10,000m2 GIA; Steel Portal frame with bolts and baseplates; Coated galvanised trapezoidal roof sheets with insulation on steel purlins; Roof lights; valley gutters; matching fascia and soffit; Rainwater downpipes and gutters; trapezoidal insulated wall system cladding on cladding rails; External roller shutter doors and personnel doors; Single phase electrics, lighting and power; Gas fuelled hot air burners; Underslab storm drainage from internal downpipes on building area greater than 1,000m2; | Location Adjustment Applicable (See Guidance Notes) - ERC = UK mean of 1.00 | (BEAMS Note 2) The ERC for this item should be added to all other rateable items on the hereditament (except land). Therefore the total of the ERC of the other Building Items and the P&M ERC (where applicable) to enable the correct contract size adjustment to be made. ERC of Building Component + ERC of P&M = Total ERC to which contract size adjustment should be applied. The appropriate % adjustment should be made in accordance with the scale for contract size adjustment specified under section 6 of the RCG 2023 Guidance notes. The currency ERC rates are set at £4m (Four Million Pounds) @ 1st April 2021 (AVD) for the RCG 2023 Publication. | The data consists of a typical Industrial shell. Works include the Industrial shell as described and includes works up to 1m perimeter to the building (1m wide paving slabs & foul/storm drainage), The cost include 2 no. personnel doors and roller shutters are included at 1 door up to 1,000m2 , 2 roller doors over 1,000m2 (GIA), and 4 roller doors over 5,000m2. Costs are for the shell only and do not include for internal rooms such as offices or toilets which should be added for seperately. See Variations for assistance. | - | - | - | - | - | Cavity Wall construction to lower walls should be added by measuring wall area at an E/O rate of £102m2, single block walls are cost neutral. Additional roller shutter doors over and above the beacon specification at should be added at additonal cost of £ 232 each (4 x 4m) . Additional personnel doors over the assumed 2nr. - add £1,077 each. If no heating is present a deduction of £28m2 (GIA) should be made to the beacon cost. Internal offices (in Industrial complexes) should be added by reference to Cost Guide code series 42P04A -42P40V, Internal WC - 42P40W, amenity blocks - showers & toilets (New code TBC) & Canteens (New CodeTBC) | - | - | 10101 |  | m2 | - | 3 - INDUSTRIAL | David Grace | Jim Allen | #N/A | Option 1 | ERROR | 0% | 2520.9496 | 1809.9815 | 0% | 0% | 1809.9815 | 0% | Price Book Data | P. Avo | VOA_GPN_GOV_UK\7243572 | 2021-07-08 | Low | - | Low | - | - | Updated indiced etc. 24/03/2021 - Copied to the latest DCS. | NA | SPONS A&B | 1.561 | (BEAMS Note 2) The ERC for this item should be added to all other rateable items on the hereditament (except land). Therefore the total of the ERC of the other Building Items and the P&M ERC (where applicable) to enable the correct contract size adjustment to be made. ERC of Building Component + ERC of P&M = Total ERC to which contract size adjustment should be applied. The appropriate % adjustment should be made in accordance with the scale for contract size adjustment specified under section 6 of the RCG 2021 Guidance notes. The currency ERC rates are set at £4m (Four Million Pounds) @ 1st April 2019 (AVD) for the RCG 2021 Publication. | - | - | 2 | TRUE
3318 | 42A18X | 9593 | 42A18X | Industrial Buildings | Insulated Buildings | Sheet Metal Cladding | 0 - 100m2 | Eaves Height - 39m | Building Area only; Site strip vegetation; Strip foundations; Column bases; Insulated Concrete GF slab with DPM and Mesh,150 thick up to 10,000m2, 200mm thick over 10,000m2 GIA; Steel Portal frame with bolts and baseplates; Coated galvanised trapezoidal roof sheets with insulation on steel purlins; Roof lights; valley gutters; matching fascia and soffit; Rainwater downpipes and gutters; trapezoidal insulated wall system cladding on cladding rails; External roller shutter doors and personnel doors; Single phase electrics, lighting and power; Gas fuelled hot air burners; Underslab storm drainage from internal downpipes on building area greater than 1,000m2; | Location Adjustment Applicable (See Guidance Notes) - ERC = UK mean of 1.00 | (BEAMS Note 2) The ERC for this item should be added to all other rateable items on the hereditament (except land). Therefore the total of the ERC of the other Building Items and the P&M ERC (where applicable) to enable the correct contract size adjustment to be made. ERC of Building Component + ERC of P&M = Total ERC to which contract size adjustment should be applied. The appropriate % adjustment should be made in accordance with the scale for contract size adjustment specified under section 6 of the RCG 2023 Guidance notes. The currency ERC rates are set at £4m (Four Million Pounds) @ 1st April 2021 (AVD) for the RCG 2023 Publication. | The data consists of a typical Industrial shell. Works include the Industrial shell as described and includes works up to 1m perimeter to the building (1m wide paving slabs & foul/storm drainage), The cost include 2 no. personnel doors and roller shutters are included at 1 door up to 1,000m2 , 2 roller doors over 1,000m2 (GIA), and 4 roller doors over 5,000m2. Costs are for the shell only and do not include for internal rooms such as offices or toilets which should be added for seperately. See Variations for assistance. | - | - | - | - | - | Cavity Wall construction to lower walls should be added by measuring wall area at an E/O rate of £102m2, single block walls are cost neutral. Additional roller shutter doors over and above the beacon specification at should be added at additonal cost of £ 232 each (4 x 4m) . Additional personnel doors over the assumed 2nr. - add £1,077 each. If no heating is present a deduction of £28m2 (GIA) should be made to the beacon cost. Internal offices (in Industrial complexes) should be added by reference to Cost Guide code series 42P04A -42P40V, Internal WC - 42P40W, amenity blocks - showers & toilets (New code TBC) & Canteens (New CodeTBC) | - | - | 10101 |  | m2 | - | 3 - INDUSTRIAL | David Grace | Jim Allen | #N/A | Option 1 | ERROR | 0% | 2563.2732 | 1840.3689 | 0% | 0% | 1840.3689 | 0% | Price Book Data | P. Avo | VOA_GPN_GOV_UK\7243572 | 2021-07-08 | Low | - | Low | - | - | Updated indiced etc. 24/03/2021 - Copied to the latest DCS. | NA | SPONS A&B | 1.561 | (BEAMS Note 2) The ERC for this item should be added to all other rateable items on the hereditament (except land). Therefore the total of the ERC of the other Building Items and the P&M ERC (where applicable) to enable the correct contract size adjustment to be made. ERC of Building Component + ERC of P&M = Total ERC to which contract size adjustment should be applied. The appropriate % adjustment should be made in accordance with the scale for contract size adjustment specified under section 6 of the RCG 2021 Guidance notes. The currency ERC rates are set at £4m (Four Million Pounds) @ 1st April 2019 (AVD) for the RCG 2021 Publication. | - | - | 2 | TRUE
3319 | 42A18Y | 9594 | 42A18Y | Industrial Buildings | Insulated Buildings | Sheet Metal Cladding | 0 - 100m2 | Eaves Height - 40m | Building Area only; Site strip vegetation; Strip foundations; Column bases; Insulated Concrete GF slab with DPM and Mesh,150 thick up to 10,000m2, 200mm thick over 10,000m2 GIA; Steel Portal frame with bolts and baseplates; Coated galvanised trapezoidal roof sheets with insulation on steel purlins; Roof lights; valley gutters; matching fascia and soffit; Rainwater downpipes and gutters; trapezoidal insulated wall system cladding on cladding rails; External roller shutter doors and personnel doors; Single phase electrics, lighting and power; Gas fuelled hot air burners; Underslab storm drainage from internal downpipes on building area greater than 1,000m2; | Location Adjustment Applicable (See Guidance Notes) - ERC = UK mean of 1.00 | (BEAMS Note 2) The ERC for this item should be added to all other rateable items on the hereditament (except land). Therefore the total of the ERC of the other Building Items and the P&M ERC (where applicable) to enable the correct contract size adjustment to be made. ERC of Building Component + ERC of P&M = Total ERC to which contract size adjustment should be applied. The appropriate % adjustment should be made in accordance with the scale for contract size adjustment specified under section 6 of the RCG 2023 Guidance notes. The currency ERC rates are set at £4m (Four Million Pounds) @ 1st April 2021 (AVD) for the RCG 2023 Publication. | The data consists of a typical Industrial shell. Works include the Industrial shell as described and includes works up to 1m perimeter to the building (1m wide paving slabs & foul/storm drainage), The cost include 2 no. personnel doors and roller shutters are included at 1 door up to 1,000m2 , 2 roller doors over 1,000m2 (GIA), and 4 roller doors over 5,000m2. Costs are for the shell only and do not include for internal rooms such as offices or toilets which should be added for seperately. See Variations for assistance. | - | - | - | - | - | Cavity Wall construction to lower walls should be added by measuring wall area at an E/O rate of £102m2, single block walls are cost neutral. Additional roller shutter doors over and above the beacon specification at should be added at additonal cost of £ 232 each (4 x 4m) . Additional personnel doors over the assumed 2nr. - add £1,077 each. If no heating is present a deduction of £28m2 (GIA) should be made to the beacon cost. Internal offices (in Industrial complexes) should be added by reference to Cost Guide code series 42P04A -42P40V, Internal WC - 42P40W, amenity blocks - showers & toilets (New code TBC) & Canteens (New CodeTBC) | - | - | 10101 |  | m2 | - | 3 - INDUSTRIAL | David Grace | Jim Allen | #N/A | Option 1 | ERROR | 0% | 2605.5968 | 1870.7562 | 0% | 0% | 1870.7562 | 0% | Price Book Data | P. Avo | VOA_GPN_GOV_UK\7243572 | 2021-07-08 | Low | - | Low | - | - | Updated indiced etc. 24/03/2021 - Copied to the latest DCS. | NA | SPONS A&B | 1.561 | (BEAMS Note 2) The ERC for this item should be added to all other rateable items on the hereditament (except land). Therefore the total of the ERC of the other Building Items and the P&M ERC (where applicable) to enable the correct contract size adjustment to be made. ERC of Building Component + ERC of P&M = Total ERC to which contract size adjustment should be applied. The appropriate % adjustment should be made in accordance with the scale for contract size adjustment specified under section 6 of the RCG 2021 Guidance notes. The currency ERC rates are set at £4m (Four Million Pounds) @ 1st April 2019 (AVD) for the RCG 2021 Publication. | - | - | 2 | TRUE
3320 | 42A18Z | 9595 | 42A18Z | Industrial Buildings | Insulated Buildings | Sheet Metal Cladding | 0 - 100m2 | Eaves Height - 41m | Building Area only; Site strip vegetation; Strip foundations; Column bases; Insulated Concrete GF slab with DPM and Mesh,150 thick up to 10,000m2, 200mm thick over 10,000m2 GIA; Steel Portal frame with bolts and baseplates; Coated galvanised trapezoidal roof sheets with insulation on steel purlins; Roof lights; valley gutters; matching fascia and soffit; Rainwater downpipes and gutters; trapezoidal insulated wall system cladding on cladding rails; External roller shutter doors and personnel doors; Single phase electrics, lighting and power; Gas fuelled hot air burners; Underslab storm drainage from internal downpipes on building area greater than 1,000m2; | Location Adjustment Applicable (See Guidance Notes) - ERC = UK mean of 1.00 | (BEAMS Note 2) The ERC for this item should be added to all other rateable items on the hereditament (except land). Therefore the total of the ERC of the other Building Items and the P&M ERC (where applicable) to enable the correct contract size adjustment to be made. ERC of Building Component + ERC of P&M = Total ERC to which contract size adjustment should be applied. The appropriate % adjustment should be made in accordance with the scale for contract size adjustment specified under section 6 of the RCG 2023 Guidance notes. The currency ERC rates are set at £4m (Four Million Pounds) @ 1st April 2021 (AVD) for the RCG 2023 Publication. | The data consists of a typical Industrial shell. Works include the Industrial shell as described and includes works up to 1m perimeter to the building (1m wide paving slabs & foul/storm drainage), The cost include 2 no. personnel doors and roller shutters are included at 1 door up to 1,000m2 , 2 roller doors over 1,000m2 (GIA), and 4 roller doors over 5,000m2. Costs are for the shell only and do not include for internal rooms such as offices or toilets which should be added for seperately. See Variations for assistance. | - | - | - | - | - | Cavity Wall construction to lower walls should be added by measuring wall area at an E/O rate of £102m2, single block walls are cost neutral. Additional roller shutter doors over and above the beacon specification at should be added at additonal cost of £ 232 each (4 x 4m) . Additional personnel doors over the assumed 2nr. - add £1,077 each. If no heating is present a deduction of £28m2 (GIA) should be made to the beacon cost. Internal offices (in Industrial complexes) should be added by reference to Cost Guide code series 42P04A -42P40V, Internal WC - 42P40W, amenity blocks - showers & toilets (New code TBC) & Canteens (New CodeTBC) | - | - | 10101 |  | m2 | - | 3 - INDUSTRIAL | David Grace | Jim Allen | #N/A | Option 1 | ERROR | 0% | 2647.9204 | 1901.1435 | 0% | 0% | 1901.1435 | 0% | Price Book Data | P. Avo | VOA_GPN_GOV_UK\7243572 | 2021-07-08 | Low | - | Low | - | - | Updated indiced etc. 24/03/2021 - Copied to the latest DCS. | NA | SPONS A&B | 1.561 | (BEAMS Note 2) The ERC for this item should be added to all other rateable items on the hereditament (except land). Therefore the total of the ERC of the other Building Items and the P&M ERC (where applicable) to enable the correct contract size adjustment to be made. ERC of Building Component + ERC of P&M = Total ERC to which contract size adjustment should be applied. The appropriate % adjustment should be made in accordance with the scale for contract size adjustment specified under section 6 of the RCG 2021 Guidance notes. The currency ERC rates are set at £4m (Four Million Pounds) @ 1st April 2019 (AVD) for the RCG 2021 Publication. | - | - | 2 | TRUE
3321 | 42A19A | 9596 | 42A19A | Industrial Buildings | Insulated Buildings | Sheet Metal Cladding | 0 - 100m2 | Eaves Height - 42m | Building Area only; Site strip vegetation; Strip foundations; Column bases; Insulated Concrete GF slab with DPM and Mesh,150 thick up to 10,000m2, 200mm thick over 10,000m2 GIA; Steel Portal frame with bolts and baseplates; Coated galvanised trapezoidal roof sheets with insulation on steel purlins; Roof lights; valley gutters; matching fascia and soffit; Rainwater downpipes and gutters; trapezoidal insulated wall system cladding on cladding rails; External roller shutter doors and personnel doors; Single phase electrics, lighting and power; Gas fuelled hot air burners; Underslab storm drainage from internal downpipes on building area greater than 1,000m2; | Location Adjustment Applicable (See Guidance Notes) - ERC = UK mean of 1.00 | (BEAMS Note 2) The ERC for this item should be added to all other rateable items on the hereditament (except land). Therefore the total of the ERC of the other Building Items and the P&M ERC (where applicable) to enable the correct contract size adjustment to be made. ERC of Building Component + ERC of P&M = Total ERC to which contract size adjustment should be applied. The appropriate % adjustment should be made in accordance with the scale for contract size adjustment specified under section 6 of the RCG 2023 Guidance notes. The currency ERC rates are set at £4m (Four Million Pounds) @ 1st April 2021 (AVD) for the RCG 2023 Publication. | The data consists of a typical Industrial shell. Works include the Industrial shell as described and includes works up to 1m perimeter to the building (1m wide paving slabs & foul/storm drainage), The cost include 2 no. personnel doors and roller shutters are included at 1 door up to 1,000m2 , 2 roller doors over 1,000m2 (GIA), and 4 roller doors over 5,000m2. Costs are for the shell only and do not include for internal rooms such as offices or toilets which should be added for seperately. See Variations for assistance. | - | - | - | - | - | Cavity Wall construction to lower walls should be added by measuring wall area at an E/O rate of £102m2, single block walls are cost neutral. Additional roller shutter doors over and above the beacon specification at should be added at additonal cost of £ 232 each (4 x 4m) . Additional personnel doors over the assumed 2nr. - add £1,077 each. If no heating is present a deduction of £28m2 (GIA) should be made to the beacon cost. Internal offices (in Industrial complexes) should be added by reference to Cost Guide code series 42P04A -42P40V, Internal WC - 42P40W, amenity blocks - showers & toilets (New code TBC) & Canteens (New CodeTBC) | - | - | 10101 |  | m2 | - | 3 - INDUSTRIAL | David Grace | Jim Allen | #N/A | Option 1 | ERROR | 0% | 2690.244 | 1931.5309 | 0% | 0% | 1931.5309 | 0% | Price Book Data | P. Avo | VOA_GPN_GOV_UK\7243572 | 2021-07-08 | Low | - | Low | - | - | Updated indiced etc. 24/03/2021 - Copied to the latest DCS. | NA | SPONS A&B | 1.561 | (BEAMS Note 2) The ERC for this item should be added to all other rateable items on the hereditament (except land). Therefore the total of the ERC of the other Building Items and the P&M ERC (where applicable) to enable the correct contract size adjustment to be made. ERC of Building Component + ERC of P&M = Total ERC to which contract size adjustment should be applied. The appropriate % adjustment should be made in accordance with the scale for contract size adjustment specified under section 6 of the RCG 2021 Guidance notes. The currency ERC rates are set at £4m (Four Million Pounds) @ 1st April 2019 (AVD) for the RCG 2021 Publication. | - | - | 2 | TRUE
3322 | 42A19B | 9597 | 42A19B | Industrial Buildings | Insulated Buildings | Sheet Metal Cladding | 0 - 100m2 | Eaves Height - 43m | Building Area only; Site strip vegetation; Strip foundations; Column bases; Insulated Concrete GF slab with DPM and Mesh,150 thick up to 10,000m2, 200mm thick over 10,000m2 GIA; Steel Portal frame with bolts and baseplates; Coated galvanised trapezoidal roof sheets with insulation on steel purlins; Roof lights; valley gutters; matching fascia and soffit; Rainwater downpipes and gutters; trapezoidal insulated wall system cladding on cladding rails; External roller shutter doors and personnel doors; Single phase electrics, lighting and power; Gas fuelled hot air burners; Underslab storm drainage from internal downpipes on building area greater than 1,000m2; | Location Adjustment Applicable (See Guidance Notes) - ERC = UK mean of 1.00 | (BEAMS Note 2) The ERC for this item should be added to all other rateable items on the hereditament (except land). Therefore the total of the ERC of the other Building Items and the P&M ERC (where applicable) to enable the correct contract size adjustment to be made. ERC of Building Component + ERC of P&M = Total ERC to which contract size adjustment should be applied. The appropriate % adjustment should be made in accordance with the scale for contract size adjustment specified under section 6 of the RCG 2023 Guidance notes. The currency ERC rates are set at £4m (Four Million Pounds) @ 1st April 2021 (AVD) for the RCG 2023 Publication. | The data consists of a typical Industrial shell. Works include the Industrial shell as described and includes works up to 1m perimeter to the building (1m wide paving slabs & foul/storm drainage), The cost include 2 no. personnel doors and roller shutters are included at 1 door up to 1,000m2 , 2 roller doors over 1,000m2 (GIA), and 4 roller doors over 5,000m2. Costs are for the shell only and do not include for internal rooms such as offices or toilets which should be added for seperately. See Variations for assistance. | - | - | - | - | - | Cavity Wall construction to lower walls should be added by measuring wall area at an E/O rate of £102m2, single block walls are cost neutral. Additional roller shutter doors over and above the beacon specification at should be added at additonal cost of £ 232 each (4 x 4m) . Additional personnel doors over the assumed 2nr. - add £1,077 each. If no heating is present a deduction of £28m2 (GIA) should be made to the beacon cost. Internal offices (in Industrial complexes) should be added by reference to Cost Guide code series 42P04A -42P40V, Internal WC - 42P40W, amenity blocks - showers & toilets (New code TBC) & Canteens (New CodeTBC) | - | - | 10101 |  | m2 | - | 3 - INDUSTRIAL | David Grace | Jim Allen | #N/A | Option 1 | ERROR | 0% | 2732.5676 | 1961.9182 | 0% | 0% | 1961.9182 | 0% | Price Book Data | P. Avo | VOA_GPN_GOV_UK\7243572 | 2021-07-08 | Low | - | Low | - | - | Updated indiced etc. 24/03/2021 - Copied to the latest DCS. | NA | SPONS A&B | 1.561 | (BEAMS Note 2) The ERC for this item should be added to all other rateable items on the hereditament (except land). Therefore the total of the ERC of the other Building Items and the P&M ERC (where applicable) to enable the correct contract size adjustment to be made. ERC of Building Component + ERC of P&M = Total ERC to which contract size adjustment should be applied. The appropriate % adjustment should be made in accordance with the scale for contract size adjustment specified under section 6 of the RCG 2021 Guidance notes. The currency ERC rates are set at £4m (Four Million Pounds) @ 1st April 2019 (AVD) for the RCG 2021 Publication. | - | - | 2 | TRUE
3323 | 42A19C | 9598 | 42A19C | Industrial Buildings | Insulated Buildings | Sheet Metal Cladding | 0 - 100m2 | Eaves Height - 44m | Building Area only; Site strip vegetation; Strip foundations; Column bases; Insulated Concrete GF slab with DPM and Mesh,150 thick up to 10,000m2, 200mm thick over 10,000m2 GIA; Steel Portal frame with bolts and baseplates; Coated galvanised trapezoidal roof sheets with insulation on steel purlins; Roof lights; valley gutters; matching fascia and soffit; Rainwater downpipes and gutters; trapezoidal insulated wall system cladding on cladding rails; External roller shutter doors and personnel doors; Single phase electrics, lighting and power; Gas fuelled hot air burners; Underslab storm drainage from internal downpipes on building area greater than 1,000m2; | Location Adjustment Applicable (See Guidance Notes) - ERC = UK mean of 1.00 | (BEAMS Note 2) The ERC for this item should be added to all other rateable items on the hereditament (except land). Therefore the total of the ERC of the other Building Items and the P&M ERC (where applicable) to enable the correct contract size adjustment to be made. ERC of Building Component + ERC of P&M = Total ERC to which contract size adjustment should be applied. The appropriate % adjustment should be made in accordance with the scale for contract size adjustment specified under section 6 of the RCG 2023 Guidance notes. The currency ERC rates are set at £4m (Four Million Pounds) @ 1st April 2021 (AVD) for the RCG 2023 Publication. | The data consists of a typical Industrial shell. Works include the Industrial shell as described and includes works up to 1m perimeter to the building (1m wide paving slabs & foul/storm drainage), The cost include 2 no. personnel doors and roller shutters are included at 1 door up to 1,000m2 , 2 roller doors over 1,000m2 (GIA), and 4 roller doors over 5,000m2. Costs are for the shell only and do not include for internal rooms such as offices or toilets which should be added for seperately. See Variations for assistance. | - | - | - | - | - | Cavity Wall construction to lower walls should be added by measuring wall area at an E/O rate of £102m2, single block walls are cost neutral. Additional roller shutter doors over and above the beacon specification at should be added at additonal cost of £ 232 each (4 x 4m) . Additional personnel doors over the assumed 2nr. - add £1,077 each. If no heating is present a deduction of £28m2 (GIA) should be made to the beacon cost. Internal offices (in Industrial complexes) should be added by reference to Cost Guide code series 42P04A -42P40V, Internal WC - 42P40W, amenity blocks - showers & toilets (New code TBC) & Canteens (New CodeTBC) | - | - | 10101 |  | m2 | - | 3 - INDUSTRIAL | David Grace | Jim Allen | #N/A | Option 1 | ERROR | 0% | 2774.8912 | 1992.3055 | 0% | 0% | 1992.3055 | 0% | Price Book Data | P. Avo | VOA_GPN_GOV_UK\7243572 | 2021-07-08 | Low | - | Low | - | - | Updated indiced etc. 24/03/2021 - Copied to the latest DCS. | NA | SPONS A&B | 1.561 | (BEAMS Note 2) The ERC for this item should be added to all other rateable items on the hereditament (except land). Therefore the total of the ERC of the other Building Items and the P&M ERC (where applicable) to enable the correct contract size adjustment to be made. ERC of Building Component + ERC of P&M = Total ERC to which contract size adjustment should be applied. The appropriate % adjustment should be made in accordance with the scale for contract size adjustment specified under section 6 of the RCG 2021 Guidance notes. The currency ERC rates are set at £4m (Four Million Pounds) @ 1st April 2019 (AVD) for the RCG 2021 Publication. | - | - | 2 | TRUE
3324 | 42A19D | 9599 | 42A19D | Industrial Buildings | Insulated Buildings | Sheet Metal Cladding | 0 - 100m2 | Eaves Height - 45m | Building Area only; Site strip vegetation; Strip foundations; Column bases; Insulated Concrete GF slab with DPM and Mesh,150 thick up to 10,000m2, 200mm thick over 10,000m2 GIA; Steel Portal frame with bolts and baseplates; Coated galvanised trapezoidal roof sheets with insulation on steel purlins; Roof lights; valley gutters; matching fascia and soffit; Rainwater downpipes and gutters; trapezoidal insulated wall system cladding on cladding rails; External roller shutter doors and personnel doors; Single phase electrics, lighting and power; Gas fuelled hot air burners; Underslab storm drainage from internal downpipes on building area greater than 1,000m2; | Location Adjustment Applicable (See Guidance Notes) - ERC = UK mean of 1.00 | (BEAMS Note 2) The ERC for this item should be added to all other rateable items on the hereditament (except land). Therefore the total of the ERC of the other Building Items and the P&M ERC (where applicable) to enable the correct contract size adjustment to be made. ERC of Building Component + ERC of P&M = Total ERC to which contract size adjustment should be applied. The appropriate % adjustment should be made in accordance with the scale for contract size adjustment specified under section 6 of the RCG 2023 Guidance notes. The currency ERC rates are set at £4m (Four Million Pounds) @ 1st April 2021 (AVD) for the RCG 2023 Publication. | The data consists of a typical Industrial shell. Works include the Industrial shell as described and includes works up to 1m perimeter to the building (1m wide paving slabs & foul/storm drainage), The cost include 2 no. personnel doors and roller shutters are included at 1 door up to 1,000m2 , 2 roller doors over 1,000m2 (GIA), and 4 roller doors over 5,000m2. Costs are for the shell only and do not include for internal rooms such as offices or toilets which should be added for seperately. See Variations for assistance. | - | - | - | - | - | Cavity Wall construction to lower walls should be added by measuring wall area at an E/O rate of £102m2, single block walls are cost neutral. Additional roller shutter doors over and above the beacon specification at should be added at additonal cost of £ 232 each (4 x 4m) . Additional personnel doors over the assumed 2nr. - add £1,077 each. If no heating is present a deduction of £28m2 (GIA) should be made to the beacon cost. Internal offices (in Industrial complexes) should be added by reference to Cost Guide code series 42P04A -42P40V, Internal WC - 42P40W, amenity blocks - showers & toilets (New code TBC) & Canteens (New CodeTBC) | - | - | 10101 |  | m2 | - | 3 - INDUSTRIAL | David Grace | Jim Allen | #N/A | Option 1 | ERROR | 0% | 2817.2148 | 2022.6929 | 0% | 0% | 2022.6929 | 0% | Price Book Data | P. Avo | VOA_GPN_GOV_UK\7243572 | 2021-07-08 | Low | - | Low | - | - | Updated indiced etc. 06/04/2021 - Copied to the latest DCS. | NA | SPONS A&B | 1.561 | (BEAMS Note 2) The ERC for this item should be added to all other rateable items on the hereditament (except land). Therefore the total of the ERC of the other Building Items and the P&M ERC (where applicable) to enable the correct contract size adjustment to be made. ERC of Building Component + ERC of P&M = Total ERC to which contract size adjustment should be applied. The appropriate % adjustment should be made in accordance with the scale for contract size adjustment specified under section 6 of the RCG 2021 Guidance notes. The currency ERC rates are set at £4m (Four Million Pounds) @ 1st April 2019 (AVD) for the RCG 2021 Publication. | - | - | 2 | TRUE
3325 | 42A19E | 9616 | 42A19E | Industrial Buildings | Insulated Buildings | Sheet Metal Cladding | 101 - 250m2 | Eaves Height - 36m | Building Area only; Site strip vegetation; Strip foundations; Column bases; Insulated Concrete GF slab with DPM and Mesh,150 thick up to 10,000m2, 200mm thick over 10,000m2 GIA; Steel Portal frame with bolts and baseplates; Coated galvanised trapezoidal roof sheets with insulation on steel purlins; Roof lights; valley gutters; matching fascia and soffit; Rainwater downpipes and gutters; trapezoidal insulated wall system cladding on cladding rails; External roller shutter doors and personnel doors; Single phase electrics, lighting and power; Gas fuelled hot air burners; Underslab storm drainage from internal downpipes on building area greater than 1,000m2; | Location Adjustment Applicable (See Guidance Notes) - ERC = UK mean of 1.00 | (BEAMS Note 2) The ERC for this item should be added to all other rateable items on the hereditament (except land). Therefore the total of the ERC of the other Building Items and the P&M ERC (where applicable) to enable the correct contract size adjustment to be made. ERC of Building Component + ERC of P&M = Total ERC to which contract size adjustment should be applied. The appropriate % adjustment should be made in accordance with the scale for contract size adjustment specified under section 6 of the RCG 2023 Guidance notes. The currency ERC rates are set at £4m (Four Million Pounds) @ 1st April 2021 (AVD) for the RCG 2023 Publication. | The data consists of a typical Industrial shell. Works include the Industrial shell as described and includes works up to 1m perimeter to the building (1m wide paving slabs & foul/storm drainage), The cost include 2 no. personnel doors and roller shutters are included at 1 door up to 1,000m2 , 2 roller doors over 1,000m2 (GIA), and 4 roller doors over 5,000m2. Costs are for the shell only and do not include for internal rooms such as offices or toilets which should be added for seperately. See Variations for assistance. | - | - | - | - | - | Cavity Wall construction to lower walls should be added by measuring wall area at an E/O rate of £102m2, single block walls are cost neutral. Additional roller shutter doors over and above the beacon specification at should be added at additonal cost of £ 232 each (4 x 4m) . Additional personnel doors over the assumed 2nr. - add £1,077 each. If no heating is present a deduction of £28m2 (GIA) should be made to the beacon cost. Internal offices (in Industrial complexes) should be added by reference to Cost Guide code series 42P04A -42P40V, Internal WC - 42P40W, amenity blocks - showers & toilets (New code TBC) & Canteens (New CodeTBC) | - | - | 10102 |  | m2 | - | 3 - INDUSTRIAL | David Grace | Jim Allen | #N/A | Option 1 | ERROR | 0% | 2009.8105 | 1442.9959 | 0% | 0% | 1442.9959 | 0% | Price Book Data | P. Avo | VOA_GPN_GOV_UK\7243572 | 2021-07-08 | Low | - | Low | - | - | Updated indiced etc. 24/03/2021 - Copied to the latest DCS. | NA | SPONS A&B | 1.561 | (BEAMS Note 2) The ERC for this item should be added to all other rateable items on the hereditament (except land). Therefore the total of the ERC of the other Building Items and the P&M ERC (where applicable) to enable the correct contract size adjustment to be made. ERC of Building Component + ERC of P&M = Total ERC to which contract size adjustment should be applied. The appropriate % adjustment should be made in accordance with the scale for contract size adjustment specified under section 6 of the RCG 2021 Guidance notes. The currency ERC rates are set at £4m (Four Million Pounds) @ 1st April 2019 (AVD) for the RCG 2021 Publication. | - | - | 2 | TRUE
3326 | 42A19F | 9619 | 42A19F | Industrial Buildings | Insulated Buildings | Sheet Metal Cladding | 101 - 250m2 | Eaves Height - 37m | Building Area only; Site strip vegetation; Strip foundations; Column bases; Insulated Concrete GF slab with DPM and Mesh,150 thick up to 10,000m2, 200mm thick over 10,000m2 GIA; Steel Portal frame with bolts and baseplates; Coated galvanised trapezoidal roof sheets with insulation on steel purlins; Roof lights; valley gutters; matching fascia and soffit; Rainwater downpipes and gutters; trapezoidal insulated wall system cladding on cladding rails; External roller shutter doors and personnel doors; Single phase electrics, lighting and power; Gas fuelled hot air burners; Underslab storm drainage from internal downpipes on building area greater than 1,000m2; | Location Adjustment Applicable (See Guidance Notes) - ERC = UK mean of 1.00 | (BEAMS Note 2) The ERC for this item should be added to all other rateable items on the hereditament (except land). Therefore the total of the ERC of the other Building Items and the P&M ERC (where applicable) to enable the correct contract size adjustment to be made. ERC of Building Component + ERC of P&M = Total ERC to which contract size adjustment should be applied. The appropriate % adjustment should be made in accordance with the scale for contract size adjustment specified under section 6 of the RCG 2023 Guidance notes. The currency ERC rates are set at £4m (Four Million Pounds) @ 1st April 2021 (AVD) for the RCG 2023 Publication. | The data consists of a typical Industrial shell. Works include the Industrial shell as described and includes works up to 1m perimeter to the building (1m wide paving slabs & foul/storm drainage), The cost include 2 no. personnel doors and roller shutters are included at 1 door up to 1,000m2 , 2 roller doors over 1,000m2 (GIA), and 4 roller doors over 5,000m2. Costs are for the shell only and do not include for internal rooms such as offices or toilets which should be added for seperately. See Variations for assistance. | - | - | - | - | - | Cavity Wall construction to lower walls should be added by measuring wall area at an E/O rate of £102m2, single block walls are cost neutral. Additional roller shutter doors over and above the beacon specification at should be added at additonal cost of £ 232 each (4 x 4m) . Additional personnel doors over the assumed 2nr. - add £1,077 each. If no heating is present a deduction of £28m2 (GIA) should be made to the beacon cost. Internal offices (in Industrial complexes) should be added by reference to Cost Guide code series 42P04A -42P40V, Internal WC - 42P40W, amenity blocks - showers & toilets (New code TBC) & Canteens (New CodeTBC) | - | - | 10102 |  | m2 | - | 3 - INDUSTRIAL | David Grace | Jim Allen | #N/A | Option 1 | ERROR | 0% | 2043.3656 | 1467.0876 | 0% | 0% | 1467.0876 | 0% | Price Book Data | P. Avo | VOA_GPN_GOV_UK\7243572 | 2021-07-08 | Low | - | Low | - | - | Updated indiced etc. 24/03/2021 - Copied to the latest DCS. | NA | SPONS A&B | 1.561 | (BEAMS Note 2) The ERC for this item should be added to all other rateable items on the hereditament (except land). Therefore the total of the ERC of the other Building Items and the P&M ERC (where applicable) to enable the correct contract size adjustment to be made. ERC of Building Component + ERC of P&M = Total ERC to which contract size adjustment should be applied. The appropriate % adjustment should be made in accordance with the scale for contract size adjustment specified under section 6 of the RCG 2021 Guidance notes. The currency ERC rates are set at £4m (Four Million Pounds) @ 1st April 2019 (AVD) for the RCG 2021 Publication. | - | - | 2 | TRUE
3327 | 42A19G | 9621 | 42A19G | Industrial Buildings | Insulated Buildings | Sheet Metal Cladding | 101 - 250m2 | Eaves Height - 38m | Building Area only; Site strip vegetation; Strip foundations; Column bases; Insulated Concrete GF slab with DPM and Mesh,150 thick up to 10,000m2, 200mm thick over 10,000m2 GIA; Steel Portal frame with bolts and baseplates; Coated galvanised trapezoidal roof sheets with insulation on steel purlins; Roof lights; valley gutters; matching fascia and soffit; Rainwater downpipes and gutters; trapezoidal insulated wall system cladding on cladding rails; External roller shutter doors and personnel doors; Single phase electrics, lighting and power; Gas fuelled hot air burners; Underslab storm drainage from internal downpipes on building area greater than 1,000m2; | Location Adjustment Applicable (See Guidance Notes) - ERC = UK mean of 1.00 | (BEAMS Note 2) The ERC for this item should be added to all other rateable items on the hereditament (except land). Therefore the total of the ERC of the other Building Items and the P&M ERC (where applicable) to enable the correct contract size adjustment to be made. ERC of Building Component + ERC of P&M = Total ERC to which contract size adjustment should be applied. The appropriate % adjustment should be made in accordance with the scale for contract size adjustment specified under section 6 of the RCG 2023 Guidance notes. The currency ERC rates are set at £4m (Four Million Pounds) @ 1st April 2021 (AVD) for the RCG 2023 Publication. | The data consists of a typical Industrial shell. Works include the Industrial shell as described and includes works up to 1m perimeter to the building (1m wide paving slabs & foul/storm drainage), The cost include 2 no. personnel doors and roller shutters are included at 1 door up to 1,000m2 , 2 roller doors over 1,000m2 (GIA), and 4 roller doors over 5,000m2. Costs are for the shell only and do not include for internal rooms such as offices or toilets which should be added for seperately. See Variations for assistance. | - | - | - | - | - | Cavity Wall construction to lower walls should be added by measuring wall area at an E/O rate of £102m2, single block walls are cost neutral. Additional roller shutter doors over and above the beacon specification at should be added at additonal cost of £ 232 each (4 x 4m) . Additional personnel doors over the assumed 2nr. - add £1,077 each. If no heating is present a deduction of £28m2 (GIA) should be made to the beacon cost. Internal offices (in Industrial complexes) should be added by reference to Cost Guide code series 42P04A -42P40V, Internal WC - 42P40W, amenity blocks - showers & toilets (New code TBC) & Canteens (New CodeTBC) | - | - | 10102 |  | m2 | - | 3 - INDUSTRIAL | David Grace | Jim Allen | #N/A | Option 1 | ERROR | 0% | 2076.9207 | 1491.1794 | 0% | 0% | 1491.1794 | 0% | Price Book Data | P. Avo | VOA_GPN_GOV_UK\7243572 | 2021-03-24 | Low | - | Low | - | - | Updated indiced etc. 24/03/2021 - Copied to the latest DCS. | NA | SPONS A&B | 1.561 | (BEAMS Note 2) The ERC for this item should be added to all other rateable items on the hereditament (except land). Therefore the total of the ERC of the other Building Items and the P&M ERC (where applicable) to enable the correct contract size adjustment to be made. ERC of Building Component + ERC of P&M = Total ERC to which contract size adjustment should be applied. The appropriate % adjustment should be made in accordance with the scale for contract size adjustment specified under section 6 of the RCG 2021 Guidance notes. The currency ERC rates are set at £4m (Four Million Pounds) @ 1st April 2019 (AVD) for the RCG 2021 Publication. | - | - | 2 | TRUE
3328 | 42A19H | 9622 | 42A19H | Industrial Buildings | Insulated Buildings | Sheet Metal Cladding | 101 - 250m2 | Eaves Height - 39m | Building Area only; Site strip vegetation; Strip foundations; Column bases; Insulated Concrete GF slab with DPM and Mesh,150 thick up to 10,000m2, 200mm thick over 10,000m2 GIA; Steel Portal frame with bolts and baseplates; Coated galvanised trapezoidal roof sheets with insulation on steel purlins; Roof lights; valley gutters; matching fascia and soffit; Rainwater downpipes and gutters; trapezoidal insulated wall system cladding on cladding rails; External roller shutter doors and personnel doors; Single phase electrics, lighting and power; Gas fuelled hot air burners; Underslab storm drainage from internal downpipes on building area greater than 1,000m2; | Location Adjustment Applicable (See Guidance Notes) - ERC = UK mean of 1.00 | (BEAMS Note 2) The ERC for this item should be added to all other rateable items on the hereditament (except land). Therefore the total of the ERC of the other Building Items and the P&M ERC (where applicable) to enable the correct contract size adjustment to be made. ERC of Building Component + ERC of P&M = Total ERC to which contract size adjustment should be applied. The appropriate % adjustment should be made in accordance with the scale for contract size adjustment specified under section 6 of the RCG 2023 Guidance notes. The currency ERC rates are set at £4m (Four Million Pounds) @ 1st April 2021 (AVD) for the RCG 2023 Publication. | The data consists of a typical Industrial shell. Works include the Industrial shell as described and includes works up to 1m perimeter to the building (1m wide paving slabs & foul/storm drainage), The cost include 2 no. personnel doors and roller shutters are included at 1 door up to 1,000m2 , 2 roller doors over 1,000m2 (GIA), and 4 roller doors over 5,000m2. Costs are for the shell only and do not include for internal rooms such as offices or toilets which should be added for seperately. See Variations for assistance. | - | - | - | - | - | Cavity Wall construction to lower walls should be added by measuring wall area at an E/O rate of £102m2, single block walls are cost neutral. Additional roller shutter doors over and above the beacon specification at should be added at additonal cost of £ 232 each (4 x 4m) . Additional personnel doors over the assumed 2nr. - add £1,077 each. If no heating is present a deduction of £28m2 (GIA) should be made to the beacon cost. Internal offices (in Industrial complexes) should be added by reference to Cost Guide code series 42P04A -42P40V, Internal WC - 42P40W, amenity blocks - showers & toilets (New code TBC) & Canteens (New CodeTBC) | - | - | 10102 |  | m2 | - | 3 - INDUSTRIAL | David Grace | Jim Allen | #N/A | Option 1 | ERROR | 0% | 2110.4757 | 1515.2711 | 0% | 0% | 1515.2711 | 0% | Price Book Data | P. Avo | VOA_GPN_GOV_UK\7243572 | 2021-03-24 | Low | - | Low | - | - | Updated indiced etc. 24/03/2021 - Copied to the latest DCS. | NA | SPONS A&B | 1.561 | (BEAMS Note 2) The ERC for this item should be added to all other rateable items on the hereditament (except land). Therefore the total of the ERC of the other Building Items and the P&M ERC (where applicable) to enable the correct contract size adjustment to be made. ERC of Building Component + ERC of P&M = Total ERC to which contract size adjustment should be applied. The appropriate % adjustment should be made in accordance with the scale for contract size adjustment specified under section 6 of the RCG 2021 Guidance notes. The currency ERC rates are set at £4m (Four Million Pounds) @ 1st April 2019 (AVD) for the RCG 2021 Publication. | - | - | 2 | TRUE
3329 | 42A19J | 9623 | 42A19J | Industrial Buildings | Insulated Buildings | Sheet Metal Cladding | 101 - 250m2 | Eaves Height - 40m | Building Area only; Site strip vegetation; Strip foundations; Column bases; Insulated Concrete GF slab with DPM and Mesh,150 thick up to 10,000m2, 200mm thick over 10,000m2 GIA; Steel Portal frame with bolts and baseplates; Coated galvanised trapezoidal roof sheets with insulation on steel purlins; Roof lights; valley gutters; matching fascia and soffit; Rainwater downpipes and gutters; trapezoidal insulated wall system cladding on cladding rails; External roller shutter doors and personnel doors; Single phase electrics, lighting and power; Gas fuelled hot air burners; Underslab storm drainage from internal downpipes on building area greater than 1,000m2; | Location Adjustment Applicable (See Guidance Notes) - ERC = UK mean of 1.00 | (BEAMS Note 2) The ERC for this item should be added to all other rateable items on the hereditament (except land). Therefore the total of the ERC of the other Building Items and the P&M ERC (where applicable) to enable the correct contract size adjustment to be made. ERC of Building Component + ERC of P&M = Total ERC to which contract size adjustment should be applied. The appropriate % adjustment should be made in accordance with the scale for contract size adjustment specified under section 6 of the RCG 2023 Guidance notes. The currency ERC rates are set at £4m (Four Million Pounds) @ 1st April 2021 (AVD) for the RCG 2023 Publication. | The data consists of a typical Industrial shell. Works include the Industrial shell as described and includes works up to 1m perimeter to the building (1m wide paving slabs & foul/storm drainage), The cost include 2 no. personnel doors and roller shutters are included at 1 door up to 1,000m2 , 2 roller doors over 1,000m2 (GIA), and 4 roller doors over 5,000m2. Costs are for the shell only and do not include for internal rooms such as offices or toilets which should be added for seperately. See Variations for assistance. | - | - | - | - | - | Cavity Wall construction to lower walls should be added by measuring wall area at an E/O rate of £102m2, single block walls are cost neutral. Additional roller shutter doors over and above the beacon specification at should be added at additonal cost of £ 232 each (4 x 4m) . Additional personnel doors over the assumed 2nr. - add £1,077 each. If no heating is present a deduction of £28m2 (GIA) should be made to the beacon cost. Internal offices (in Industrial complexes) should be added by reference to Cost Guide code series 42P04A -42P40V, Internal WC - 42P40W, amenity blocks - showers & toilets (New code TBC) & Canteens (New CodeTBC) | - | - | 10102 |  | m2 | - | 3 - INDUSTRIAL | David Grace | Jim Allen | #N/A | Option 1 | ERROR | 0% | 2144.0308 | 1539.3628 | 0% | 0% | 1539.3628 | 0% | Price Book Data | P. Avo | VOA_GPN_GOV_UK\7243572 | 2021-03-24 | Low | - | Low | - | - | Updated indiced etc. 24/03/2021 - Copied to the latest DCS. | NA | SPONS A&B | 1.561 | (BEAMS Note 2) The ERC for this item should be added to all other rateable items on the hereditament (except land). Therefore the total of the ERC of the other Building Items and the P&M ERC (where applicable) to enable the correct contract size adjustment to be made. ERC of Building Component + ERC of P&M = Total ERC to which contract size adjustment should be applied. The appropriate % adjustment should be made in accordance with the scale for contract size adjustment specified under section 6 of the RCG 2021 Guidance notes. The currency ERC rates are set at £4m (Four Million Pounds) @ 1st April 2019 (AVD) for the RCG 2021 Publication. | - | - | 2 | TRUE
3330 | 42A19K | 9624 | 42A19K | Industrial Buildings | Insulated Buildings | Sheet Metal Cladding | 101 - 250m2 | Eaves Height - 41m | Building Area only; Site strip vegetation; Strip foundations; Column bases; Insulated Concrete GF slab with DPM and Mesh,150 thick up to 10,000m2, 200mm thick over 10,000m2 GIA; Steel Portal frame with bolts and baseplates; Coated galvanised trapezoidal roof sheets with insulation on steel purlins; Roof lights; valley gutters; matching fascia and soffit; Rainwater downpipes and gutters; trapezoidal insulated wall system cladding on cladding rails; External roller shutter doors and personnel doors; Single phase electrics, lighting and power; Gas fuelled hot air burners; Underslab storm drainage from internal downpipes on building area greater than 1,000m2; | Location Adjustment Applicable (See Guidance Notes) - ERC = UK mean of 1.00 | (BEAMS Note 2) The ERC for this item should be added to all other rateable items on the hereditament (except land). Therefore the total of the ERC of the other Building Items and the P&M ERC (where applicable) to enable the correct contract size adjustment to be made. ERC of Building Component + ERC of P&M = Total ERC to which contract size adjustment should be applied. The appropriate % adjustment should be made in accordance with the scale for contract size adjustment specified under section 6 of the RCG 2023 Guidance notes. The currency ERC rates are set at £4m (Four Million Pounds) @ 1st April 2021 (AVD) for the RCG 2023 Publication. | The data consists of a typical Industrial shell. Works include the Industrial shell as described and includes works up to 1m perimeter to the building (1m wide paving slabs & foul/storm drainage), The cost include 2 no. personnel doors and roller shutters are included at 1 door up to 1,000m2 , 2 roller doors over 1,000m2 (GIA), and 4 roller doors over 5,000m2. Costs are for the shell only and do not include for internal rooms such as offices or toilets which should be added for seperately. See Variations for assistance. | - | - | - | - | - | Cavity Wall construction to lower walls should be added by measuring wall area at an E/O rate of £102m2, single block walls are cost neutral. Additional roller shutter doors over and above the beacon specification at should be added at additonal cost of £ 232 each (4 x 4m) . Additional personnel doors over the assumed 2nr. - add £1,077 each. If no heating is present a deduction of £28m2 (GIA) should be made to the beacon cost. Internal offices (in Industrial complexes) should be added by reference to Cost Guide code series 42P04A -42P40V, Internal WC - 42P40W, amenity blocks - showers & toilets (New code TBC) & Canteens (New CodeTBC) | - | - | 10102 |  | m2 | - | 3 - INDUSTRIAL | David Grace | Jim Allen | #N/A | Option 1 | ERROR | 0% | 2177.5859 | 1563.4546 | 0% | 0% | 1563.4546 | 0% | Price Book Data | P. Avo | VOA_GPN_GOV_UK\7243572 | 2021-07-08 | Low | - | Low | - | - | Updated indiced etc. 24/03/2021 - Copied to the latest DCS. | NA | SPONS A&B | 1.561 | (BEAMS Note 2) The ERC for this item should be added to all other rateable items on the hereditament (except land). Therefore the total of the ERC of the other Building Items and the P&M ERC (where applicable) to enable the correct contract size adjustment to be made. ERC of Building Component + ERC of P&M = Total ERC to which contract size adjustment should be applied. The appropriate % adjustment should be made in accordance with the scale for contract size adjustment specified under section 6 of the RCG 2021 Guidance notes. The currency ERC rates are set at £4m (Four Million Pounds) @ 1st April 2019 (AVD) for the RCG 2021 Publication. | - | - | 2 | TRUE
3331 | 42A19L | 9625 | 42A19L | Industrial Buildings | Insulated Buildings | Sheet Metal Cladding | 101 - 250m2 | Eaves Height - 42m | Building Area only; Site strip vegetation; Strip foundations; Column bases; Insulated Concrete GF slab with DPM and Mesh,150 thick up to 10,000m2, 200mm thick over 10,000m2 GIA; Steel Portal frame with bolts and baseplates; Coated galvanised trapezoidal roof sheets with insulation on steel purlins; Roof lights; valley gutters; matching fascia and soffit; Rainwater downpipes and gutters; trapezoidal insulated wall system cladding on cladding rails; External roller shutter doors and personnel doors; Single phase electrics, lighting and power; Gas fuelled hot air burners; Underslab storm drainage from internal downpipes on building area greater than 1,000m2; | Location Adjustment Applicable (See Guidance Notes) - ERC = UK mean of 1.00 | (BEAMS Note 2) The ERC for this item should be added to all other rateable items on the hereditament (except land). Therefore the total of the ERC of the other Building Items and the P&M ERC (where applicable) to enable the correct contract size adjustment to be made. ERC of Building Component + ERC of P&M = Total ERC to which contract size adjustment should be applied. The appropriate % adjustment should be made in accordance with the scale for contract size adjustment specified under section 6 of the RCG 2023 Guidance notes. The currency ERC rates are set at £4m (Four Million Pounds) @ 1st April 2021 (AVD) for the RCG 2023 Publication. | The data consists of a typical Industrial shell. Works include the Industrial shell as described and includes works up to 1m perimeter to the building (1m wide paving slabs & foul/storm drainage), The cost include 2 no. personnel doors and roller shutters are included at 1 door up to 1,000m2 , 2 roller doors over 1,000m2 (GIA), and 4 roller doors over 5,000m2. Costs are for the shell only and do not include for internal rooms such as offices or toilets which should be added for seperately. See Variations for assistance. | - | - | - | - | - | Cavity Wall construction to lower walls should be added by measuring wall area at an E/O rate of £102m2, single block walls are cost neutral. Additional roller shutter doors over and above the beacon specification at should be added at additonal cost of £ 232 each (4 x 4m) . Additional personnel doors over the assumed 2nr. - add £1,077 each. If no heating is present a deduction of £28m2 (GIA) should be made to the beacon cost. Internal offices (in Industrial complexes) should be added by reference to Cost Guide code series 42P04A -42P40V, Internal WC - 42P40W, amenity blocks - showers & toilets (New code TBC) & Canteens (New CodeTBC) | - | - | 10102 |  | m2 | - | 3 - INDUSTRIAL | David Grace | Jim Allen | #N/A | Option 1 | ERROR | 0% | 2211.1409 | 1587.5463 | 0% | 0% | 1587.5463 | 0% | Price Book Data | P. Avo | VOA_GPN_GOV_UK\7243572 | 2021-07-08 | Low | - | Low | - | - | Updated indiced etc. 24/03/2021 - Copied to the latest DCS. | NA | SPONS A&B | 1.561 | (BEAMS Note 2) The ERC for this item should be added to all other rateable items on the hereditament (except land). Therefore the total of the ERC of the other Building Items and the P&M ERC (where applicable) to enable the correct contract size adjustment to be made. ERC of Building Component + ERC of P&M = Total ERC to which contract size adjustment should be applied. The appropriate % adjustment should be made in accordance with the scale for contract size adjustment specified under section 6 of the RCG 2021 Guidance notes. The currency ERC rates are set at £4m (Four Million Pounds) @ 1st April 2019 (AVD) for the RCG 2021 Publication. | - | - | 2 | TRUE
3332 | 42A19M | 9626 | 42A19M | Industrial Buildings | Insulated Buildings | Sheet Metal Cladding | 101 - 250m2 | Eaves Height - 43m | Building Area only; Site strip vegetation; Strip foundations; Column bases; Insulated Concrete GF slab with DPM and Mesh,150 thick up to 10,000m2, 200mm thick over 10,000m2 GIA; Steel Portal frame with bolts and baseplates; Coated galvanised trapezoidal roof sheets with insulation on steel purlins; Roof lights; valley gutters; matching fascia and soffit; Rainwater downpipes and gutters; trapezoidal insulated wall system cladding on cladding rails; External roller shutter doors and personnel doors; Single phase electrics, lighting and power; Gas fuelled hot air burners; Underslab storm drainage from internal downpipes on building area greater than 1,000m2; | Location Adjustment Applicable (See Guidance Notes) - ERC = UK mean of 1.00 | (BEAMS Note 2) The ERC for this item should be added to all other rateable items on the hereditament (except land). Therefore the total of the ERC of the other Building Items and the P&M ERC (where applicable) to enable the correct contract size adjustment to be made. ERC of Building Component + ERC of P&M = Total ERC to which contract size adjustment should be applied. The appropriate % adjustment should be made in accordance with the scale for contract size adjustment specified under section 6 of the RCG 2023 Guidance notes. The currency ERC rates are set at £4m (Four Million Pounds) @ 1st April 2021 (AVD) for the RCG 2023 Publication. | The data consists of a typical Industrial shell. Works include the Industrial shell as described and includes works up to 1m perimeter to the building (1m wide paving slabs & foul/storm drainage), The cost include 2 no. personnel doors and roller shutters are included at 1 door up to 1,000m2 , 2 roller doors over 1,000m2 (GIA), and 4 roller doors over 5,000m2. Costs are for the shell only and do not include for internal rooms such as offices or toilets which should be added for seperately. See Variations for assistance. | - | - | - | - | - | Cavity Wall construction to lower walls should be added by measuring wall area at an E/O rate of £102m2, single block walls are cost neutral. Additional roller shutter doors over and above the beacon specification at should be added at additonal cost of £ 232 each (4 x 4m) . Additional personnel doors over the assumed 2nr. - add £1,077 each. If no heating is present a deduction of £28m2 (GIA) should be made to the beacon cost. Internal offices (in Industrial complexes) should be added by reference to Cost Guide code series 42P04A -42P40V, Internal WC - 42P40W, amenity blocks - showers & toilets (New code TBC) & Canteens (New CodeTBC) | - | - | 10102 |  | m2 | - | 3 - INDUSTRIAL | David Grace | Jim Allen | #N/A | Option 1 | ERROR | 0% | 2244.696 | 1611.638 | 0% | 0% | 1611.638 | 0% | Price Book Data | P. Avo | VOA_GPN_GOV_UK\7243572 | 2021-07-08 | Low | - | Low | - | - | Updated indiced etc. 24/03/2021 - Copied to the latest DCS. | NA | SPONS A&B | 1.561 | (BEAMS Note 2) The ERC for this item should be added to all other rateable items on the hereditament (except land). Therefore the total of the ERC of the other Building Items and the P&M ERC (where applicable) to enable the correct contract size adjustment to be made. ERC of Building Component + ERC of P&M = Total ERC to which contract size adjustment should be applied. The appropriate % adjustment should be made in accordance with the scale for contract size adjustment specified under section 6 of the RCG 2021 Guidance notes. The currency ERC rates are set at £4m (Four Million Pounds) @ 1st April 2019 (AVD) for the RCG 2021 Publication. | - | - | 2 | TRUE
3333 | 42A19N | 9628 | 42A19N | Industrial Buildings | Insulated Buildings | Sheet Metal Cladding | 101 - 250m2 | Eaves Height - 44m | Building Area only; Site strip vegetation; Strip foundations; Column bases; Insulated Concrete GF slab with DPM and Mesh,150 thick up to 10,000m2, 200mm thick over 10,000m2 GIA; Steel Portal frame with bolts and baseplates; Coated galvanised trapezoidal roof sheets with insulation on steel purlins; Roof lights; valley gutters; matching fascia and soffit; Rainwater downpipes and gutters; trapezoidal insulated wall system cladding on cladding rails; External roller shutter doors and personnel doors; Single phase electrics, lighting and power; Gas fuelled hot air burners; Underslab storm drainage from internal downpipes on building area greater than 1,000m2; | Location Adjustment Applicable (See Guidance Notes) - ERC = UK mean of 1.00 | (BEAMS Note 2) The ERC for this item should be added to all other rateable items on the hereditament (except land). Therefore the total of the ERC of the other Building Items and the P&M ERC (where applicable) to enable the correct contract size adjustment to be made. ERC of Building Component + ERC of P&M = Total ERC to which contract size adjustment should be applied. The appropriate % adjustment should be made in accordance with the scale for contract size adjustment specified under section 6 of the RCG 2023 Guidance notes. The currency ERC rates are set at £4m (Four Million Pounds) @ 1st April 2021 (AVD) for the RCG 2023 Publication. | The data consists of a typical Industrial shell. Works include the Industrial shell as described and includes works up to 1m perimeter to the building (1m wide paving slabs & foul/storm drainage), The cost include 2 no. personnel doors and roller shutters are included at 1 door up to 1,000m2 , 2 roller doors over 1,000m2 (GIA), and 4 roller doors over 5,000m2. Costs are for the shell only and do not include for internal rooms such as offices or toilets which should be added for seperately. See Variations for assistance. | - | - | - | - | - | Cavity Wall construction to lower walls should be added by measuring wall area at an E/O rate of £102m2, single block walls are cost neutral. Additional roller shutter doors over and above the beacon specification at should be added at additonal cost of £ 232 each (4 x 4m) . Additional personnel doors over the assumed 2nr. - add £1,077 each. If no heating is present a deduction of £28m2 (GIA) should be made to the beacon cost. Internal offices (in Industrial complexes) should be added by reference to Cost Guide code series 42P04A -42P40V, Internal WC - 42P40W, amenity blocks - showers & toilets (New code TBC) & Canteens (New CodeTBC) | - | - | 10102 |  | m2 | - | 3 - INDUSTRIAL | Steve Webb | Jim Allen | #N/A | Option 1 | ERROR | 0% | 2278.2511 | 1635.7298 | 0% | 0% | 1635.7298 | 0% | Price Book Data | P. Avo | VOA_GPN_GOV_UK\7243572 | 2021-07-08 | Low | - | Low | - | - | Updated indiced etc. 24/03/2021 - Copied to the latest DCS. | NA | SPONS A&B | 1.561 | (BEAMS Note 2) The ERC for this item should be added to all other rateable items on the hereditament (except land). Therefore the total of the ERC of the other Building Items and the P&M ERC (where applicable) to enable the correct contract size adjustment to be made. ERC of Building Component + ERC of P&M = Total ERC to which contract size adjustment should be applied. The appropriate % adjustment should be made in accordance with the scale for contract size adjustment specified under section 6 of the RCG 2021 Guidance notes. The currency ERC rates are set at £4m (Four Million Pounds) @ 1st April 2019 (AVD) for the RCG 2021 Publication. | - | - | 2 | TRUE
3334 | 42A19P | 9629 | 42A19P | Industrial Buildings | Insulated Buildings | Sheet Metal Cladding | 101 - 250m2 | Eaves Height - 45m | Building Area only; Site strip vegetation; Strip foundations; Column bases; Insulated Concrete GF slab with DPM and Mesh,150 thick up to 10,000m2, 200mm thick over 10,000m2 GIA; Steel Portal frame with bolts and baseplates; Coated galvanised trapezoidal roof sheets with insulation on steel purlins; Roof lights; valley gutters; matching fascia and soffit; Rainwater downpipes and gutters; trapezoidal insulated wall system cladding on cladding rails; External roller shutter doors and personnel doors; Single phase electrics, lighting and power; Gas fuelled hot air burners; Underslab storm drainage from internal downpipes on building area greater than 1,000m2; | Location Adjustment Applicable (See Guidance Notes) - ERC = UK mean of 1.00 | (BEAMS Note 2) The ERC for this item should be added to all other rateable items on the hereditament (except land). Therefore the total of the ERC of the other Building Items and the P&M ERC (where applicable) to enable the correct contract size adjustment to be made. ERC of Building Component + ERC of P&M = Total ERC to which contract size adjustment should be applied. The appropriate % adjustment should be made in accordance with the scale for contract size adjustment specified under section 6 of the RCG 2023 Guidance notes. The currency ERC rates are set at £4m (Four Million Pounds) @ 1st April 2021 (AVD) for the RCG 2023 Publication. | The data consists of a typical Industrial shell. Works include the Industrial shell as described and includes works up to 1m perimeter to the building (1m wide paving slabs & foul/storm drainage), The cost include 2 no. personnel doors and roller shutters are included at 1 door up to 1,000m2 , 2 roller doors over 1,000m2 (GIA), and 4 roller doors over 5,000m2. Costs are for the shell only and do not include for internal rooms such as offices or toilets which should be added for seperately. See Variations for assistance. | - | - | - | - | - | Cavity Wall construction to lower walls should be added by measuring wall area at an E/O rate of £102m2, single block walls are cost neutral. Additional roller shutter doors over and above the beacon specification at should be added at additonal cost of £ 232 each (4 x 4m) . Additional personnel doors over the assumed 2nr. - add £1,077 each. If no heating is present a deduction of £28m2 (GIA) should be made to the beacon cost. Internal offices (in Industrial complexes) should be added by reference to Cost Guide code series 42P04A -42P40V, Internal WC - 42P40W, amenity blocks - showers & toilets (New code TBC) & Canteens (New CodeTBC) | - | - | 10102 |  | m2 | - | 3 - INDUSTRIAL | David Grace | Jim Allen | #N/A | Option 1 | ERROR | 0% | 2311.8061 | 1659.8215 | 0% | 0% | 1659.8215 | 0% | Price Book Data | P. Avo | VOA_GPN_GOV_UK\7243572 | 2021-07-08 | Low | - | Low | - | - | Updated indiced etc. 06/04/2021 - Copied to the latest DCS. | NA | SPONS A&B | 1.561 | (BEAMS Note 2) The ERC for this item should be added to all other rateable items on the hereditament (except land). Therefore the total of the ERC of the other Building Items and the P&M ERC (where applicable) to enable the correct contract size adjustment to be made. ERC of Building Component + ERC of P&M = Total ERC to which contract size adjustment should be applied. The appropriate % adjustment should be made in accordance with the scale for contract size adjustment specified under section 6 of the RCG 2021 Guidance notes. The currency ERC rates are set at £4m (Four Million Pounds) @ 1st April 2019 (AVD) for the RCG 2021 Publication. | - | - | 2 | TRUE
3335 | 42A19Q | 9630 | 42A19Q | Industrial Buildings | Insulated Buildings | Sheet Metal Cladding | 10,001 - 20,000m2 | Eaves Height - 36m | Building Area only; Site strip vegetation; Strip foundations; Column bases; Insulated Concrete GF slab with DPM and Mesh,150 thick up to 10,000m2, 200mm thick over 10,000m2 GIA; Steel Portal frame with bolts and baseplates; Coated galvanised trapezoidal roof sheets with insulation on steel purlins; Roof lights; valley gutters; matching fascia and soffit; Rainwater downpipes and gutters; trapezoidal insulated wall system cladding on cladding rails; External roller shutter doors and personnel doors; Single phase electrics, lighting and power; Gas fuelled hot air burners; Underslab storm drainage from internal downpipes on building area greater than 1,000m2; | Location Adjustment Applicable (See Guidance Notes) - ERC = UK mean of 1.00 | (BEAMS Note 2) The ERC for this item should be added to all other rateable items on the hereditament (except land). Therefore the total of the ERC of the other Building Items and the P&M ERC (where applicable) to enable the correct contract size adjustment to be made. ERC of Building Component + ERC of P&M = Total ERC to which contract size adjustment should be applied. The appropriate % adjustment should be made in accordance with the scale for contract size adjustment specified under section 6 of the RCG 2023 Guidance notes. The currency ERC rates are set at £4m (Four Million Pounds) @ 1st April 2021 (AVD) for the RCG 2023 Publication. | The data consists of a typical Industrial shell. Works include the Industrial shell as described and includes works up to 1m perimeter to the building (1m wide paving slabs & foul/storm drainage), The cost include 2 no. personnel doors and roller shutters are included at 1 door up to 1,000m2 , 2 roller doors over 1,000m2 (GIA), and 4 roller doors over 5,000m2. Costs are for the shell only and do not include for internal rooms such as offices or toilets which should be added for seperately. See Variations for assistance. | - | - | - | - | - | Cavity Wall construction to lower walls should be added by measuring wall area at an E/O rate of £102m2, single block walls are cost neutral. Additional roller shutter doors over and above the beacon specification at should be added at additonal cost of £ 232 each (4 x 4m) . Additional personnel doors over the assumed 2nr. - add £1,077 each. If no heating is present a deduction of £28m2 (GIA) should be made to the beacon cost. Internal offices (in Industrial complexes) should be added by reference to Cost Guide code series 42P04A -42P40V, Internal WC - 42P40W, amenity blocks - showers & toilets (New code TBC) & Canteens (New CodeTBC) | - | - | - |  | m2 | - | 3 - INDUSTRIAL | David Grace | Jim Allen | #N/A | Option 1 | ERROR | 0% | 734.8671 | 527.617 | 0% | 0% | 527.617 | 0% | Price Book Data | P. Avo | VOA_GPN_GOV_UK\7243572 | 2021-07-12 | Low | - | Low | - | - | Updated indiced etc. 24/03/2021 - Copied to the latest DCS. | NA | SPONS A&B | 1.561 | (BEAMS Note 2) The ERC for this item should be added to all other rateable items on the hereditament (except land). Therefore the total of the ERC of the other Building Items and the P&M ERC (where applicable) to enable the correct contract size adjustment to be made. ERC of Building Component + ERC of P&M = Total ERC to which contract size adjustment should be applied. The appropriate % adjustment should be made in accordance with the scale for contract size adjustment specified under section 6 of the RCG 2021 Guidance notes. The currency ERC rates are set at £4m (Four Million Pounds) @ 1st April 2019 (AVD) for the RCG 2021 Publication. | - | - | 2 | TRUE
3336 | 42A19R | 9631 | 42A19R | Industrial Buildings | Insulated Buildings | Sheet Metal Cladding | 10,001 - 20,000m2 | Eaves Height - 37m | Building Area only; Site strip vegetation; Strip foundations; Column bases; Insulated Concrete GF slab with DPM and Mesh,150 thick up to 10,000m2, 200mm thick over 10,000m2 GIA; Steel Portal frame with bolts and baseplates; Coated galvanised trapezoidal roof sheets with insulation on steel purlins; Roof lights; valley gutters; matching fascia and soffit; Rainwater downpipes and gutters; trapezoidal insulated wall system cladding on cladding rails; External roller shutter doors and personnel doors; Single phase electrics, lighting and power; Gas fuelled hot air burners; Underslab storm drainage from internal downpipes on building area greater than 1,000m2; | Location Adjustment Applicable (See Guidance Notes) - ERC = UK mean of 1.00 | (BEAMS Note 2) The ERC for this item should be added to all other rateable items on the hereditament (except land). Therefore the total of the ERC of the other Building Items and the P&M ERC (where applicable) to enable the correct contract size adjustment to be made. ERC of Building Component + ERC of P&M = Total ERC to which contract size adjustment should be applied. The appropriate % adjustment should be made in accordance with the scale for contract size adjustment specified under section 6 of the RCG 2023 Guidance notes. The currency ERC rates are set at £4m (Four Million Pounds) @ 1st April 2021 (AVD) for the RCG 2023 Publication. | The data consists of a typical Industrial shell. Works include the Industrial shell as described and includes works up to 1m perimeter to the building (1m wide paving slabs & foul/storm drainage), The cost include 2 no. personnel doors and roller shutters are included at 1 door up to 1,000m2 , 2 roller doors over 1,000m2 (GIA), and 4 roller doors over 5,000m2. Costs are for the shell only and do not include for internal rooms such as offices or toilets which should be added for seperately. See Variations for assistance. | - | - | - | - | - | Cavity Wall construction to lower walls should be added by measuring wall area at an E/O rate of £102m2, single block walls are cost neutral. Additional roller shutter doors over and above the beacon specification at should be added at additonal cost of £ 232 each (4 x 4m) . Additional personnel doors over the assumed 2nr. - add £1,077 each. If no heating is present a deduction of £28m2 (GIA) should be made to the beacon cost. Internal offices (in Industrial complexes) should be added by reference to Cost Guide code series 42P04A -42P40V, Internal WC - 42P40W, amenity blocks - showers & toilets (New code TBC) & Canteens (New CodeTBC) | - | - | - |  | m2 | - | 3 - INDUSTRIAL | David Grace | Jim Allen | #N/A | Option 1 | ERROR | 0% | 738.502 | 530.2268 | 0% | 0% | 530.2268 | 0% | Price Book Data | P. Avo | VOA_GPN_GOV_UK\7243572 | 2021-07-12 | Low | - | Low | - | - | Updated indiced etc. 24/03/2021 - Copied to the latest DCS. | NA | SPONS A&B | 1.561 | (BEAMS Note 2) The ERC for this item should be added to all other rateable items on the hereditament (except land). Therefore the total of the ERC of the other Building Items and the P&M ERC (where applicable) to enable the correct contract size adjustment to be made. ERC of Building Component + ERC of P&M = Total ERC to which contract size adjustment should be applied. The appropriate % adjustment should be made in accordance with the scale for contract size adjustment specified under section 6 of the RCG 2021 Guidance notes. The currency ERC rates are set at £4m (Four Million Pounds) @ 1st April 2019 (AVD) for the RCG 2021 Publication. | - | - | 2 | TRUE
3337 | 42A19S | 9632 | 42A19S | Industrial Buildings | Insulated Buildings | Sheet Metal Cladding | 10,001 - 20,000m2 | Eaves Height - 38m | Building Area only; Site strip vegetation; Strip foundations; Column bases; Insulated Concrete GF slab with DPM and Mesh,150 thick up to 10,000m2, 200mm thick over 10,000m2 GIA; Steel Portal frame with bolts and baseplates; Coated galvanised trapezoidal roof sheets with insulation on steel purlins; Roof lights; valley gutters; matching fascia and soffit; Rainwater downpipes and gutters; trapezoidal insulated wall system cladding on cladding rails; External roller shutter doors and personnel doors; Single phase electrics, lighting and power; Gas fuelled hot air burners; Underslab storm drainage from internal downpipes on building area greater than 1,000m2; | Location Adjustment Applicable (See Guidance Notes) - ERC = UK mean of 1.00 | (BEAMS Note 2) The ERC for this item should be added to all other rateable items on the hereditament (except land). Therefore the total of the ERC of the other Building Items and the P&M ERC (where applicable) to enable the correct contract size adjustment to be made. ERC of Building Component + ERC of P&M = Total ERC to which contract size adjustment should be applied. The appropriate % adjustment should be made in accordance with the scale for contract size adjustment specified under section 6 of the RCG 2023 Guidance notes. The currency ERC rates are set at £4m (Four Million Pounds) @ 1st April 2021 (AVD) for the RCG 2023 Publication. | The data consists of a typical Industrial shell. Works include the Industrial shell as described and includes works up to 1m perimeter to the building (1m wide paving slabs & foul/storm drainage), The cost include 2 no. personnel doors and roller shutters are included at 1 door up to 1,000m2 , 2 roller doors over 1,000m2 (GIA), and 4 roller doors over 5,000m2. Costs are for the shell only and do not include for internal rooms such as offices or toilets which should be added for seperately. See Variations for assistance. | - | - | - | - | - | Cavity Wall construction to lower walls should be added by measuring wall area at an E/O rate of £102m2, single block walls are cost neutral. Additional roller shutter doors over and above the beacon specification at should be added at additonal cost of £ 232 each (4 x 4m) . Additional personnel doors over the assumed 2nr. - add £1,077 each. If no heating is present a deduction of £28m2 (GIA) should be made to the beacon cost. Internal offices (in Industrial complexes) should be added by reference to Cost Guide code series 42P04A -42P40V, Internal WC - 42P40W, amenity blocks - showers & toilets (New code TBC) & Canteens (New CodeTBC) | - | - | - |  | m2 | - | 3 - INDUSTRIAL | David Grace | Jim Allen | #N/A | Option 1 | ERROR | 0% | 742.137 | 532.8366 | 0% | 0% | 532.8366 | 0% | Price Book Data | P. Avo | VOA_GPN_GOV_UK\7243572 | 2021-07-12 | Low | - | Low | - | - | Updated indiced etc. 24/03/2021 - Copied to the latest DCS. | NA | SPONS A&B | 1.561 | (BEAMS Note 2) The ERC for this item should be added to all other rateable items on the hereditament (except land). Therefore the total of the ERC of the other Building Items and the P&M ERC (where applicable) to enable the correct contract size adjustment to be made. ERC of Building Component + ERC of P&M = Total ERC to which contract size adjustment should be applied. The appropriate % adjustment should be made in accordance with the scale for contract size adjustment specified under section 6 of the RCG 2021 Guidance notes. The currency ERC rates are set at £4m (Four Million Pounds) @ 1st April 2019 (AVD) for the RCG 2021 Publication. | - | - | 2 | TRUE
3338 | 42A19T | 9633 | 42A19T | Industrial Buildings | Insulated Buildings | Sheet Metal Cladding | 10,001 - 20,000m2 | Eaves Height - 39m | Building Area only; Site strip vegetation; Strip foundations; Column bases; Insulated Concrete GF slab with DPM and Mesh,150 thick up to 10,000m2, 200mm thick over 10,000m2 GIA; Steel Portal frame with bolts and baseplates; Coated galvanised trapezoidal roof sheets with insulation on steel purlins; Roof lights; valley gutters; matching fascia and soffit; Rainwater downpipes and gutters; trapezoidal insulated wall system cladding on cladding rails; External roller shutter doors and personnel doors; Single phase electrics, lighting and power; Gas fuelled hot air burners; Underslab storm drainage from internal downpipes on building area greater than 1,000m2; | Location Adjustment Applicable (See Guidance Notes) - ERC = UK mean of 1.00 | (BEAMS Note 2) The ERC for this item should be added to all other rateable items on the hereditament (except land). Therefore the total of the ERC of the other Building Items and the P&M ERC (where applicable) to enable the correct contract size adjustment to be made. ERC of Building Component + ERC of P&M = Total ERC to which contract size adjustment should be applied. The appropriate % adjustment should be made in accordance with the scale for contract size adjustment specified under section 6 of the RCG 2023 Guidance notes. The currency ERC rates are set at £4m (Four Million Pounds) @ 1st April 2021 (AVD) for the RCG 2023 Publication. | The data consists of a typical Industrial shell. Works include the Industrial shell as described and includes works up to 1m perimeter to the building (1m wide paving slabs & foul/storm drainage), The cost include 2 no. personnel doors and roller shutters are included at 1 door up to 1,000m2 , 2 roller doors over 1,000m2 (GIA), and 4 roller doors over 5,000m2. Costs are for the shell only and do not include for internal rooms such as offices or toilets which should be added for seperately. See Variations for assistance. | - | - | - | - | - | Cavity Wall construction to lower walls should be added by measuring wall area at an E/O rate of £102m2, single block walls are cost neutral. Additional roller shutter doors over and above the beacon specification at should be added at additonal cost of £ 232 each (4 x 4m) . Additional personnel doors over the assumed 2nr. - add £1,077 each. If no heating is present a deduction of £28m2 (GIA) should be made to the beacon cost. Internal offices (in Industrial complexes) should be added by reference to Cost Guide code series 42P04A -42P40V, Internal WC - 42P40W, amenity blocks - showers & toilets (New code TBC) & Canteens (New CodeTBC) | - | - | - |  | m2 | - | 3 - INDUSTRIAL | David Grace | Jim Allen | #N/A | Option 1 | ERROR | 0% | 745.772 | 535.4465 | 0% | 0% | 535.4465 | 0% | Price Book Data | P. Avo | VOA_GPN_GOV_UK\7243572 | 2021-07-12 | Low | - | Low | - | - | Updated indiced etc. 24/03/2021 - Copied to the latest DCS. | NA | SPONS A&B | 1.561 | (BEAMS Note 2) The ERC for this item should be added to all other rateable items on the hereditament (except land). Therefore the total of the ERC of the other Building Items and the P&M ERC (where applicable) to enable the correct contract size adjustment to be made. ERC of Building Component + ERC of P&M = Total ERC to which contract size adjustment should be applied. The appropriate % adjustment should be made in accordance with the scale for contract size adjustment specified under section 6 of the RCG 2021 Guidance notes. The currency ERC rates are set at £4m (Four Million Pounds) @ 1st April 2019 (AVD) for the RCG 2021 Publication. | - | - | 2 | TRUE
3339 | 42A19U | 9634 | 42A19U | Industrial Buildings | Insulated Buildings | Sheet Metal Cladding | 10,001 - 20,000m2 | Eaves Height - 40m | Building Area only; Site strip vegetation; Strip foundations; Column bases; Insulated Concrete GF slab with DPM and Mesh,150 thick up to 10,000m2, 200mm thick over 10,000m2 GIA; Steel Portal frame with bolts and baseplates; Coated galvanised trapezoidal roof sheets with insulation on steel purlins; Roof lights; valley gutters; matching fascia and soffit; Rainwater downpipes and gutters; trapezoidal insulated wall system cladding on cladding rails; External roller shutter doors and personnel doors; Single phase electrics, lighting and power; Gas fuelled hot air burners; Underslab storm drainage from internal downpipes on building area greater than 1,000m2; | Location Adjustment Applicable (See Guidance Notes) - ERC = UK mean of 1.00 | (BEAMS Note 2) The ERC for this item should be added to all other rateable items on the hereditament (except land). Therefore the total of the ERC of the other Building Items and the P&M ERC (where applicable) to enable the correct contract size adjustment to be made. ERC of Building Component + ERC of P&M = Total ERC to which contract size adjustment should be applied. The appropriate % adjustment should be made in accordance with the scale for contract size adjustment specified under section 6 of the RCG 2023 Guidance notes. The currency ERC rates are set at £4m (Four Million Pounds) @ 1st April 2021 (AVD) for the RCG 2023 Publication. | The data consists of a typical Industrial shell. Works include the Industrial shell as described and includes works up to 1m perimeter to the building (1m wide paving slabs & foul/storm drainage), The cost include 2 no. personnel doors and roller shutters are included at 1 door up to 1,000m2 , 2 roller doors over 1,000m2 (GIA), and 4 roller doors over 5,000m2. Costs are for the shell only and do not include for internal rooms such as offices or toilets which should be added for seperately. See Variations for assistance. | - | - | - | - | - | Cavity Wall construction to lower walls should be added by measuring wall area at an E/O rate of £102m2, single block walls are cost neutral. Additional roller shutter doors over and above the beacon specification at should be added at additonal cost of £ 232 each (4 x 4m) . Additional personnel doors over the assumed 2nr. - add £1,077 each. If no heating is present a deduction of £28m2 (GIA) should be made to the beacon cost. Internal offices (in Industrial complexes) should be added by reference to Cost Guide code series 42P04A -42P40V, Internal WC - 42P40W, amenity blocks - showers & toilets (New code TBC) & Canteens (New CodeTBC) | - | - | - |  | m2 | - | 3 - INDUSTRIAL | David Grace | Jim Allen | #N/A | Option 1 | ERROR | 0% | 749.407 | 538.0563 | 0% | 0% | 538.0563 | 0% | Price Book Data | P. Avo | VOA_GPN_GOV_UK\7243572 | 2021-07-12 | Low | - | Low | - | - | Updated indiced etc. 24/03/2021 - Copied to the latest DCS. | NA | SPONS A&B | 1.561 | (BEAMS Note 2) The ERC for this item should be added to all other rateable items on the hereditament (except land). Therefore the total of the ERC of the other Building Items and the P&M ERC (where applicable) to enable the correct contract size adjustment to be made. ERC of Building Component + ERC of P&M = Total ERC to which contract size adjustment should be applied. The appropriate % adjustment should be made in accordance with the scale for contract size adjustment specified under section 6 of the RCG 2021 Guidance notes. The currency ERC rates are set at £4m (Four Million Pounds) @ 1st April 2019 (AVD) for the RCG 2021 Publication. | - | - | 2 | TRUE
3340 | 42A19V | 9635 | 42A19V | Industrial Buildings | Insulated Buildings | Sheet Metal Cladding | 10,001 - 20,000m2 | Eaves Height - 41m | Building Area only; Site strip vegetation; Strip foundations; Column bases; Insulated Concrete GF slab with DPM and Mesh,150 thick up to 10,000m2, 200mm thick over 10,000m2 GIA; Steel Portal frame with bolts and baseplates; Coated galvanised trapezoidal roof sheets with insulation on steel purlins; Roof lights; valley gutters; matching fascia and soffit; Rainwater downpipes and gutters; trapezoidal insulated wall system cladding on cladding rails; External roller shutter doors and personnel doors; Single phase electrics, lighting and power; Gas fuelled hot air burners; Underslab storm drainage from internal downpipes on building area greater than 1,000m2; | Location Adjustment Applicable (See Guidance Notes) - ERC = UK mean of 1.00 | (BEAMS Note 2) The ERC for this item should be added to all other rateable items on the hereditament (except land). Therefore the total of the ERC of the other Building Items and the P&M ERC (where applicable) to enable the correct contract size adjustment to be made. ERC of Building Component + ERC of P&M = Total ERC to which contract size adjustment should be applied. The appropriate % adjustment should be made in accordance with the scale for contract size adjustment specified under section 6 of the RCG 2023 Guidance notes. The currency ERC rates are set at £4m (Four Million Pounds) @ 1st April 2021 (AVD) for the RCG 2023 Publication. | The data consists of a typical Industrial shell. Works include the Industrial shell as described and includes works up to 1m perimeter to the building (1m wide paving slabs & foul/storm drainage), The cost include 2 no. personnel doors and roller shutters are included at 1 door up to 1,000m2 , 2 roller doors over 1,000m2 (GIA), and 4 roller doors over 5,000m2. Costs are for the shell only and do not include for internal rooms such as offices or toilets which should be added for seperately. See Variations for assistance. | - | - | - | - | - | Cavity Wall construction to lower walls should be added by measuring wall area at an E/O rate of £102m2, single block walls are cost neutral. Additional roller shutter doors over and above the beacon specification at should be added at additonal cost of £ 232 each (4 x 4m) . Additional personnel doors over the assumed 2nr. - add £1,077 each. If no heating is present a deduction of £28m2 (GIA) should be made to the beacon cost. Internal offices (in Industrial complexes) should be added by reference to Cost Guide code series 42P04A -42P40V, Internal WC - 42P40W, amenity blocks - showers & toilets (New code TBC) & Canteens (New CodeTBC) | - | - | - |  | m2 | - | 3 - INDUSTRIAL | David Grace | Jim Allen | #N/A | Option 1 | ERROR | 0% | 753.042 | 540.6662 | 0% | 0% | 540.6662 | 0% | Price Book Data | P. Avo | VOA_GPN_GOV_UK\7243572 | 2021-07-12 | Low | - | Low | - | - | Updated indiced etc. 24/03/2021 - Copied to the latest DCS. | NA | SPONS A&B | 1.561 | (BEAMS Note 2) The ERC for this item should be added to all other rateable items on the hereditament (except land). Therefore the total of the ERC of the other Building Items and the P&M ERC (where applicable) to enable the correct contract size adjustment to be made. ERC of Building Component + ERC of P&M = Total ERC to which contract size adjustment should be applied. The appropriate % adjustment should be made in accordance with the scale for contract size adjustment specified under section 6 of the RCG 2021 Guidance notes. The currency ERC rates are set at £4m (Four Million Pounds) @ 1st April 2019 (AVD) for the RCG 2021 Publication. | - | - | 2 | TRUE
3341 | 42A19W | 9636 | 42A19W | Industrial Buildings | Insulated Buildings | Sheet Metal Cladding | 10,001 - 20,000m2 | Eaves Height - 42m | Building Area only; Site strip vegetation; Strip foundations; Column bases; Insulated Concrete GF slab with DPM and Mesh,150 thick up to 10,000m2, 200mm thick over 10,000m2 GIA; Steel Portal frame with bolts and baseplates; Coated galvanised trapezoidal roof sheets with insulation on steel purlins; Roof lights; valley gutters; matching fascia and soffit; Rainwater downpipes and gutters; trapezoidal insulated wall system cladding on cladding rails; External roller shutter doors and personnel doors; Single phase electrics, lighting and power; Gas fuelled hot air burners; Underslab storm drainage from internal downpipes on building area greater than 1,000m2; | Location Adjustment Applicable (See Guidance Notes) - ERC = UK mean of 1.00 | (BEAMS Note 2) The ERC for this item should be added to all other rateable items on the hereditament (except land). Therefore the total of the ERC of the other Building Items and the P&M ERC (where applicable) to enable the correct contract size adjustment to be made. ERC of Building Component + ERC of P&M = Total ERC to which contract size adjustment should be applied. The appropriate % adjustment should be made in accordance with the scale for contract size adjustment specified under section 6 of the RCG 2023 Guidance notes. The currency ERC rates are set at £4m (Four Million Pounds) @ 1st April 2021 (AVD) for the RCG 2023 Publication. | The data consists of a typical Industrial shell. Works include the Industrial shell as described and includes works up to 1m perimeter to the building (1m wide paving slabs & foul/storm drainage), The cost include 2 no. personnel doors and roller shutters are included at 1 door up to 1,000m2 , 2 roller doors over 1,000m2 (GIA), and 4 roller doors over 5,000m2. Costs are for the shell only and do not include for internal rooms such as offices or toilets which should be added for seperately. See Variations for assistance. | - | - | - | - | - | Cavity Wall construction to lower walls should be added by measuring wall area at an E/O rate of £102m2, single block walls are cost neutral. Additional roller shutter doors over and above the beacon specification at should be added at additonal cost of £ 232 each (4 x 4m) . Additional personnel doors over the assumed 2nr. - add £1,077 each. If no heating is present a deduction of £28m2 (GIA) should be made to the beacon cost. Internal offices (in Industrial complexes) should be added by reference to Cost Guide code series 42P04A -42P40V, Internal WC - 42P40W, amenity blocks - showers & toilets (New code TBC) & Canteens (New CodeTBC) | - | - | - |  | m2 | - | 3 - INDUSTRIAL | David Grace | Jim Allen | #N/A | Option 1 | ERROR | 0% | 756.677 | 543.276 | 0% | 0% | 543.276 | 0% | Price Book Data | P. Avo | VOA_GPN_GOV_UK\7243572 | 2021-07-12 | Low | - | Low | - | - | Updated indiced etc. 24/03/2021 - Copied to the latest DCS. | NA | SPONS A&B | 1.561 | (BEAMS Note 2) The ERC for this item should be added to all other rateable items on the hereditament (except land). Therefore the total of the ERC of the other Building Items and the P&M ERC (where applicable) to enable the correct contract size adjustment to be made. ERC of Building Component + ERC of P&M = Total ERC to which contract size adjustment should be applied. The appropriate % adjustment should be made in accordance with the scale for contract size adjustment specified under section 6 of the RCG 2021 Guidance notes. The currency ERC rates are set at £4m (Four Million Pounds) @ 1st April 2019 (AVD) for the RCG 2021 Publication. | - | - | 2 | TRUE
3342 | 42A19X | 9637 | 42A19X | Industrial Buildings | Insulated Buildings | Sheet Metal Cladding | 10,001 - 20,000m2 | Eaves Height - 43m | Building Area only; Site strip vegetation; Strip foundations; Column bases; Insulated Concrete GF slab with DPM and Mesh,150 thick up to 10,000m2, 200mm thick over 10,000m2 GIA; Steel Portal frame with bolts and baseplates; Coated galvanised trapezoidal roof sheets with insulation on steel purlins; Roof lights; valley gutters; matching fascia and soffit; Rainwater downpipes and gutters; trapezoidal insulated wall system cladding on cladding rails; External roller shutter doors and personnel doors; Single phase electrics, lighting and power; Gas fuelled hot air burners; Underslab storm drainage from internal downpipes on building area greater than 1,000m2; | Location Adjustment Applicable (See Guidance Notes) - ERC = UK mean of 1.00 | (BEAMS Note 2) The ERC for this item should be added to all other rateable items on the hereditament (except land). Therefore the total of the ERC of the other Building Items and the P&M ERC (where applicable) to enable the correct contract size adjustment to be made. ERC of Building Component + ERC of P&M = Total ERC to which contract size adjustment should be applied. The appropriate % adjustment should be made in accordance with the scale for contract size adjustment specified under section 6 of the RCG 2023 Guidance notes. The currency ERC rates are set at £4m (Four Million Pounds) @ 1st April 2021 (AVD) for the RCG 2023 Publication. | The data consists of a typical Industrial shell. Works include the Industrial shell as described and includes works up to 1m perimeter to the building (1m wide paving slabs & foul/storm drainage), The cost include 2 no. personnel doors and roller shutters are included at 1 door up to 1,000m2 , 2 roller doors over 1,000m2 (GIA), and 4 roller doors over 5,000m2. Costs are for the shell only and do not include for internal rooms such as offices or toilets which should be added for seperately. See Variations for assistance. | - | - | - | - | - | Cavity Wall construction to lower walls should be added by measuring wall area at an E/O rate of £102m2, single block walls are cost neutral. Additional roller shutter doors over and above the beacon specification at should be added at additonal cost of £ 232 each (4 x 4m) . Additional personnel doors over the assumed 2nr. - add £1,077 each. If no heating is present a deduction of £28m2 (GIA) should be made to the beacon cost. Internal offices (in Industrial complexes) should be added by reference to Cost Guide code series 42P04A -42P40V, Internal WC - 42P40W, amenity blocks - showers & toilets (New code TBC) & Canteens (New CodeTBC) | - | - | - |  | m2 | - | 3 - INDUSTRIAL | David Grace | Jim Allen | #N/A | Option 1 | ERROR | 0% | 760.312 | 545.8858 | 0% | 0% | 545.8858 | 0% | Price Book Data | P. Avo | VOA_GPN_GOV_UK\7243572 | 2021-07-12 | Low | - | Low | - | - | Updated indiced etc. 24/03/2021 - Copied to the latest DCS. | NA | SPONS A&B | 1.561 | (BEAMS Note 2) The ERC for this item should be added to all other rateable items on the hereditament (except land). Therefore the total of the ERC of the other Building Items and the P&M ERC (where applicable) to enable the correct contract size adjustment to be made. ERC of Building Component + ERC of P&M = Total ERC to which contract size adjustment should be applied. The appropriate % adjustment should be made in accordance with the scale for contract size adjustment specified under section 6 of the RCG 2021 Guidance notes. The currency ERC rates are set at £4m (Four Million Pounds) @ 1st April 2019 (AVD) for the RCG 2021 Publication. | - | - | 2 | TRUE
3343 | 42A19Y | 9638 | 42A19Y | Industrial Buildings | Insulated Buildings | Sheet Metal Cladding | 10,001 - 20,000m2 | Eaves Height - 44m | Building Area only; Site strip vegetation; Strip foundations; Column bases; Insulated Concrete GF slab with DPM and Mesh,150 thick up to 10,000m2, 200mm thick over 10,000m2 GIA; Steel Portal frame with bolts and baseplates; Coated galvanised trapezoidal roof sheets with insulation on steel purlins; Roof lights; valley gutters; matching fascia and soffit; Rainwater downpipes and gutters; trapezoidal insulated wall system cladding on cladding rails; External roller shutter doors and personnel doors; Single phase electrics, lighting and power; Gas fuelled hot air burners; Underslab storm drainage from internal downpipes on building area greater than 1,000m2; | Location Adjustment Applicable (See Guidance Notes) - ERC = UK mean of 1.00 | (BEAMS Note 2) The ERC for this item should be added to all other rateable items on the hereditament (except land). Therefore the total of the ERC of the other Building Items and the P&M ERC (where applicable) to enable the correct contract size adjustment to be made. ERC of Building Component + ERC of P&M = Total ERC to which contract size adjustment should be applied. The appropriate % adjustment should be made in accordance with the scale for contract size adjustment specified under section 6 of the RCG 2023 Guidance notes. The currency ERC rates are set at £4m (Four Million Pounds) @ 1st April 2021 (AVD) for the RCG 2023 Publication. | The data consists of a typical Industrial shell. Works include the Industrial shell as described and includes works up to 1m perimeter to the building (1m wide paving slabs & foul/storm drainage), The cost include 2 no. personnel doors and roller shutters are included at 1 door up to 1,000m2 , 2 roller doors over 1,000m2 (GIA), and 4 roller doors over 5,000m2. Costs are for the shell only and do not include for internal rooms such as offices or toilets which should be added for seperately. See Variations for assistance. | - | - | - | - | - | Cavity Wall construction to lower walls should be added by measuring wall area at an E/O rate of £102m2, single block walls are cost neutral. Additional roller shutter doors over and above the beacon specification at should be added at additonal cost of £ 232 each (4 x 4m) . Additional personnel doors over the assumed 2nr. - add £1,077 each. If no heating is present a deduction of £28m2 (GIA) should be made to the beacon cost. Internal offices (in Industrial complexes) should be added by reference to Cost Guide code series 42P04A -42P40V, Internal WC - 42P40W, amenity blocks - showers & toilets (New code TBC) & Canteens (New CodeTBC) | - | - | - |  | m2 | - | 3 - INDUSTRIAL | David Grace | Jim Allen | #N/A | Option 1 | ERROR | 0% | 763.947 | 548.4957 | 0% | 0% | 548.4957 | 0% | Price Book Data | P. Avo | VOA_GPN_GOV_UK\7243572 | 2021-07-12 | Low | - | Low | - | - | Updated indiced etc. 24/03/2021 - Copied to the latest DCS. | NA | SPONS A&B | 1.561 | (BEAMS Note 2) The ERC for this item should be added to all other rateable items on the hereditament (except land). Therefore the total of the ERC of the other Building Items and the P&M ERC (where applicable) to enable the correct contract size adjustment to be made. ERC of Building Component + ERC of P&M = Total ERC to which contract size adjustment should be applied. The appropriate % adjustment should be made in accordance with the scale for contract size adjustment specified under section 6 of the RCG 2021 Guidance notes. The currency ERC rates are set at £4m (Four Million Pounds) @ 1st April 2019 (AVD) for the RCG 2021 Publication. | - | - | 2 | TRUE
3344 | 42A19Z | 9639 | 42A19Z | Industrial Buildings | Insulated Buildings | Sheet Metal Cladding | 10,001 - 20,000m2 | Eaves Height - 45m | Building Area only; Site strip vegetation; Strip foundations; Column bases; Insulated Concrete GF slab with DPM and Mesh,150 thick up to 10,000m2, 200mm thick over 10,000m2 GIA; Steel Portal frame with bolts and baseplates; Coated galvanised trapezoidal roof sheets with insulation on steel purlins; Roof lights; valley gutters; matching fascia and soffit; Rainwater downpipes and gutters; trapezoidal insulated wall system cladding on cladding rails; External roller shutter doors and personnel doors; Single phase electrics, lighting and power; Gas fuelled hot air burners; Underslab storm drainage from internal downpipes on building area greater than 1,000m2; | Location Adjustment Applicable (See Guidance Notes) - ERC = UK mean of 1.00 | (BEAMS Note 2) The ERC for this item should be added to all other rateable items on the hereditament (except land). Therefore the total of the ERC of the other Building Items and the P&M ERC (where applicable) to enable the correct contract size adjustment to be made. ERC of Building Component + ERC of P&M = Total ERC to which contract size adjustment should be applied. The appropriate % adjustment should be made in accordance with the scale for contract size adjustment specified under section 6 of the RCG 2023 Guidance notes. The currency ERC rates are set at £4m (Four Million Pounds) @ 1st April 2021 (AVD) for the RCG 2023 Publication. | The data consists of a typical Industrial shell. Works include the Industrial shell as described and includes works up to 1m perimeter to the building (1m wide paving slabs & foul/storm drainage), The cost include 2 no. personnel doors and roller shutters are included at 1 door up to 1,000m2 , 2 roller doors over 1,000m2 (GIA), and 4 roller doors over 5,000m2. Costs are for the shell only and do not include for internal rooms such as offices or toilets which should be added for seperately. See Variations for assistance. | - | - | - | - | - | Cavity Wall construction to lower walls should be added by measuring wall area at an E/O rate of £102m2, single block walls are cost neutral. Additional roller shutter doors over and above the beacon specification at should be added at additonal cost of £ 232 each (4 x 4m) . Additional personnel doors over the assumed 2nr. - add £1,077 each. If no heating is present a deduction of £28m2 (GIA) should be made to the beacon cost. Internal offices (in Industrial complexes) should be added by reference to Cost Guide code series 42P04A -42P40V, Internal WC - 42P40W, amenity blocks - showers & toilets (New code TBC) & Canteens (New CodeTBC) | - | - | - |  | m2 | - | 3 - INDUSTRIAL | David Grace | Jim Allen | #N/A | Option 1 | ERROR | 0% | 767.582 | 551.1055 | 0% | 0% | 551.1055 | 0% | Price Book Data | P. Avo | VOA_GPN_GOV_UK\7243572 | 2021-07-12 | Low | - | Low | - | - | Updated indiced etc. 06/04/2021 - Copied to the latest DCS. | NA | SPONS A&B | 1.561 | (BEAMS Note 2) The ERC for this item should be added to all other rateable items on the hereditament (except land). Therefore the total of the ERC of the other Building Items and the P&M ERC (where applicable) to enable the correct contract size adjustment to be made. ERC of Building Component + ERC of P&M = Total ERC to which contract size adjustment should be applied. The appropriate % adjustment should be made in accordance with the scale for contract size adjustment specified under section 6 of the RCG 2021 Guidance notes. The currency ERC rates are set at £4m (Four Million Pounds) @ 1st April 2019 (AVD) for the RCG 2021 Publication. | - | - | 2 | TRUE
3345 | 42A20A | 9640 | 42A20A | Industrial Buildings | Insulated Buildings | Sheet Metal Cladding | over 20,000m2 | Eaves Height - 36m | Building Area only; Site strip vegetation; Strip foundations; Column bases; Insulated Concrete GF slab with DPM and Mesh,150 thick up to 10,000m2, 200mm thick over 10,000m2 GIA; Steel Portal frame with bolts and baseplates; Coated galvanised trapezoidal roof sheets with insulation on steel purlins; Roof lights; valley gutters; matching fascia and soffit; Rainwater downpipes and gutters; trapezoidal insulated wall system cladding on cladding rails; External roller shutter doors and personnel doors; Single phase electrics, lighting and power; Gas fuelled hot air burners; Underslab storm drainage from internal downpipes on building area greater than 1,000m2; | Location Adjustment Applicable (See Guidance Notes) - ERC = UK mean of 1.00 | (BEAMS Note 2) The ERC for this item should be added to all other rateable items on the hereditament (except land). Therefore the total of the ERC of the other Building Items and the P&M ERC (where applicable) to enable the correct contract size adjustment to be made. ERC of Building Component + ERC of P&M = Total ERC to which contract size adjustment should be applied. The appropriate % adjustment should be made in accordance with the scale for contract size adjustment specified under section 6 of the RCG 2023 Guidance notes. The currency ERC rates are set at £4m (Four Million Pounds) @ 1st April 2021 (AVD) for the RCG 2023 Publication. | The data consists of a typical Industrial shell. Works include the Industrial shell as described and includes works up to 1m perimeter to the building (1m wide paving slabs & foul/storm drainage), The cost include 2 no. personnel doors and roller shutters are included at 1 door up to 1,000m2 , 2 roller doors over 1,000m2 (GIA), and 4 roller doors over 5,000m2. Costs are for the shell only and do not include for internal rooms such as offices or toilets which should be added for seperately. See Variations for assistance. | - | - | - | - | - | Cavity Wall construction to lower walls should be added by measuring wall area at an E/O rate of £102m2, single block walls are cost neutral. Additional roller shutter doors over and above the beacon specification at should be added at additonal cost of £ 232 each (4 x 4m) . Additional personnel doors over the assumed 2nr. - add £1,077 each. If no heating is present a deduction of £28m2 (GIA) should be made to the beacon cost. Internal offices (in Industrial complexes) should be added by reference to Cost Guide code series 42P04A -42P40V, Internal WC - 42P40W, amenity blocks - showers & toilets (New code TBC) & Canteens (New CodeTBC) | - | - | - |  | m2 | - | 3 - INDUSTRIAL | David Grace | Jim Allen | #N/A | Option 1 | ERROR | 0% | 657.7775 | 472.2685 | 0% | 0% | 472.2685 | 0% | Price Book Data | P. Avo | VOA_GPN_GOV_UK\7243572 | 2021-07-13 | Low | - | Low | - | - | Updated indiced etc. 24/03/2021 - Copied to the latest DCS. | NA | SPONS A&B | 1.561 | (BEAMS Note 2) The ERC for this item should be added to all other rateable items on the hereditament (except land). Therefore the total of the ERC of the other Building Items and the P&M ERC (where applicable) to enable the correct contract size adjustment to be made. ERC of Building Component + ERC of P&M = Total ERC to which contract size adjustment should be applied. The appropriate % adjustment should be made in accordance with the scale for contract size adjustment specified under section 6 of the RCG 2021 Guidance notes. The currency ERC rates are set at £4m (Four Million Pounds) @ 1st April 2019 (AVD) for the RCG 2021 Publication. | - | - | 2 | TRUE
3346 | 42A20B | 9641 | 42A20B | Industrial Buildings | Insulated Buildings | Sheet Metal Cladding | over 20,000m2 | Eaves Height - 37m | Building Area only; Site strip vegetation; Strip foundations; Column bases; Insulated Concrete GF slab with DPM and Mesh,150 thick up to 10,000m2, 200mm thick over 10,000m2 GIA; Steel Portal frame with bolts and baseplates; Coated galvanised trapezoidal roof sheets with insulation on steel purlins; Roof lights; valley gutters; matching fascia and soffit; Rainwater downpipes and gutters; trapezoidal insulated wall system cladding on cladding rails; External roller shutter doors and personnel doors; Single phase electrics, lighting and power; Gas fuelled hot air burners; Underslab storm drainage from internal downpipes on building area greater than 1,000m2; | Location Adjustment Applicable (See Guidance Notes) - ERC = UK mean of 1.00 | (BEAMS Note 2) The ERC for this item should be added to all other rateable items on the hereditament (except land). Therefore the total of the ERC of the other Building Items and the P&M ERC (where applicable) to enable the correct contract size adjustment to be made. ERC of Building Component + ERC of P&M = Total ERC to which contract size adjustment should be applied. The appropriate % adjustment should be made in accordance with the scale for contract size adjustment specified under section 6 of the RCG 2023 Guidance notes. The currency ERC rates are set at £4m (Four Million Pounds) @ 1st April 2021 (AVD) for the RCG 2023 Publication. | The data consists of a typical Industrial shell. Works include the Industrial shell as described and includes works up to 1m perimeter to the building (1m wide paving slabs & foul/storm drainage), The cost include 2 no. personnel doors and roller shutters are included at 1 door up to 1,000m2 , 2 roller doors over 1,000m2 (GIA), and 4 roller doors over 5,000m2. Costs are for the shell only and do not include for internal rooms such as offices or toilets which should be added for seperately. See Variations for assistance. | - | - | - | - | - | Cavity Wall construction to lower walls should be added by measuring wall area at an E/O rate of £102m2, single block walls are cost neutral. Additional roller shutter doors over and above the beacon specification at should be added at additonal cost of £ 232 each (4 x 4m) . Additional personnel doors over the assumed 2nr. - add £1,077 each. If no heating is present a deduction of £28m2 (GIA) should be made to the beacon cost. Internal offices (in Industrial complexes) should be added by reference to Cost Guide code series 42P04A -42P40V, Internal WC - 42P40W, amenity blocks - showers & toilets (New code TBC) & Canteens (New CodeTBC) | - | - | - |  | m2 | - | 3 - INDUSTRIAL | David Grace | Jim Allen | #N/A | Option 1 | ERROR | 0% | 660.4234 | 474.1682 | 0% | 0% | 474.1682 | 0% | Price Book Data | P. Avo | VOA_GPN_GOV_UK\7243572 | 2021-07-13 | Low | - | Low | - | - | Updated indiced etc. 24/03/2021 - Copied to the latest DCS. | NA | SPONS A&B | 1.561 | (BEAMS Note 2) The ERC for this item should be added to all other rateable items on the hereditament (except land). Therefore the total of the ERC of the other Building Items and the P&M ERC (where applicable) to enable the correct contract size adjustment to be made. ERC of Building Component + ERC of P&M = Total ERC to which contract size adjustment should be applied. The appropriate % adjustment should be made in accordance with the scale for contract size adjustment specified under section 6 of the RCG 2021 Guidance notes. The currency ERC rates are set at £4m (Four Million Pounds) @ 1st April 2019 (AVD) for the RCG 2021 Publication. | - | - | 2 | TRUE
3347 | 42A20C | 9642 | 42A20C | Industrial Buildings | Insulated Buildings | Sheet Metal Cladding | over 20,000m2 | Eaves Height - 38m | Building Area only; Site strip vegetation; Strip foundations; Column bases; Insulated Concrete GF slab with DPM and Mesh,150 thick up to 10,000m2, 200mm thick over 10,000m2 GIA; Steel Portal frame with bolts and baseplates; Coated galvanised trapezoidal roof sheets with insulation on steel purlins; Roof lights; valley gutters; matching fascia and soffit; Rainwater downpipes and gutters; trapezoidal insulated wall system cladding on cladding rails; External roller shutter doors and personnel doors; Single phase electrics, lighting and power; Gas fuelled hot air burners; Underslab storm drainage from internal downpipes on building area greater than 1,000m2; | Location Adjustment Applicable (See Guidance Notes) - ERC = UK mean of 1.00 | (BEAMS Note 2) The ERC for this item should be added to all other rateable items on the hereditament (except land). Therefore the total of the ERC of the other Building Items and the P&M ERC (where applicable) to enable the correct contract size adjustment to be made. ERC of Building Component + ERC of P&M = Total ERC to which contract size adjustment should be applied. The appropriate % adjustment should be made in accordance with the scale for contract size adjustment specified under section 6 of the RCG 2023 Guidance notes. The currency ERC rates are set at £4m (Four Million Pounds) @ 1st April 2021 (AVD) for the RCG 2023 Publication. | The data consists of a typical Industrial shell. Works include the Industrial shell as described and includes works up to 1m perimeter to the building (1m wide paving slabs & foul/storm drainage), The cost include 2 no. personnel doors and roller shutters are included at 1 door up to 1,000m2 , 2 roller doors over 1,000m2 (GIA), and 4 roller doors over 5,000m2. Costs are for the shell only and do not include for internal rooms such as offices or toilets which should be added for seperately. See Variations for assistance. | - | - | - | - | - | Cavity Wall construction to lower walls should be added by measuring wall area at an E/O rate of £102m2, single block walls are cost neutral. Additional roller shutter doors over and above the beacon specification at should be added at additonal cost of £ 232 each (4 x 4m) . Additional personnel doors over the assumed 2nr. - add £1,077 each. If no heating is present a deduction of £28m2 (GIA) should be made to the beacon cost. Internal offices (in Industrial complexes) should be added by reference to Cost Guide code series 42P04A -42P40V, Internal WC - 42P40W, amenity blocks - showers & toilets (New code TBC) & Canteens (New CodeTBC) | - | - | - |  | m2 | - | 3 - INDUSTRIAL | David Grace | Jim Allen | #N/A | Option 1 | ERROR | 0% | 663.0693 | 476.0679 | 0% | 0% | 476.0679 | 0% | Price Book Data | P. Avo | VOA_GPN_GOV_UK\7243572 | 2021-07-13 | Low | - | Low | - | - | Updated indiced etc. 24/03/2021 - Copied to the latest DCS. | NA | SPONS A&B | 1.561 | (BEAMS Note 2) The ERC for this item should be added to all other rateable items on the hereditament (except land). Therefore the total of the ERC of the other Building Items and the P&M ERC (where applicable) to enable the correct contract size adjustment to be made. ERC of Building Component + ERC of P&M = Total ERC to which contract size adjustment should be applied. The appropriate % adjustment should be made in accordance with the scale for contract size adjustment specified under section 6 of the RCG 2021 Guidance notes. The currency ERC rates are set at £4m (Four Million Pounds) @ 1st April 2019 (AVD) for the RCG 2021 Publication. | - | - | 2 | TRUE
3348 | 42A20D | 9643 | 42A20D | Industrial Buildings | Insulated Buildings | Sheet Metal Cladding | over 20,000m2 | Eaves Height - 39m | Building Area only; Site strip vegetation; Strip foundations; Column bases; Insulated Concrete GF slab with DPM and Mesh,150 thick up to 10,000m2, 200mm thick over 10,000m2 GIA; Steel Portal frame with bolts and baseplates; Coated galvanised trapezoidal roof sheets with insulation on steel purlins; Roof lights; valley gutters; matching fascia and soffit; Rainwater downpipes and gutters; trapezoidal insulated wall system cladding on cladding rails; External roller shutter doors and personnel doors; Single phase electrics, lighting and power; Gas fuelled hot air burners; Underslab storm drainage from internal downpipes on building area greater than 1,000m2; | Location Adjustment Applicable (See Guidance Notes) - ERC = UK mean of 1.00 | (BEAMS Note 2) The ERC for this item should be added to all other rateable items on the hereditament (except land). Therefore the total of the ERC of the other Building Items and the P&M ERC (where applicable) to enable the correct contract size adjustment to be made. ERC of Building Component + ERC of P&M = Total ERC to which contract size adjustment should be applied. The appropriate % adjustment should be made in accordance with the scale for contract size adjustment specified under section 6 of the RCG 2023 Guidance notes. The currency ERC rates are set at £4m (Four Million Pounds) @ 1st April 2021 (AVD) for the RCG 2023 Publication. | The data consists of a typical Industrial shell. Works include the Industrial shell as described and includes works up to 1m perimeter to the building (1m wide paving slabs & foul/storm drainage), The cost include 2 no. personnel doors and roller shutters are included at 1 door up to 1,000m2 , 2 roller doors over 1,000m2 (GIA), and 4 roller doors over 5,000m2. Costs are for the shell only and do not include for internal rooms such as offices or toilets which should be added for seperately. See Variations for assistance. | - | - | - | - | - | Cavity Wall construction to lower walls should be added by measuring wall area at an E/O rate of £102m2, single block walls are cost neutral. Additional roller shutter doors over and above the beacon specification at should be added at additonal cost of £ 232 each (4 x 4m) . Additional personnel doors over the assumed 2nr. - add £1,077 each. If no heating is present a deduction of £28m2 (GIA) should be made to the beacon cost. Internal offices (in Industrial complexes) should be added by reference to Cost Guide code series 42P04A -42P40V, Internal WC - 42P40W, amenity blocks - showers & toilets (New code TBC) & Canteens (New CodeTBC) | - | - | - |  | m2 | - | 3 - INDUSTRIAL | David Grace | Jim Allen | #N/A | Option 1 | ERROR | 0% | 665.7151 | 477.9675 | 0% | 0% | 477.9675 | 0% | Price Book Data | P. Avo | VOA_GPN_GOV_UK\7243572 | 2021-07-13 | Low | - | Low | - | - | Updated indiced etc. 24/03/2021 - Copied to the latest DCS. | NA | SPONS A&B | 1.561 | (BEAMS Note 2) The ERC for this item should be added to all other rateable items on the hereditament (except land). Therefore the total of the ERC of the other Building Items and the P&M ERC (where applicable) to enable the correct contract size adjustment to be made. ERC of Building Component + ERC of P&M = Total ERC to which contract size adjustment should be applied. The appropriate % adjustment should be made in accordance with the scale for contract size adjustment specified under section 6 of the RCG 2021 Guidance notes. The currency ERC rates are set at £4m (Four Million Pounds) @ 1st April 2019 (AVD) for the RCG 2021 Publication. | - | - | 2 | TRUE
3349 | 42A20E | 9644 | 42A20E | Industrial Buildings | Insulated Buildings | Sheet Metal Cladding | over 20,000m2 | Eaves Height - 40m | Building Area only; Site strip vegetation; Strip foundations; Column bases; Insulated Concrete GF slab with DPM and Mesh,150 thick up to 10,000m2, 200mm thick over 10,000m2 GIA; Steel Portal frame with bolts and baseplates; Coated galvanised trapezoidal roof sheets with insulation on steel purlins; Roof lights; valley gutters; matching fascia and soffit; Rainwater downpipes and gutters; trapezoidal insulated wall system cladding on cladding rails; External roller shutter doors and personnel doors; Single phase electrics, lighting and power; Gas fuelled hot air burners; Underslab storm drainage from internal downpipes on building area greater than 1,000m2; | Location Adjustment Applicable (See Guidance Notes) - ERC = UK mean of 1.00 | (BEAMS Note 2) The ERC for this item should be added to all other rateable items on the hereditament (except land). Therefore the total of the ERC of the other Building Items and the P&M ERC (where applicable) to enable the correct contract size adjustment to be made. ERC of Building Component + ERC of P&M = Total ERC to which contract size adjustment should be applied. The appropriate % adjustment should be made in accordance with the scale for contract size adjustment specified under section 6 of the RCG 2023 Guidance notes. The currency ERC rates are set at £4m (Four Million Pounds) @ 1st April 2021 (AVD) for the RCG 2023 Publication. | The data consists of a typical Industrial shell. Works include the Industrial shell as described and includes works up to 1m perimeter to the building (1m wide paving slabs & foul/storm drainage), The cost include 2 no. personnel doors and roller shutters are included at 1 door up to 1,000m2 , 2 roller doors over 1,000m2 (GIA), and 4 roller doors over 5,000m2. Costs are for the shell only and do not include for internal rooms such as offices or toilets which should be added for seperately. See Variations for assistance. | - | - | - | - | - | Cavity Wall construction to lower walls should be added by measuring wall area at an E/O rate of £102m2, single block walls are cost neutral. Additional roller shutter doors over and above the beacon specification at should be added at additonal cost of £ 232 each (4 x 4m) . Additional personnel doors over the assumed 2nr. - add £1,077 each. If no heating is present a deduction of £28m2 (GIA) should be made to the beacon cost. Internal offices (in Industrial complexes) should be added by reference to Cost Guide code series 42P04A -42P40V, Internal WC - 42P40W, amenity blocks - showers & toilets (New code TBC) & Canteens (New CodeTBC) | - | - | - |  | m2 | - | 3 - INDUSTRIAL | David Grace | Jim Allen | #N/A | Option 1 | ERROR | 0% | 668.361 | 479.8672 | 0% | 0% | 479.8672 | 0% | Price Book Data | P. Avo | VOA_GPN_GOV_UK\7243572 | 2021-07-13 | Low | - | Low | - | - | Updated indiced etc. 24/03/2021 - Copied to the latest DCS. | NA | SPONS A&B | 1.561 | (BEAMS Note 2) The ERC for this item should be added to all other rateable items on the hereditament (except land). Therefore the total of the ERC of the other Building Items and the P&M ERC (where applicable) to enable the correct contract size adjustment to be made. ERC of Building Component + ERC of P&M = Total ERC to which contract size adjustment should be applied. The appropriate % adjustment should be made in accordance with the scale for contract size adjustment specified under section 6 of the RCG 2021 Guidance notes. The currency ERC rates are set at £4m (Four Million Pounds) @ 1st April 2019 (AVD) for the RCG 2021 Publication. | - | - | 2 | TRUE
3350 | 42A20F | 9645 | 42A20F | Industrial Buildings | Insulated Buildings | Sheet Metal Cladding | over 20,000m2 | Eaves Height - 41m | Building Area only; Site strip vegetation; Strip foundations; Column bases; Insulated Concrete GF slab with DPM and Mesh,150 thick up to 10,000m2, 200mm thick over 10,000m2 GIA; Steel Portal frame with bolts and baseplates; Coated galvanised trapezoidal roof sheets with insulation on steel purlins; Roof lights; valley gutters; matching fascia and soffit; Rainwater downpipes and gutters; trapezoidal insulated wall system cladding on cladding rails; External roller shutter doors and personnel doors; Single phase electrics, lighting and power; Gas fuelled hot air burners; Underslab storm drainage from internal downpipes on building area greater than 1,000m2; | Location Adjustment Applicable (See Guidance Notes) - ERC = UK mean of 1.00 | (BEAMS Note 2) The ERC for this item should be added to all other rateable items on the hereditament (except land). Therefore the total of the ERC of the other Building Items and the P&M ERC (where applicable) to enable the correct contract size adjustment to be made. ERC of Building Component + ERC of P&M = Total ERC to which contract size adjustment should be applied. The appropriate % adjustment should be made in accordance with the scale for contract size adjustment specified under section 6 of the RCG 2023 Guidance notes. The currency ERC rates are set at £4m (Four Million Pounds) @ 1st April 2021 (AVD) for the RCG 2023 Publication. | The data consists of a typical Industrial shell. Works include the Industrial shell as described and includes works up to 1m perimeter to the building (1m wide paving slabs & foul/storm drainage), The cost include 2 no. personnel doors and roller shutters are included at 1 door up to 1,000m2 , 2 roller doors over 1,000m2 (GIA), and 4 roller doors over 5,000m2. Costs are for the shell only and do not include for internal rooms such as offices or toilets which should be added for seperately. See Variations for assistance. | - | - | - | - | - | Cavity Wall construction to lower walls should be added by measuring wall area at an E/O rate of £102m2, single block walls are cost neutral. Additional roller shutter doors over and above the beacon specification at should be added at additonal cost of £ 232 each (4 x 4m) . Additional personnel doors over the assumed 2nr. - add £1,077 each. If no heating is present a deduction of £28m2 (GIA) should be made to the beacon cost. Internal offices (in Industrial complexes) should be added by reference to Cost Guide code series 42P04A -42P40V, Internal WC - 42P40W, amenity blocks - showers & toilets (New code TBC) & Canteens (New CodeTBC) | - | - | - |  | m2 | - | 3 - INDUSTRIAL | David Grace | Jim Allen | #N/A | Option 1 | ERROR | 0% | 671.0069 | 481.7669 | 0% | 0% | 481.7669 | 0% | Price Book Data | P. Avo | VOA_GPN_GOV_UK\7243572 | 2021-07-13 | Low | - | Low | - | - | Updated indiced etc. 24/03/2021 - Copied to the latest DCS. | NA | SPONS A&B | 1.561 | (BEAMS Note 2) The ERC for this item should be added to all other rateable items on the hereditament (except land). Therefore the total of the ERC of the other Building Items and the P&M ERC (where applicable) to enable the correct contract size adjustment to be made. ERC of Building Component + ERC of P&M = Total ERC to which contract size adjustment should be applied. The appropriate % adjustment should be made in accordance with the scale for contract size adjustment specified under section 6 of the RCG 2021 Guidance notes. The currency ERC rates are set at £4m (Four Million Pounds) @ 1st April 2019 (AVD) for the RCG 2021 Publication. | - | - | 2 | TRUE
3351 | 42A20G | 9646 | 42A20G | Industrial Buildings | Insulated Buildings | Sheet Metal Cladding | over 20,000m2 | Eaves Height - 42m | Building Area only; Site strip vegetation; Strip foundations; Column bases; Insulated Concrete GF slab with DPM and Mesh,150 thick up to 10,000m2, 200mm thick over 10,000m2 GIA; Steel Portal frame with bolts and baseplates; Coated galvanised trapezoidal roof sheets with insulation on steel purlins; Roof lights; valley gutters; matching fascia and soffit; Rainwater downpipes and gutters; trapezoidal insulated wall system cladding on cladding rails; External roller shutter doors and personnel doors; Single phase electrics, lighting and power; Gas fuelled hot air burners; Underslab storm drainage from internal downpipes on building area greater than 1,000m2; | Location Adjustment Applicable (See Guidance Notes) - ERC = UK mean of 1.00 | (BEAMS Note 2) The ERC for this item should be added to all other rateable items on the hereditament (except land). Therefore the total of the ERC of the other Building Items and the P&M ERC (where applicable) to enable the correct contract size adjustment to be made. ERC of Building Component + ERC of P&M = Total ERC to which contract size adjustment should be applied. The appropriate % adjustment should be made in accordance with the scale for contract size adjustment specified under section 6 of the RCG 2023 Guidance notes. The currency ERC rates are set at £4m (Four Million Pounds) @ 1st April 2021 (AVD) for the RCG 2023 Publication. | The data consists of a typical Industrial shell. Works include the Industrial shell as described and includes works up to 1m perimeter to the building (1m wide paving slabs & foul/storm drainage), The cost include 2 no. personnel doors and roller shutters are included at 1 door up to 1,000m2 , 2 roller doors over 1,000m2 (GIA), and 4 roller doors over 5,000m2. Costs are for the shell only and do not include for internal rooms such as offices or toilets which should be added for seperately. See Variations for assistance. | - | - | - | - | - | Cavity Wall construction to lower walls should be added by measuring wall area at an E/O rate of £102m2, single block walls are cost neutral. Additional roller shutter doors over and above the beacon specification at should be added at additonal cost of £ 232 each (4 x 4m) . Additional personnel doors over the assumed 2nr. - add £1,077 each. If no heating is present a deduction of £28m2 (GIA) should be made to the beacon cost. Internal offices (in Industrial complexes) should be added by reference to Cost Guide code series 42P04A -42P40V, Internal WC - 42P40W, amenity blocks - showers & toilets (New code TBC) & Canteens (New CodeTBC) | - | - | - |  | m2 | - | 3 - INDUSTRIAL | David Grace | Jim Allen | #N/A | Option 1 | ERROR | 0% | 673.6528 | 483.6666 | 0% | 0% | 483.6666 | 0% | Price Book Data | P. Avo | VOA_GPN_GOV_UK\7243572 | 2021-07-13 | Low | - | Low | - | - | Updated indiced etc. 24/03/2021 - Copied to the latest DCS. | NA | SPONS A&B | 1.561 | (BEAMS Note 2) The ERC for this item should be added to all other rateable items on the hereditament (except land). Therefore the total of the ERC of the other Building Items and the P&M ERC (where applicable) to enable the correct contract size adjustment to be made. ERC of Building Component + ERC of P&M = Total ERC to which contract size adjustment should be applied. The appropriate % adjustment should be made in accordance with the scale for contract size adjustment specified under section 6 of the RCG 2021 Guidance notes. The currency ERC rates are set at £4m (Four Million Pounds) @ 1st April 2019 (AVD) for the RCG 2021 Publication. | - | - | 2 | TRUE
3352 | 42A20H | 9647 | 42A20H | Industrial Buildings | Insulated Buildings | Sheet Metal Cladding | over 20,000m2 | Eaves Height - 43m | Building Area only; Site strip vegetation; Strip foundations; Column bases; Insulated Concrete GF slab with DPM and Mesh,150 thick up to 10,000m2, 200mm thick over 10,000m2 GIA; Steel Portal frame with bolts and baseplates; Coated galvanised trapezoidal roof sheets with insulation on steel purlins; Roof lights; valley gutters; matching fascia and soffit; Rainwater downpipes and gutters; trapezoidal insulated wall system cladding on cladding rails; External roller shutter doors and personnel doors; Single phase electrics, lighting and power; Gas fuelled hot air burners; Underslab storm drainage from internal downpipes on building area greater than 1,000m2; | Location Adjustment Applicable (See Guidance Notes) - ERC = UK mean of 1.00 | (BEAMS Note 2) The ERC for this item should be added to all other rateable items on the hereditament (except land). Therefore the total of the ERC of the other Building Items and the P&M ERC (where applicable) to enable the correct contract size adjustment to be made. ERC of Building Component + ERC of P&M = Total ERC to which contract size adjustment should be applied. The appropriate % adjustment should be made in accordance with the scale for contract size adjustment specified under section 6 of the RCG 2023 Guidance notes. The currency ERC rates are set at £4m (Four Million Pounds) @ 1st April 2021 (AVD) for the RCG 2023 Publication. | The data consists of a typical Industrial shell. Works include the Industrial shell as described and includes works up to 1m perimeter to the building (1m wide paving slabs & foul/storm drainage), The cost include 2 no. personnel doors and roller shutters are included at 1 door up to 1,000m2 , 2 roller doors over 1,000m2 (GIA), and 4 roller doors over 5,000m2. Costs are for the shell only and do not include for internal rooms such as offices or toilets which should be added for seperately. See Variations for assistance. | - | - | - | - | - | Cavity Wall construction to lower walls should be added by measuring wall area at an E/O rate of £102m2, single block walls are cost neutral. Additional roller shutter doors over and above the beacon specification at should be added at additonal cost of £ 232 each (4 x 4m) . Additional personnel doors over the assumed 2nr. - add £1,077 each. If no heating is present a deduction of £28m2 (GIA) should be made to the beacon cost. Internal offices (in Industrial complexes) should be added by reference to Cost Guide code series 42P04A -42P40V, Internal WC - 42P40W, amenity blocks - showers & toilets (New code TBC) & Canteens (New CodeTBC) | - | - | - |  | m2 | - | 3 - INDUSTRIAL | David Grace | Jim Allen | #N/A | Option 1 | ERROR | 0% | 676.2986 | 485.5662 | 0% | 0% | 485.5662 | 0% | Price Book Data | P. Avo | VOA_GPN_GOV_UK\7243572 | 2021-07-13 | Low | - | Low | - | - | Updated indiced etc. 24/03/2021 - Copied to the latest DCS. | NA | SPONS A&B | 1.561 | (BEAMS Note 2) The ERC for this item should be added to all other rateable items on the hereditament (except land). Therefore the total of the ERC of the other Building Items and the P&M ERC (where applicable) to enable the correct contract size adjustment to be made. ERC of Building Component + ERC of P&M = Total ERC to which contract size adjustment should be applied. The appropriate % adjustment should be made in accordance with the scale for contract size adjustment specified under section 6 of the RCG 2021 Guidance notes. The currency ERC rates are set at £4m (Four Million Pounds) @ 1st April 2019 (AVD) for the RCG 2021 Publication. | - | - | 2 | TRUE
3353 | 42A20J | 9648 | 42A20J | Industrial Buildings | Insulated Buildings | Sheet Metal Cladding | over 20,000m2 | Eaves Height - 44m | Building Area only; Site strip vegetation; Strip foundations; Column bases; Insulated Concrete GF slab with DPM and Mesh,150 thick up to 10,000m2, 200mm thick over 10,000m2 GIA; Steel Portal frame with bolts and baseplates; Coated galvanised trapezoidal roof sheets with insulation on steel purlins; Roof lights; valley gutters; matching fascia and soffit; Rainwater downpipes and gutters; trapezoidal insulated wall system cladding on cladding rails; External roller shutter doors and personnel doors; Single phase electrics, lighting and power; Gas fuelled hot air burners; Underslab storm drainage from internal downpipes on building area greater than 1,000m2; | Location Adjustment Applicable (See Guidance Notes) - ERC = UK mean of 1.00 | (BEAMS Note 2) The ERC for this item should be added to all other rateable items on the hereditament (except land). Therefore the total of the ERC of the other Building Items and the P&M ERC (where applicable) to enable the correct contract size adjustment to be made. ERC of Building Component + ERC of P&M = Total ERC to which contract size adjustment should be applied. The appropriate % adjustment should be made in accordance with the scale for contract size adjustment specified under section 6 of the RCG 2023 Guidance notes. The currency ERC rates are set at £4m (Four Million Pounds) @ 1st April 2021 (AVD) for the RCG 2023 Publication. | The data consists of a typical Industrial shell. Works include the Industrial shell as described and includes works up to 1m perimeter to the building (1m wide paving slabs & foul/storm drainage), The cost include 2 no. personnel doors and roller shutters are included at 1 door up to 1,000m2 , 2 roller doors over 1,000m2 (GIA), and 4 roller doors over 5,000m2. Costs are for the shell only and do not include for internal rooms such as offices or toilets which should be added for seperately. See Variations for assistance. | - | - | - | - | - | Cavity Wall construction to lower walls should be added by measuring wall area at an E/O rate of £102m2, single block walls are cost neutral. Additional roller shutter doors over and above the beacon specification at should be added at additonal cost of £ 232 each (4 x 4m) . Additional personnel doors over the assumed 2nr. - add £1,077 each. If no heating is present a deduction of £28m2 (GIA) should be made to the beacon cost. Internal offices (in Industrial complexes) should be added by reference to Cost Guide code series 42P04A -42P40V, Internal WC - 42P40W, amenity blocks - showers & toilets (New code TBC) & Canteens (New CodeTBC) | - | - | - |  | m2 | - | 3 - INDUSTRIAL | David Grace | Jim Allen | #N/A | Option 1 | ERROR | 0% | 678.9445 | 487.4659 | 0% | 0% | 487.4659 | 0% | Price Book Data | P. Avo | VOA_GPN_GOV_UK\7243572 | 2021-07-13 | Low | - | Low | - | - | Updated indiced etc. 24/03/2021 - Copied to the latest DCS. | NA | SPONS A&B | 1.561 | (BEAMS Note 2) The ERC for this item should be added to all other rateable items on the hereditament (except land). Therefore the total of the ERC of the other Building Items and the P&M ERC (where applicable) to enable the correct contract size adjustment to be made. ERC of Building Component + ERC of P&M = Total ERC to which contract size adjustment should be applied. The appropriate % adjustment should be made in accordance with the scale for contract size adjustment specified under section 6 of the RCG 2021 Guidance notes. The currency ERC rates are set at £4m (Four Million Pounds) @ 1st April 2019 (AVD) for the RCG 2021 Publication. | - | - | 2 | TRUE
3354 | 42A20K | 9649 | 42A20K | Industrial Buildings | Insulated Buildings | Sheet Metal Cladding | over 20,000m2 | Eaves Height - 45m | Building Area only; Site strip vegetation; Strip foundations; Column bases; Insulated Concrete GF slab with DPM and Mesh,150 thick up to 10,000m2, 200mm thick over 10,000m2 GIA; Steel Portal frame with bolts and baseplates; Coated galvanised trapezoidal roof sheets with insulation on steel purlins; Roof lights; valley gutters; matching fascia and soffit; Rainwater downpipes and gutters; trapezoidal insulated wall system cladding on cladding rails; External roller shutter doors and personnel doors; Single phase electrics, lighting and power; Gas fuelled hot air burners; Underslab storm drainage from internal downpipes on building area greater than 1,000m2; | Location Adjustment Applicable (See Guidance Notes) - ERC = UK mean of 1.00 | (BEAMS Note 2) The ERC for this item should be added to all other rateable items on the hereditament (except land). Therefore the total of the ERC of the other Building Items and the P&M ERC (where applicable) to enable the correct contract size adjustment to be made. ERC of Building Component + ERC of P&M = Total ERC to which contract size adjustment should be applied. The appropriate % adjustment should be made in accordance with the scale for contract size adjustment specified under section 6 of the RCG 2023 Guidance notes. The currency ERC rates are set at £4m (Four Million Pounds) @ 1st April 2021 (AVD) for the RCG 2023 Publication. | The data consists of a typical Industrial shell. Works include the Industrial shell as described and includes works up to 1m perimeter to the building (1m wide paving slabs & foul/storm drainage), The cost include 2 no. personnel doors and roller shutters are included at 1 door up to 1,000m2 , 2 roller doors over 1,000m2 (GIA), and 4 roller doors over 5,000m2. Costs are for the shell only and do not include for internal rooms such as offices or toilets which should be added for seperately. See Variations for assistance. | - | - | - | - | - | Cavity Wall construction to lower walls should be added by measuring wall area at an E/O rate of £102m2, single block walls are cost neutral. Additional roller shutter doors over and above the beacon specification at should be added at additonal cost of £ 232 each (4 x 4m) . Additional personnel doors over the assumed 2nr. - add £1,077 each. If no heating is present a deduction of £28m2 (GIA) should be made to the beacon cost. Internal offices (in Industrial complexes) should be added by reference to Cost Guide code series 42P04A -42P40V, Internal WC - 42P40W, amenity blocks - showers & toilets (New code TBC) & Canteens (New CodeTBC) | - | - | - |  | m2 | - | 3 - INDUSTRIAL | David Grace | Jim Allen | #N/A | Option 1 | ERROR | 0% | 681.5904 | 489.3656 | 0% | 0% | 489.3656 | 0% | Price Book Data | P. Avo | VOA_GPN_GOV_UK\7243572 | 2021-07-13 | Low | - | Low | - | - | Updated indiced etc. 06/04/2021 - Copied to the latest DCS. | NA | SPONS A&B | 1.561 | (BEAMS Note 2) The ERC for this item should be added to all other rateable items on the hereditament (except land). Therefore the total of the ERC of the other Building Items and the P&M ERC (where applicable) to enable the correct contract size adjustment to be made. ERC of Building Component + ERC of P&M = Total ERC to which contract size adjustment should be applied. The appropriate % adjustment should be made in accordance with the scale for contract size adjustment specified under section 6 of the RCG 2021 Guidance notes. The currency ERC rates are set at £4m (Four Million Pounds) @ 1st April 2019 (AVD) for the RCG 2021 Publication. | - | - | 2 | TRUE
3355 | 41P381 | 6016 | 41P381 | Industrial Buildings | Insulated Buildings | Sheet Metal Cladding | 0 - 100m2 | Eaves Height - 29m | Building Area only; Site strip vegetation; Strip foundations; Column bases; Insulated Concrete GF slab with DPM and Mesh,150 thick up to 10,000m2, 200mm thick over 10,000m2 GIA; Steel Portal frame with bolts and baseplates; Coated galvanised trapezoidal roof sheets with insulation on steel purlins; Roof lights; valley gutters; matching fascia and soffit; Rainwater downpipes and gutters; trapezoidal insulated wall system cladding on cladding rails; External roller shutter doors and personnel doors; Single phase electrics, lighting and power; Gas fuelled hot air burners; Underslab storm drainage from internal downpipes on building area greater than 1,000m2; | Location Adjustment Applicable (See Guidance Notes) - ERC = UK mean of 1.00 | (BEAMS Note 2) The ERC for this item should be added to all other rateable items on the hereditament (except land). Therefore the total of the ERC of the other Building Items and the P&M ERC (where applicable) to enable the correct contract size adjustment to be made. ERC of Building Component + ERC of P&M = Total ERC to which contract size adjustment should be applied. The appropriate % adjustment should be made in accordance with the scale for contract size adjustment specified under section 6 of the RCG 2023 Guidance notes. The currency ERC rates are set at £4m (Four Million Pounds) @ 1st April 2021 (AVD) for the RCG 2023 Publication. | The data consists of a typical Industrial shell. Works include the Industrial shell as described and includes works up to 1m perimeter to the building (1m wide paving slabs & foul/storm drainage), The cost include 2 no. personnel doors and roller shutters are included at 1 door up to 1,000m2 , 2 roller doors over 1,000m2 (GIA), and 4 roller doors over 5,000m2. Costs are for the shell only and do not include for internal rooms such as offices or toilets which should be added for seperately. See Variations for assistance. | - | - | - | - | - | Cavity Wall construction to lower walls should be added by measuring wall area at an E/O rate of £102m2, single block walls are cost neutral. Additional roller shutter doors over and above the beacon specification at should be added at additonal cost of £ 232 each (4 x 4m) . Additional personnel doors over the assumed 2nr. - add £1,077 each. If no heating is present a deduction of £28m2 (GIA) should be made to the beacon cost. Internal offices (in Industrial complexes) should be added by reference to Cost Guide code series 42P04A -42P40V, Internal WC - 42P40W, amenity blocks - showers & toilets (New code TBC) & Canteens (New CodeTBC) | - | - | 10101 |  | m2 | - | 3 - INDUSTRIAL | David Grace | Jim Allen | 1570.7159 | Option 1 | 1947.38 | 23.98% | 2140.0372 | 1536.4955 | -2.179% | -21.1% | 1536.4955 | -2.179% | Price Book Data | P. Avo | VOA_GPN_GOV_UK\7243572 | 2021-07-08 | Low | - | Low | - | - | Updated indiced etc. 24/03/2021 - Copied to the latest DCS. | NA | SPONS A&B | 1.561 | (BEAMS Note 2) The ERC for this item should be added to all other rateable items on the hereditament (except land). Therefore the total of the ERC of the other Building Items and the P&M ERC (where applicable) to enable the correct contract size adjustment to be made. ERC of Building Component + ERC of P&M = Total ERC to which contract size adjustment should be applied. The appropriate % adjustment should be made in accordance with the scale for contract size adjustment specified under section 6 of the RCG 2021 Guidance notes. The currency ERC rates are set at £4m (Four Million Pounds) @ 1st April 2019 (AVD) for the RCG 2021 Publication. | - | - | 2 | TRUE
3356 | 41P759 | 5589 | 41P759 | Industrial Buildings | Insulated Buildings | Sheet Metal Cladding | 501 - 1,000m2 | Eaves Height - 25m | Building Area only; Site strip vegetation; Strip foundations; Column bases; Insulated Concrete GF slab with DPM and Mesh,150 thick up to 10,000m2, 200mm thick over 10,000m2 GIA; Steel Portal frame with bolts and baseplates; Coated galvanised trapezoidal roof sheets with insulation on steel purlins; Roof lights; valley gutters; matching fascia and soffit; Rainwater downpipes and gutters; trapezoidal insulated wall system cladding on cladding rails; External roller shutter doors and personnel doors; Single phase electrics, lighting and power; Gas fuelled hot air burners; Underslab storm drainage from internal downpipes on building area greater than 1,000m2; | Location Adjustment Applicable (See Guidance Notes) - ERC = UK mean of 1.00 | (BEAMS Note 2) The ERC for this item should be added to all other rateable items on the hereditament (except land). Therefore the total of the ERC of the other Building Items and the P&M ERC (where applicable) to enable the correct contract size adjustment to be made. ERC of Building Component + ERC of P&M = Total ERC to which contract size adjustment should be applied. The appropriate % adjustment should be made in accordance with the scale for contract size adjustment specified under section 6 of the RCG 2023 Guidance notes. The currency ERC rates are set at £4m (Four Million Pounds) @ 1st April 2021 (AVD) for the RCG 2023 Publication. | The data consists of a typical Industrial shell. Works include the Industrial shell as described and includes works up to 1m perimeter to the building (1m wide paving slabs & foul/storm drainage), The cost include 2 no. personnel doors and roller shutters are included at 1 door up to 1,000m2 , 2 roller doors over 1,000m2 (GIA), and 4 roller doors over 5,000m2. Costs are for the shell only and do not include for internal rooms such as offices or toilets which should be added for seperately. See Variations for assistance. | - | - | - | - | - | Cavity Wall construction to lower walls should be added by measuring wall area at an E/O rate of £102m2, single block walls are cost neutral. Additional roller shutter doors over and above the beacon specification at should be added at additonal cost of £ 232 each (4 x 4m) . Additional personnel doors over the assumed 2nr. - add £1,077 each. If no heating is present a deduction of £28m2 (GIA) should be made to the beacon cost. Internal offices (in Industrial complexes) should be added by reference to Cost Guide code series 42P04A -42P40V, Internal WC - 42P40W, amenity blocks - showers & toilets (New code TBC) & Canteens (New CodeTBC) | - | - | 10104 | 41P83Z, 41P453, 41P64P | m2 | - | 3 - INDUSTRIAL | David Grace | Jim Allen | 603.5301 | Option 1 | 748.2591 | 23.98% | 941.5766 | 676.0295 | 12.01% | -9.653% | 676.0295 | 12.01% | Price Book Data | P. Avo | VOA_GPN_GOV_UK\7243572 | 2021-07-09 | Low | - | Low | - | - | Updated indiced etc. 24/03/2021 - Copied to the latest DCS. | NA | SPONS A&B | 1.561 | (BEAMS Note 2) The ERC for this item should be added to all other rateable items on the hereditament (except land). Therefore the total of the ERC of the other Building Items and the P&M ERC (where applicable) to enable the correct contract size adjustment to be made. ERC of Building Component + ERC of P&M = Total ERC to which contract size adjustment should be applied. The appropriate % adjustment should be made in accordance with the scale for contract size adjustment specified under section 6 of the RCG 2021 Guidance notes. The currency ERC rates are set at £4m (Four Million Pounds) @ 1st April 2019 (AVD) for the RCG 2021 Publication. | - | - | 2 | TRUE
3357 | 41T20C | 5014 | 41T20C | Industrial Buildings | No Wall Cladding | 251 - 500m2 | Eaves Height - 11m | - | Building Area only; Site strip vegetation; Strip foundations; Column bases; Uninsulated Concrete GF slab with DPM and Mesh,150 thick up to 10,000m2, 200mm thick over 10,000m2 GIA; Steel Portal frame with bolts and baseplates; Coated galvanised trapezoidal roof sheets with no insulation, on steel purlins; Roof lights; valley gutters; matching fascia and soffit; Rainwater downpipes and gutters; Single phase electrics, lighting and power; EXCLUDES heating ; Underslab storm drainage from internal downpipes on building area greater than 1,000m2 | Location Adjustment Applicable (See Guidance Notes) - ERC = UK mean of 1.00 | (BEAMS Note 2) The ERC for this item should be added to all other rateable items on the hereditament (except land). Therefore the total of the ERC of the other Building Items and the P&M ERC (where applicable) to enable the correct contract size adjustment to be made. ERC of Building Component + ERC of P&M = Total ERC to which contract size adjustment should be applied. The appropriate % adjustment should be made in accordance with the scale for contract size adjustment specified under section 6 of the RCG 2023 Guidance notes. The currency ERC rates are set at £4m (Four Million Pounds) @ 1st April 2021 (AVD) for the RCG 2023 Publication. | The data consists of a typical Industrial shell. Works include the Industrial shell as described and includes works up to 1m perimeter to the building (1m wide paving slabs & foul/storm drainage). Costs are for the shell only and do not include for internal rooms such as offices or toilets which should be added for seperately. See Variations for assistance. | - | - | - | - | - | If heating is required an addition of £32/m2 (GIA) should be made to the beacon cost. Internal offices (in Industrial complexes) should be added by reference to Cost Guide code series 42P04A -42P40V, Internal WC - 42P40W | - | - | - |  | m2 | - | 3 - INDUSTRIAL | David Grace | Jim Allen | 388.2582 | Option 1 | 481.3641 | 23.98% | 572.9828 | 411.3879 | 5.957% | -14.54% | 411.3879 | 5.957% | Price Book Data | P. Avo | VOA_GPN_GOV_UK\7243572 | 2021-09-20 | Low | - | Low | - | - | Copied to latest DCS. | NA | SPONS A&B | 2 | (BEAMS Note 2) Standard | - | - | 2 | TRUE
3358 | 41T20D | 5015 | 41T20D | Industrial Buildings | No Wall Cladding | 251 - 500m2 | Eaves Height - 12m | - | Building Area only; Site strip vegetation; Strip foundations; Column bases; Uninsulated Concrete GF slab with DPM and Mesh,150 thick up to 10,000m2, 200mm thick over 10,000m2 GIA; Steel Portal frame with bolts and baseplates; Coated galvanised trapezoidal roof sheets with no insulation, on steel purlins; Roof lights; valley gutters; matching fascia and soffit; Rainwater downpipes and gutters; Single phase electrics, lighting and power; EXCLUDES heating ; Underslab storm drainage from internal downpipes on building area greater than 1,000m2 | Location Adjustment Applicable (See Guidance Notes) - ERC = UK mean of 1.00 | (BEAMS Note 2) The ERC for this item should be added to all other rateable items on the hereditament (except land). Therefore the total of the ERC of the other Building Items and the P&M ERC (where applicable) to enable the correct contract size adjustment to be made. ERC of Building Component + ERC of P&M = Total ERC to which contract size adjustment should be applied. The appropriate % adjustment should be made in accordance with the scale for contract size adjustment specified under section 6 of the RCG 2023 Guidance notes. The currency ERC rates are set at £4m (Four Million Pounds) @ 1st April 2021 (AVD) for the RCG 2023 Publication. | The data consists of a typical Industrial shell. Works include the Industrial shell as described and includes works up to 1m perimeter to the building (1m wide paving slabs & foul/storm drainage). Costs are for the shell only and do not include for internal rooms such as offices or toilets which should be added for seperately. See Variations for assistance. | - | - | - | - | - | If heating is required an addition of £32/m2 (GIA) should be made to the beacon cost. Internal offices (in Industrial complexes) should be added by reference to Cost Guide code series 42P04A -42P40V, Internal WC - 42P40W | - | - | - |  | m2 | - | 3 - INDUSTRIAL | David Grace | Jim Allen | 402.8659 | Option 1 | 499.4749 | 23.98% | 574.471 | 412.4564 | 2.381% | -17.42% | 412.4564 | 2.381% | Price Book Data | P. Avo | VOA_GPN_GOV_UK\7243572 | 2021-09-20 | Low | - | Low | - | - | Copied to latest DCS. | NA | SPONS A&B | 2 | (BEAMS Note 2) Standard | - | - | 2 | TRUE
3359 | 41T20E | 5016 | 41T20E | Industrial Buildings | No Wall Cladding | 251 - 500m2 | Eaves Height - 13m | - | Building Area only; Site strip vegetation; Strip foundations; Column bases; Uninsulated Concrete GF slab with DPM and Mesh,150 thick up to 10,000m2, 200mm thick over 10,000m2 GIA; Steel Portal frame with bolts and baseplates; Coated galvanised trapezoidal roof sheets with no insulation, on steel purlins; Roof lights; valley gutters; matching fascia and soffit; Rainwater downpipes and gutters; Single phase electrics, lighting and power; EXCLUDES heating ; Underslab storm drainage from internal downpipes on building area greater than 1,000m2 | Location Adjustment Applicable (See Guidance Notes) - ERC = UK mean of 1.00 | (BEAMS Note 2) The ERC for this item should be added to all other rateable items on the hereditament (except land). Therefore the total of the ERC of the other Building Items and the P&M ERC (where applicable) to enable the correct contract size adjustment to be made. ERC of Building Component + ERC of P&M = Total ERC to which contract size adjustment should be applied. The appropriate % adjustment should be made in accordance with the scale for contract size adjustment specified under section 6 of the RCG 2023 Guidance notes. The currency ERC rates are set at £4m (Four Million Pounds) @ 1st April 2021 (AVD) for the RCG 2023 Publication. | The data consists of a typical Industrial shell. Works include the Industrial shell as described and includes works up to 1m perimeter to the building (1m wide paving slabs & foul/storm drainage). Costs are for the shell only and do not include for internal rooms such as offices or toilets which should be added for seperately. See Variations for assistance. | - | - | - | - | - | If heating is required an addition of £32/m2 (GIA) should be made to the beacon cost. Internal offices (in Industrial complexes) should be added by reference to Cost Guide code series 42P04A -42P40V, Internal WC - 42P40W | - | - | - |  | m2 | - | 3 - INDUSTRIAL | David Grace | Jim Allen | 418.2425 | Option 1 | 518.5388 | 23.98% | 575.9592 | 413.525 | -1.128% | -20.25% | 413.525 | -1.128% | Price Book Data | P. Avo | VOA_GPN_GOV_UK\7243572 | 2021-09-20 | Low | - | Low | - | - | Copied to latest DCS. | NA | SPONS A&B | 2 | (BEAMS Note 2) Standard | - | - | 2 | TRUE
3360 | 41T20F | 5017 | 41T20F | Industrial Buildings | No Wall Cladding | 251 - 500m2 | Eaves Height - 14m | - | Building Area only; Site strip vegetation; Strip foundations; Column bases; Uninsulated Concrete GF slab with DPM and Mesh,150 thick up to 10,000m2, 200mm thick over 10,000m2 GIA; Steel Portal frame with bolts and baseplates; Coated galvanised trapezoidal roof sheets with no insulation, on steel purlins; Roof lights; valley gutters; matching fascia and soffit; Rainwater downpipes and gutters; Single phase electrics, lighting and power; EXCLUDES heating ; Underslab storm drainage from internal downpipes on building area greater than 1,000m2 | Location Adjustment Applicable (See Guidance Notes) - ERC = UK mean of 1.00 | (BEAMS Note 2) The ERC for this item should be added to all other rateable items on the hereditament (except land). Therefore the total of the ERC of the other Building Items and the P&M ERC (where applicable) to enable the correct contract size adjustment to be made. ERC of Building Component + ERC of P&M = Total ERC to which contract size adjustment should be applied. The appropriate % adjustment should be made in accordance with the scale for contract size adjustment specified under section 6 of the RCG 2023 Guidance notes. The currency ERC rates are set at £4m (Four Million Pounds) @ 1st April 2021 (AVD) for the RCG 2023 Publication. | The data consists of a typical Industrial shell. Works include the Industrial shell as described and includes works up to 1m perimeter to the building (1m wide paving slabs & foul/storm drainage). Costs are for the shell only and do not include for internal rooms such as offices or toilets which should be added for seperately. See Variations for assistance. | - | - | - | - | - | If heating is required an addition of £32/m2 (GIA) should be made to the beacon cost. Internal offices (in Industrial complexes) should be added by reference to Cost Guide code series 42P04A -42P40V, Internal WC - 42P40W | - | - | - |  | m2 | - | 3 - INDUSTRIAL | David Grace | Jim Allen | 432.8502 | Option 1 | 536.6495 | 23.98% | 577.4475 | 414.5935 | -4.218% | -22.74% | 414.5935 | -4.218% | Price Book Data | P. Avo | VOA_GPN_GOV_UK\7243572 | 2021-09-20 | Low | - | Low | - | - | Copied to latest DCS. | NA | SPONS A&B | 2 | (BEAMS Note 2) Standard | - | - | 2 | TRUE
3361 | 41T20G | 5018 | 41T20G | Industrial Buildings | No Wall Cladding | 251 - 500m2 | Eaves Height - 15m | - | Building Area only; Site strip vegetation; Strip foundations; Column bases; Uninsulated Concrete GF slab with DPM and Mesh,150 thick up to 10,000m2, 200mm thick over 10,000m2 GIA; Steel Portal frame with bolts and baseplates; Coated galvanised trapezoidal roof sheets with no insulation, on steel purlins; Roof lights; valley gutters; matching fascia and soffit; Rainwater downpipes and gutters; Single phase electrics, lighting and power; EXCLUDES heating ; Underslab storm drainage from internal downpipes on building area greater than 1,000m2 | Location Adjustment Applicable (See Guidance Notes) - ERC = UK mean of 1.00 | (BEAMS Note 2) The ERC for this item should be added to all other rateable items on the hereditament (except land). Therefore the total of the ERC of the other Building Items and the P&M ERC (where applicable) to enable the correct contract size adjustment to be made. ERC of Building Component + ERC of P&M = Total ERC to which contract size adjustment should be applied. The appropriate % adjustment should be made in accordance with the scale for contract size adjustment specified under section 6 of the RCG 2023 Guidance notes. The currency ERC rates are set at £4m (Four Million Pounds) @ 1st April 2021 (AVD) for the RCG 2023 Publication. | The data consists of a typical Industrial shell. Works include the Industrial shell as described and includes works up to 1m perimeter to the building (1m wide paving slabs & foul/storm drainage). Costs are for the shell only and do not include for internal rooms such as offices or toilets which should be added for seperately. See Variations for assistance. | - | - | - | - | - | If heating is required an addition of £32/m2 (GIA) should be made to the beacon cost. Internal offices (in Industrial complexes) should be added by reference to Cost Guide code series 42P04A -42P40V, Internal WC - 42P40W | - | - | - |  | m2 | - | 3 - INDUSTRIAL | David Grace | Jim Allen | 447.458 | Option 1 | 554.7602 | 23.98% | 578.9357 | 415.662 | -7.106% | -25.07% | 415.662 | -7.106% | Price Book Data | P. Avo | VOA_GPN_GOV_UK\7243572 | 2021-09-21 | Low | - | Low | - | - | Copied to latest DCS. | NA | SPONS A&B | 2 | (BEAMS Note 2) Standard | - | - | 2 | TRUE
3362 | 41T20H | 5343 | 41T20H | Industrial Buildings | No Wall Cladding | 251 - 500m2 | Eaves Height - 16m | - | Building Area only; Site strip vegetation; Strip foundations; Column bases; Uninsulated Concrete GF slab with DPM and Mesh,150 thick up to 10,000m2, 200mm thick over 10,000m2 GIA; Steel Portal frame with bolts and baseplates; Coated galvanised trapezoidal roof sheets with no insulation, on steel purlins; Roof lights; valley gutters; matching fascia and soffit; Rainwater downpipes and gutters; Single phase electrics, lighting and power; EXCLUDES heating ; Underslab storm drainage from internal downpipes on building area greater than 1,000m2 | Location Adjustment Applicable (See Guidance Notes) - ERC = UK mean of 1.00 | (BEAMS Note 2) The ERC for this item should be added to all other rateable items on the hereditament (except land). Therefore the total of the ERC of the other Building Items and the P&M ERC (where applicable) to enable the correct contract size adjustment to be made. ERC of Building Component + ERC of P&M = Total ERC to which contract size adjustment should be applied. The appropriate % adjustment should be made in accordance with the scale for contract size adjustment specified under section 6 of the RCG 2023 Guidance notes. The currency ERC rates are set at £4m (Four Million Pounds) @ 1st April 2021 (AVD) for the RCG 2023 Publication. | The data consists of a typical Industrial shell. Works include the Industrial shell as described and includes works up to 1m perimeter to the building (1m wide paving slabs & foul/storm drainage). Costs are for the shell only and do not include for internal rooms such as offices or toilets which should be added for seperately. See Variations for assistance. | - | - | - | - | - | If heating is required an addition of £32/m2 (GIA) should be made to the beacon cost. Internal offices (in Industrial complexes) should be added by reference to Cost Guide code series 42P04A -42P40V, Internal WC - 42P40W | - | - | - |  | m2 | - | 3 - INDUSTRIAL | David Grace | Jim Allen | 468.9852 | Option 1 | 581.4497 | 23.98% | 580.4239 | 416.7305 | -11.14% | -28.33% | 416.7305 | -11.14% | Price Book Data | P. Avo | VOA_GPN_GOV_UK\7243572 | 2021-09-21 | Low | - | Low | - | - | Copied to latest DCS. | NA | SPONS A&B | 2 | (BEAMS Note 2) Standard | - | - | 2 | TRUE
3363 | 41T20J | 5019 | 41T20J | Industrial Buildings | No Wall Cladding | 251 - 500m2 | Eaves Height - 17m | - | Building Area only; Site strip vegetation; Strip foundations; Column bases; Uninsulated Concrete GF slab with DPM and Mesh,150 thick up to 10,000m2, 200mm thick over 10,000m2 GIA; Steel Portal frame with bolts and baseplates; Coated galvanised trapezoidal roof sheets with no insulation, on steel purlins; Roof lights; valley gutters; matching fascia and soffit; Rainwater downpipes and gutters; Single phase electrics, lighting and power; EXCLUDES heating ; Underslab storm drainage from internal downpipes on building area greater than 1,000m2 | Location Adjustment Applicable (See Guidance Notes) - ERC = UK mean of 1.00 | (BEAMS Note 2) The ERC for this item should be added to all other rateable items on the hereditament (except land). Therefore the total of the ERC of the other Building Items and the P&M ERC (where applicable) to enable the correct contract size adjustment to be made. ERC of Building Component + ERC of P&M = Total ERC to which contract size adjustment should be applied. The appropriate % adjustment should be made in accordance with the scale for contract size adjustment specified under section 6 of the RCG 2023 Guidance notes. The currency ERC rates are set at £4m (Four Million Pounds) @ 1st April 2021 (AVD) for the RCG 2023 Publication. | The data consists of a typical Industrial shell. Works include the Industrial shell as described and includes works up to 1m perimeter to the building (1m wide paving slabs & foul/storm drainage). Costs are for the shell only and do not include for internal rooms such as offices or toilets which should be added for seperately. See Variations for assistance. | - | - | - | - | - | If heating is required an addition of £32/m2 (GIA) should be made to the beacon cost. Internal offices (in Industrial complexes) should be added by reference to Cost Guide code series 42P04A -42P40V, Internal WC - 42P40W | - | - | - |  | m2 | - | 3 - INDUSTRIAL | David Grace | Jim Allen | 488.2059 | Option 1 | 605.2796 | 23.98% | 581.9122 | 417.799 | -14.42% | -30.97% | 417.799 | -14.42% | Price Book Data | P. Avo | VOA_GPN_GOV_UK\7243572 | 2021-09-21 | Low | - | Low | - | - | Copied to latest DCS. Code didn't match file name, now updated. | NA | SPONS A&B | 2 | (BEAMS Note 2) Standard | - | - | 2 | TRUE
3364 | 41T20K | 5020 | 41T20K | Industrial Buildings | No Wall Cladding | 251 - 500m2 | Eaves Height - 18m | - | Building Area only; Site strip vegetation; Strip foundations; Column bases; Uninsulated Concrete GF slab with DPM and Mesh,150 thick up to 10,000m2, 200mm thick over 10,000m2 GIA; Steel Portal frame with bolts and baseplates; Coated galvanised trapezoidal roof sheets with no insulation, on steel purlins; Roof lights; valley gutters; matching fascia and soffit; Rainwater downpipes and gutters; Single phase electrics, lighting and power; EXCLUDES heating ; Underslab storm drainage from internal downpipes on building area greater than 1,000m2 | Location Adjustment Applicable (See Guidance Notes) - ERC = UK mean of 1.00 | (BEAMS Note 2) The ERC for this item should be added to all other rateable items on the hereditament (except land). Therefore the total of the ERC of the other Building Items and the P&M ERC (where applicable) to enable the correct contract size adjustment to be made. ERC of Building Component + ERC of P&M = Total ERC to which contract size adjustment should be applied. The appropriate % adjustment should be made in accordance with the scale for contract size adjustment specified under section 6 of the RCG 2023 Guidance notes. The currency ERC rates are set at £4m (Four Million Pounds) @ 1st April 2021 (AVD) for the RCG 2023 Publication. | The data consists of a typical Industrial shell. Works include the Industrial shell as described and includes works up to 1m perimeter to the building (1m wide paving slabs & foul/storm drainage). Costs are for the shell only and do not include for internal rooms such as offices or toilets which should be added for seperately. See Variations for assistance. | - | - | - | - | - | If heating is required an addition of £32/m2 (GIA) should be made to the beacon cost. Internal offices (in Industrial complexes) should be added by reference to Cost Guide code series 42P04A -42P40V, Internal WC - 42P40W | - | - | - |  | m2 | - | 3 - INDUSTRIAL | David Grace | Jim Allen | 507.4266 | Option 1 | 629.1095 | 23.98% | 583.4004 | 418.8675 | -17.45% | -33.42% | 418.8675 | -17.45% | Price Book Data | P. Avo | VOA_GPN_GOV_UK\7243572 | 2021-09-21 | Low | - | Low | - | - | Copied to latest DCS. Code didn't match file name, now updated. | NA | SPONS A&B | 2 | (BEAMS Note 2) Standard | - | - | 2 | TRUE
3365 | 41T20L | 5029 | 41T20L | Industrial Buildings | No Wall Cladding | 251 - 500m2 | Eaves Height - 19m | - | Building Area only; Site strip vegetation; Strip foundations; Column bases; Uninsulated Concrete GF slab with DPM and Mesh,150 thick up to 10,000m2, 200mm thick over 10,000m2 GIA; Steel Portal frame with bolts and baseplates; Coated galvanised trapezoidal roof sheets with no insulation, on steel purlins; Roof lights; valley gutters; matching fascia and soffit; Rainwater downpipes and gutters; Single phase electrics, lighting and power; EXCLUDES heating ; Underslab storm drainage from internal downpipes on building area greater than 1,000m2 | Location Adjustment Applicable (See Guidance Notes) - ERC = UK mean of 1.00 | (BEAMS Note 2) The ERC for this item should be added to all other rateable items on the hereditament (except land). Therefore the total of the ERC of the other Building Items and the P&M ERC (where applicable) to enable the correct contract size adjustment to be made. ERC of Building Component + ERC of P&M = Total ERC to which contract size adjustment should be applied. The appropriate % adjustment should be made in accordance with the scale for contract size adjustment specified under section 6 of the RCG 2023 Guidance notes. The currency ERC rates are set at £4m (Four Million Pounds) @ 1st April 2021 (AVD) for the RCG 2023 Publication. | The data consists of a typical Industrial shell. Works include the Industrial shell as described and includes works up to 1m perimeter to the building (1m wide paving slabs & foul/storm drainage). Costs are for the shell only and do not include for internal rooms such as offices or toilets which should be added for seperately. See Variations for assistance. | - | - | - | - | - | If heating is required an addition of £32/m2 (GIA) should be made to the beacon cost. Internal offices (in Industrial complexes) should be added by reference to Cost Guide code series 42P04A -42P40V, Internal WC - 42P40W | - | - | - |  | m2 | - | 3 - INDUSTRIAL | David Grace | Jim Allen | 525.8784 | Option 1 | 651.9863 | 23.98% | 626.5725 | 449.8641 | -14.45% | -31% | 449.8641 | -14.45% | Price Book Data | P. Avo | VOA_GPN_GOV_UK\7243572 | 2021-09-21 | Low | - | Low | - | - | Copied to latest DCS. Code didn't match file name, now updated. | NA | SPONS A&B | 2 | (BEAMS Note 2) Standard | - | - | 2 | TRUE
3366 | 41T20M | 5030 | 41T20M | Industrial Buildings | No Wall Cladding | 251 - 500m2 | Eaves Height - 20m | - | Building Area only; Site strip vegetation; Strip foundations; Column bases; Uninsulated Concrete GF slab with DPM and Mesh,150 thick up to 10,000m2, 200mm thick over 10,000m2 GIA; Steel Portal frame with bolts and baseplates; Coated galvanised trapezoidal roof sheets with no insulation, on steel purlins; Roof lights; valley gutters; matching fascia and soffit; Rainwater downpipes and gutters; Single phase electrics, lighting and power; EXCLUDES heating ; Underslab storm drainage from internal downpipes on building area greater than 1,000m2 | Location Adjustment Applicable (See Guidance Notes) - ERC = UK mean of 1.00 | (BEAMS Note 2) The ERC for this item should be added to all other rateable items on the hereditament (except land). Therefore the total of the ERC of the other Building Items and the P&M ERC (where applicable) to enable the correct contract size adjustment to be made. ERC of Building Component + ERC of P&M = Total ERC to which contract size adjustment should be applied. The appropriate % adjustment should be made in accordance with the scale for contract size adjustment specified under section 6 of the RCG 2023 Guidance notes. The currency ERC rates are set at £4m (Four Million Pounds) @ 1st April 2021 (AVD) for the RCG 2023 Publication. | The data consists of a typical Industrial shell. Works include the Industrial shell as described and includes works up to 1m perimeter to the building (1m wide paving slabs & foul/storm drainage). Costs are for the shell only and do not include for internal rooms such as offices or toilets which should be added for seperately. See Variations for assistance. | - | - | - | - | - | If heating is required an addition of £32/m2 (GIA) should be made to the beacon cost. Internal offices (in Industrial complexes) should be added by reference to Cost Guide code series 42P04A -42P40V, Internal WC - 42P40W | - | - | - |  | m2 | - | 3 - INDUSTRIAL | David Grace | Jim Allen | 545.868 | Option 1 | 676.7694 | 23.98% | 628.0607 | 450.9326 | -17.39% | -33.37% | 450.9326 | -17.39% | Price Book Data | P. Avo | VOA_GPN_GOV_UK\7243572 | 2021-09-21 | Low | - | Low | - | - | Copied to latest DCS. Code didn't match file name, now updated. | NA | SPONS A&B | 2 | (BEAMS Note 2) Standard | - | - | 2 | TRUE
3367 | 41T24C | 5048 | 41T24C | Industrial Buildings | No Wall Cladding | 501 - 1,000m2 | Eaves Height - 11m | - | Building Area only; Site strip vegetation; Strip foundations; Column bases; Uninsulated Concrete GF slab with DPM and Mesh,150 thick up to 10,000m2, 200mm thick over 10,000m2 GIA; Steel Portal frame with bolts and baseplates; Coated galvanised trapezoidal roof sheets with no insulation, on steel purlins; Roof lights; valley gutters; matching fascia and soffit; Rainwater downpipes and gutters; Single phase electrics, lighting and power; EXCLUDES heating ; Underslab storm drainage from internal downpipes on building area greater than 1,000m2 | Location Adjustment Applicable (See Guidance Notes) - ERC = UK mean of 1.00 | (BEAMS Note 2) The ERC for this item should be added to all other rateable items on the hereditament (except land). Therefore the total of the ERC of the other Building Items and the P&M ERC (where applicable) to enable the correct contract size adjustment to be made. ERC of Building Component + ERC of P&M = Total ERC to which contract size adjustment should be applied. The appropriate % adjustment should be made in accordance with the scale for contract size adjustment specified under section 6 of the RCG 2023 Guidance notes. The currency ERC rates are set at £4m (Four Million Pounds) @ 1st April 2021 (AVD) for the RCG 2023 Publication. | The data consists of a typical Industrial shell. Works include the Industrial shell as described and includes works up to 1m perimeter to the building (1m wide paving slabs & foul/storm drainage). Costs are for the shell only and do not include for internal rooms such as offices or toilets which should be added for seperately. See Variations for assistance. | - | - | - | - | - | If heating is required an addition of £32/m2 (GIA) should be made to the beacon cost. Internal offices (in Industrial complexes) should be added by reference to Cost Guide code series 42P04A -42P40V, Internal WC - 42P40W | - | - | - |  | m2 | - | 3 - INDUSTRIAL | David Grace | Jim Allen | 314.4507 | Option 1 | 389.8573 | 23.98% | 512.2348 | 367.7723 | 16.96% | -5.665% | 367.7723 | 16.96% | Price Book Data | P. Avo | VOA_GPN_GOV_UK\7243572 | 2021-09-22 | Low | - | Low | - | - | Copied to latest DCS. | NA | SPONS A&B | 2 | (BEAMS Note 2) Standard | - | - | 2 | TRUE
3368 | 41T24D | 5049 | 41T24D | Industrial Buildings | No Wall Cladding | 501 - 1,000m2 | Eaves Height - 12m | - | Building Area only; Site strip vegetation; Strip foundations; Column bases; Uninsulated Concrete GF slab with DPM and Mesh,150 thick up to 10,000m2, 200mm thick over 10,000m2 GIA; Steel Portal frame with bolts and baseplates; Coated galvanised trapezoidal roof sheets with no insulation, on steel purlins; Roof lights; valley gutters; matching fascia and soffit; Rainwater downpipes and gutters; Single phase electrics, lighting and power; EXCLUDES heating ; Underslab storm drainage from internal downpipes on building area greater than 1,000m2 | Location Adjustment Applicable (See Guidance Notes) - ERC = UK mean of 1.00 | (BEAMS Note 2) The ERC for this item should be added to all other rateable items on the hereditament (except land). Therefore the total of the ERC of the other Building Items and the P&M ERC (where applicable) to enable the correct contract size adjustment to be made. ERC of Building Component + ERC of P&M = Total ERC to which contract size adjustment should be applied. The appropriate % adjustment should be made in accordance with the scale for contract size adjustment specified under section 6 of the RCG 2023 Guidance notes. The currency ERC rates are set at £4m (Four Million Pounds) @ 1st April 2021 (AVD) for the RCG 2023 Publication. | The data consists of a typical Industrial shell. Works include the Industrial shell as described and includes works up to 1m perimeter to the building (1m wide paving slabs & foul/storm drainage). Costs are for the shell only and do not include for internal rooms such as offices or toilets which should be added for seperately. See Variations for assistance. | - | - | - | - | - | If heating is required an addition of £32/m2 (GIA) should be made to the beacon cost. Internal offices (in Industrial complexes) should be added by reference to Cost Guide code series 42P04A -42P40V, Internal WC - 42P40W | - | - | - |  | m2 | - | 3 - INDUSTRIAL | David Grace | Jim Allen | 323.6766 | Option 1 | 401.2956 | 23.98% | 512.9789 | 368.3066 | 13.79% | -8.221% | 368.3066 | 13.79% | Price Book Data | P. Avo | VOA_GPN_GOV_UK\7243572 | 2021-09-22 | Low | - | Low | - | - | Copied to latest DCS. | NA | SPONS A&B | 2 | (BEAMS Note 2) Standard | - | - | 2 | TRUE
3369 | 41T24E | 5050 | 41T24E | Industrial Buildings | No Wall Cladding | 501 - 1,000m2 | Eaves Height - 13m | - | Building Area only; Site strip vegetation; Strip foundations; Column bases; Uninsulated Concrete GF slab with DPM and Mesh,150 thick up to 10,000m2, 200mm thick over 10,000m2 GIA; Steel Portal frame with bolts and baseplates; Coated galvanised trapezoidal roof sheets with no insulation, on steel purlins; Roof lights; valley gutters; matching fascia and soffit; Rainwater downpipes and gutters; Single phase electrics, lighting and power; EXCLUDES heating ; Underslab storm drainage from internal downpipes on building area greater than 1,000m2 | Location Adjustment Applicable (See Guidance Notes) - ERC = UK mean of 1.00 | (BEAMS Note 2) The ERC for this item should be added to all other rateable items on the hereditament (except land). Therefore the total of the ERC of the other Building Items and the P&M ERC (where applicable) to enable the correct contract size adjustment to be made. ERC of Building Component + ERC of P&M = Total ERC to which contract size adjustment should be applied. The appropriate % adjustment should be made in accordance with the scale for contract size adjustment specified under section 6 of the RCG 2023 Guidance notes. The currency ERC rates are set at £4m (Four Million Pounds) @ 1st April 2021 (AVD) for the RCG 2023 Publication. | The data consists of a typical Industrial shell. Works include the Industrial shell as described and includes works up to 1m perimeter to the building (1m wide paving slabs & foul/storm drainage). Costs are for the shell only and do not include for internal rooms such as offices or toilets which should be added for seperately. See Variations for assistance. | - | - | - | - | - | If heating is required an addition of £32/m2 (GIA) should be made to the beacon cost. Internal offices (in Industrial complexes) should be added by reference to Cost Guide code series 42P04A -42P40V, Internal WC - 42P40W | - | - | - |  | m2 | - | 3 - INDUSTRIAL | David Grace | Jim Allen | 335.2091 | Option 1 | 415.5936 | 23.98% | 513.723 | 368.8409 | 10.03% | -11.25% | 368.8409 | 10.03% | Price Book Data | P. Avo | VOA_GPN_GOV_UK\7243572 | 2021-09-22 | Low | - | Low | - | - | Copied to latest DCS. | NA | SPONS A&B | 2 | (BEAMS Note 2) Standard | - | - | 2 | TRUE
3370 | 41T24F | 5051 | 41T24F | Industrial Buildings | No Wall Cladding | 501 - 1,000m2 | Eaves Height - 14m | - | Building Area only; Site strip vegetation; Strip foundations; Column bases; Uninsulated Concrete GF slab with DPM and Mesh,150 thick up to 10,000m2, 200mm thick over 10,000m2 GIA; Steel Portal frame with bolts and baseplates; Coated galvanised trapezoidal roof sheets with no insulation, on steel purlins; Roof lights; valley gutters; matching fascia and soffit; Rainwater downpipes and gutters; Single phase electrics, lighting and power; EXCLUDES heating ; Underslab storm drainage from internal downpipes on building area greater than 1,000m2 | Location Adjustment Applicable (See Guidance Notes) - ERC = UK mean of 1.00 | (BEAMS Note 2) The ERC for this item should be added to all other rateable items on the hereditament (except land). Therefore the total of the ERC of the other Building Items and the P&M ERC (where applicable) to enable the correct contract size adjustment to be made. ERC of Building Component + ERC of P&M = Total ERC to which contract size adjustment should be applied. The appropriate % adjustment should be made in accordance with the scale for contract size adjustment specified under section 6 of the RCG 2023 Guidance notes. The currency ERC rates are set at £4m (Four Million Pounds) @ 1st April 2021 (AVD) for the RCG 2023 Publication. | The data consists of a typical Industrial shell. Works include the Industrial shell as described and includes works up to 1m perimeter to the building (1m wide paving slabs & foul/storm drainage). Costs are for the shell only and do not include for internal rooms such as offices or toilets which should be added for seperately. See Variations for assistance. | - | - | - | - | - | If heating is required an addition of £32/m2 (GIA) should be made to the beacon cost. Internal offices (in Industrial complexes) should be added by reference to Cost Guide code series 42P04A -42P40V, Internal WC - 42P40W | - | - | - |  | m2 | - | 3 - INDUSTRIAL | David Grace | Jim Allen | 342.1285 | Option 1 | 424.1723 | 23.98% | 514.4672 | 369.3751 | 7.964% | -12.92% | 369.3751 | 7.964% | Price Book Data | P. Avo | VOA_GPN_GOV_UK\7243572 | 2021-09-22 | Low | - | Low | - | - | Copied to latest DCS. | NA | SPONS A&B | 2 | (BEAMS Note 2) Standard | - | - | 2 | TRUE
3371 | 41T24G | 5052 | 41T24G | Industrial Buildings | No Wall Cladding | 501 - 1,000m2 | Eaves Height - 15m | - | Building Area only; Site strip vegetation; Strip foundations; Column bases; Uninsulated Concrete GF slab with DPM and Mesh,150 thick up to 10,000m2, 200mm thick over 10,000m2 GIA; Steel Portal frame with bolts and baseplates; Coated galvanised trapezoidal roof sheets with no insulation, on steel purlins; Roof lights; valley gutters; matching fascia and soffit; Rainwater downpipes and gutters; Single phase electrics, lighting and power; EXCLUDES heating ; Underslab storm drainage from internal downpipes on building area greater than 1,000m2 | Location Adjustment Applicable (See Guidance Notes) - ERC = UK mean of 1.00 | (BEAMS Note 2) The ERC for this item should be added to all other rateable items on the hereditament (except land). Therefore the total of the ERC of the other Building Items and the P&M ERC (where applicable) to enable the correct contract size adjustment to be made. ERC of Building Component + ERC of P&M = Total ERC to which contract size adjustment should be applied. The appropriate % adjustment should be made in accordance with the scale for contract size adjustment specified under section 6 of the RCG 2023 Guidance notes. The currency ERC rates are set at £4m (Four Million Pounds) @ 1st April 2021 (AVD) for the RCG 2023 Publication. | The data consists of a typical Industrial shell. Works include the Industrial shell as described and includes works up to 1m perimeter to the building (1m wide paving slabs & foul/storm drainage). Costs are for the shell only and do not include for internal rooms such as offices or toilets which should be added for seperately. See Variations for assistance. | - | - | - | - | - | If heating is required an addition of £32/m2 (GIA) should be made to the beacon cost. Internal offices (in Industrial complexes) should be added by reference to Cost Guide code series 42P04A -42P40V, Internal WC - 42P40W | - | - | - |  | m2 | - | 3 - INDUSTRIAL | David Grace | Jim Allen | 351.3545 | Option 1 | 435.6107 | 23.98% | 515.2113 | 369.9094 | 5.281% | -15.08% | 369.9094 | 5.281% | Price Book Data | P. Avo | VOA_GPN_GOV_UK\7243572 | 2021-09-22 | Low | - | Low | - | - | Copied to latest DCS. | NA | SPONS A&B | 2 | (BEAMS Note 2) Standard | - | - | 2 | TRUE
3372 | 41T24H | 5053 | 41T24H | Industrial Buildings | No Wall Cladding | 501 - 1,000m2 | Eaves Height - 16m | - | Building Area only; Site strip vegetation; Strip foundations; Column bases; Uninsulated Concrete GF slab with DPM and Mesh,150 thick up to 10,000m2, 200mm thick over 10,000m2 GIA; Steel Portal frame with bolts and baseplates; Coated galvanised trapezoidal roof sheets with no insulation, on steel purlins; Roof lights; valley gutters; matching fascia and soffit; Rainwater downpipes and gutters; Single phase electrics, lighting and power; EXCLUDES heating ; Underslab storm drainage from internal downpipes on building area greater than 1,000m2 | Location Adjustment Applicable (See Guidance Notes) - ERC = UK mean of 1.00 | (BEAMS Note 2) The ERC for this item should be added to all other rateable items on the hereditament (except land). Therefore the total of the ERC of the other Building Items and the P&M ERC (where applicable) to enable the correct contract size adjustment to be made. ERC of Building Component + ERC of P&M = Total ERC to which contract size adjustment should be applied. The appropriate % adjustment should be made in accordance with the scale for contract size adjustment specified under section 6 of the RCG 2023 Guidance notes. The currency ERC rates are set at £4m (Four Million Pounds) @ 1st April 2021 (AVD) for the RCG 2023 Publication. | The data consists of a typical Industrial shell. Works include the Industrial shell as described and includes works up to 1m perimeter to the building (1m wide paving slabs & foul/storm drainage). Costs are for the shell only and do not include for internal rooms such as offices or toilets which should be added for seperately. See Variations for assistance. | - | - | - | - | - | If heating is required an addition of £32/m2 (GIA) should be made to the beacon cost. Internal offices (in Industrial complexes) should be added by reference to Cost Guide code series 42P04A -42P40V, Internal WC - 42P40W | - | - | - |  | m2 | - | 3 - INDUSTRIAL | David Grace | Jim Allen | 365.1934 | Option 1 | 452.7682 | 23.98% | 515.9554 | 370.4436 | 1.438% | -18.18% | 370.4436 | 1.438% | Price Book Data | P. Avo | VOA_GPN_GOV_UK\7243572 | 2021-09-22 | Low | - | Low | - | - | Copied to latest DCS. | NA | SPONS A&B | 2 | (BEAMS Note 2) Standard | - | - | 2 | TRUE
3373 | 41T24J | 5054 | 41T24J | Industrial Buildings | No Wall Cladding | 501 - 1,000m2 | Eaves Height - 17m | - | Building Area only; Site strip vegetation; Strip foundations; Column bases; Uninsulated Concrete GF slab with DPM and Mesh,150 thick up to 10,000m2, 200mm thick over 10,000m2 GIA; Steel Portal frame with bolts and baseplates; Coated galvanised trapezoidal roof sheets with no insulation, on steel purlins; Roof lights; valley gutters; matching fascia and soffit; Rainwater downpipes and gutters; Single phase electrics, lighting and power; EXCLUDES heating ; Underslab storm drainage from internal downpipes on building area greater than 1,000m2 | Location Adjustment Applicable (See Guidance Notes) - ERC = UK mean of 1.00 | (BEAMS Note 2) The ERC for this item should be added to all other rateable items on the hereditament (except land). Therefore the total of the ERC of the other Building Items and the P&M ERC (where applicable) to enable the correct contract size adjustment to be made. ERC of Building Component + ERC of P&M = Total ERC to which contract size adjustment should be applied. The appropriate % adjustment should be made in accordance with the scale for contract size adjustment specified under section 6 of the RCG 2023 Guidance notes. The currency ERC rates are set at £4m (Four Million Pounds) @ 1st April 2021 (AVD) for the RCG 2023 Publication. | The data consists of a typical Industrial shell. Works include the Industrial shell as described and includes works up to 1m perimeter to the building (1m wide paving slabs & foul/storm drainage). Costs are for the shell only and do not include for internal rooms such as offices or toilets which should be added for seperately. See Variations for assistance. | - | - | - | - | - | If heating is required an addition of £32/m2 (GIA) should be made to the beacon cost. Internal offices (in Industrial complexes) should be added by reference to Cost Guide code series 42P04A -42P40V, Internal WC - 42P40W | - | - | - |  | m2 | - | 3 - INDUSTRIAL | David Grace | Jim Allen | 376.7258 | Option 1 | 467.0662 | 23.98% | 516.6995 | 370.9779 | -1.526% | -20.57% | 370.9779 | -1.526% | Price Book Data | P. Avo | VOA_GPN_GOV_UK\7243572 | 2021-09-22 | Low | - | Low | - | - | Copied to latest DCS. Code didn't match file name, now updated. | NA | SPONS A&B | 2 | (BEAMS Note 2) Standard | - | - | 2 | TRUE
3374 | 41T24K | 5055 | 41T24K | Industrial Buildings | No Wall Cladding | 501 - 1,000m2 | Eaves Height - 18m | - | Building Area only; Site strip vegetation; Strip foundations; Column bases; Uninsulated Concrete GF slab with DPM and Mesh,150 thick up to 10,000m2, 200mm thick over 10,000m2 GIA; Steel Portal frame with bolts and baseplates; Coated galvanised trapezoidal roof sheets with no insulation, on steel purlins; Roof lights; valley gutters; matching fascia and soffit; Rainwater downpipes and gutters; Single phase electrics, lighting and power; EXCLUDES heating ; Underslab storm drainage from internal downpipes on building area greater than 1,000m2 | Location Adjustment Applicable (See Guidance Notes) - ERC = UK mean of 1.00 | (BEAMS Note 2) The ERC for this item should be added to all other rateable items on the hereditament (except land). Therefore the total of the ERC of the other Building Items and the P&M ERC (where applicable) to enable the correct contract size adjustment to be made. ERC of Building Component + ERC of P&M = Total ERC to which contract size adjustment should be applied. The appropriate % adjustment should be made in accordance with the scale for contract size adjustment specified under section 6 of the RCG 2023 Guidance notes. The currency ERC rates are set at £4m (Four Million Pounds) @ 1st April 2021 (AVD) for the RCG 2023 Publication. | The data consists of a typical Industrial shell. Works include the Industrial shell as described and includes works up to 1m perimeter to the building (1m wide paving slabs & foul/storm drainage). Costs are for the shell only and do not include for internal rooms such as offices or toilets which should be added for seperately. See Variations for assistance. | - | - | - | - | - | If heating is required an addition of £32/m2 (GIA) should be made to the beacon cost. Internal offices (in Industrial complexes) should be added by reference to Cost Guide code series 42P04A -42P40V, Internal WC - 42P40W | - | - | - |  | m2 | - | 3 - INDUSTRIAL | David Grace | Jim Allen | 388.2582 | Option 1 | 481.3641 | 23.98% | 517.4436 | 371.5122 | -4.313% | -22.82% | 371.5122 | -4.313% | Price Book Data | P. Avo | VOA_GPN_GOV_UK\7243572 | 2021-09-22 | Low | - | Low | - | - | Copied to latest DCS. Code didn't match file name, now updated. | NA | SPONS A&B | 2 | (BEAMS Note 2) Standard | - | - | 2 | TRUE
3375 | 41T24L | 5056 | 41T24L | Industrial Buildings | No Wall Cladding | 501 - 1,000m2 | Eaves Height - 19m | - | Building Area only; Site strip vegetation; Strip foundations; Column bases; Uninsulated Concrete GF slab with DPM and Mesh,150 thick up to 10,000m2, 200mm thick over 10,000m2 GIA; Steel Portal frame with bolts and baseplates; Coated galvanised trapezoidal roof sheets with no insulation, on steel purlins; Roof lights; valley gutters; matching fascia and soffit; Rainwater downpipes and gutters; Single phase electrics, lighting and power; EXCLUDES heating ; Underslab storm drainage from internal downpipes on building area greater than 1,000m2 | Location Adjustment Applicable (See Guidance Notes) - ERC = UK mean of 1.00 | (BEAMS Note 2) The ERC for this item should be added to all other rateable items on the hereditament (except land). Therefore the total of the ERC of the other Building Items and the P&M ERC (where applicable) to enable the correct contract size adjustment to be made. ERC of Building Component + ERC of P&M = Total ERC to which contract size adjustment should be applied. The appropriate % adjustment should be made in accordance with the scale for contract size adjustment specified under section 6 of the RCG 2023 Guidance notes. The currency ERC rates are set at £4m (Four Million Pounds) @ 1st April 2021 (AVD) for the RCG 2023 Publication. | The data consists of a typical Industrial shell. Works include the Industrial shell as described and includes works up to 1m perimeter to the building (1m wide paving slabs & foul/storm drainage). Costs are for the shell only and do not include for internal rooms such as offices or toilets which should be added for seperately. See Variations for assistance. | - | - | - | - | - | If heating is required an addition of £32/m2 (GIA) should be made to the beacon cost. Internal offices (in Industrial complexes) should be added by reference to Cost Guide code series 42P04A -42P40V, Internal WC - 42P40W | - | - | - |  | m2 | - | 3 - INDUSTRIAL | David Grace | Jim Allen | 399.7906 | Option 1 | 495.6621 | 23.98% | 559.8719 | 401.9747 | 0.5463% | -18.9% | 401.9747 | 0.5463% | Price Book Data | P. Avo | VOA_GPN_GOV_UK\7243572 | 2021-09-22 | Low | - | Low | - | - | Copied to latest DCS. Code didn't match file name, now updated. | NA | SPONS A&B | 2 | (BEAMS Note 2) Standard | - | - | 2 | TRUE
3376 | 41T24M | 5057 | 41T24M | Industrial Buildings | No Wall Cladding | 501 - 1,000m2 | Eaves Height - 20m | - | Building Area only; Site strip vegetation; Strip foundations; Column bases; Uninsulated Concrete GF slab with DPM and Mesh,150 thick up to 10,000m2, 200mm thick over 10,000m2 GIA; Steel Portal frame with bolts and baseplates; Coated galvanised trapezoidal roof sheets with no insulation, on steel purlins; Roof lights; valley gutters; matching fascia and soffit; Rainwater downpipes and gutters; Single phase electrics, lighting and power; EXCLUDES heating ; Underslab storm drainage from internal downpipes on building area greater than 1,000m2 | Location Adjustment Applicable (See Guidance Notes) - ERC = UK mean of 1.00 | (BEAMS Note 2) The ERC for this item should be added to all other rateable items on the hereditament (except land). Therefore the total of the ERC of the other Building Items and the P&M ERC (where applicable) to enable the correct contract size adjustment to be made. ERC of Building Component + ERC of P&M = Total ERC to which contract size adjustment should be applied. The appropriate % adjustment should be made in accordance with the scale for contract size adjustment specified under section 6 of the RCG 2023 Guidance notes. The currency ERC rates are set at £4m (Four Million Pounds) @ 1st April 2021 (AVD) for the RCG 2023 Publication. | The data consists of a typical Industrial shell. Works include the Industrial shell as described and includes works up to 1m perimeter to the building (1m wide paving slabs & foul/storm drainage). Costs are for the shell only and do not include for internal rooms such as offices or toilets which should be added for seperately. See Variations for assistance. | - | - | - | - | - | If heating is required an addition of £32/m2 (GIA) should be made to the beacon cost. Internal offices (in Industrial complexes) should be added by reference to Cost Guide code series 42P04A -42P40V, Internal WC - 42P40W | - | - | - |  | m2 | - | 3 - INDUSTRIAL | David Grace | Jim Allen | 412.0919 | Option 1 | 510.9132 | 23.98% | 560.616 | 402.5089 | -2.325% | -21.22% | 402.5089 | -2.325% | Price Book Data | P. Avo | VOA_GPN_GOV_UK\7243572 | 2021-09-22 | Low | - | Low | - | - | Copied to latest DCS. Code didn't match file name, now updated. | NA | SPONS A&B | 2 | (BEAMS Note 2) Standard | - | - | 2 | TRUE
3377 | 41T24P | 5059 | 41T24P | Industrial Buildings | No Wall Cladding | 501 - 1,000m2 | Eaves Height - 22m | - | Building Area only; Site strip vegetation; Strip foundations; Column bases; Uninsulated Concrete GF slab with DPM and Mesh,150 thick up to 10,000m2, 200mm thick over 10,000m2 GIA; Steel Portal frame with bolts and baseplates; Coated galvanised trapezoidal roof sheets with no insulation, on steel purlins; Roof lights; valley gutters; matching fascia and soffit; Rainwater downpipes and gutters; Single phase electrics, lighting and power; EXCLUDES heating ; Underslab storm drainage from internal downpipes on building area greater than 1,000m2 | Location Adjustment Applicable (See Guidance Notes) - ERC = UK mean of 1.00 | (BEAMS Note 2) The ERC for this item should be added to all other rateable items on the hereditament (except land). Therefore the total of the ERC of the other Building Items and the P&M ERC (where applicable) to enable the correct contract size adjustment to be made. ERC of Building Component + ERC of P&M = Total ERC to which contract size adjustment should be applied. The appropriate % adjustment should be made in accordance with the scale for contract size adjustment specified under section 6 of the RCG 2023 Guidance notes. The currency ERC rates are set at £4m (Four Million Pounds) @ 1st April 2021 (AVD) for the RCG 2023 Publication. | The data consists of a typical Industrial shell. Works include the Industrial shell as described and includes works up to 1m perimeter to the building (1m wide paving slabs & foul/storm drainage). Costs are for the shell only and do not include for internal rooms such as offices or toilets which should be added for seperately. See Variations for assistance. | - | - | - | - | - | If heating is required an addition of £32/m2 (GIA) should be made to the beacon cost. Internal offices (in Industrial complexes) should be added by reference to Cost Guide code series 42P04A -42P40V, Internal WC - 42P40W | - | - | - |  | m2 | - | 3 - INDUSTRIAL | David Grace | Jim Allen | 435.1567 | Option 1 | 539.5091 | 23.98% | 562.1043 | 403.5774 | -7.257% | -25.2% | 403.5774 | -7.257% | Price Book Data | P. Avo | VOA_GPN_GOV_UK\7243572 | 2021-09-22 | Low | - | Low | - | - | Copied to latest DCS. | NA | SPONS A&B | 2 | (BEAMS Note 2) Standard | - | - | 2 | TRUE
3378 | 41T28C | 4802 | 41T28C | Industrial Buildings | No Wall Cladding | 5,001 - 10,000m2 | Eaves Height - 11m | - | Building Area only; Site strip vegetation; Strip foundations; Column bases; Uninsulated Concrete GF slab with DPM and Mesh,150 thick up to 10,000m2, 200mm thick over 10,000m2 GIA; Steel Portal frame with bolts and baseplates; Coated galvanised trapezoidal roof sheets with no insulation, on steel purlins; Roof lights; valley gutters; matching fascia and soffit; Rainwater downpipes and gutters; Single phase electrics, lighting and power; Gas fuelled hot air burners; Underslab storm drainage from internal downpipes on building area greater than 1,000m2; | Location Adjustment Applicable (See Guidance Notes) - ERC = UK mean of 1.00 | (BEAMS Note 2) The ERC for this item should be added to all other rateable items on the hereditament (except land). Therefore the total of the ERC of the other Building Items and the P&M ERC (where applicable) to enable the correct contract size adjustment to be made. ERC of Building Component + ERC of P&M = Total ERC to which contract size adjustment should be applied. The appropriate % adjustment should be made in accordance with the scale for contract size adjustment specified under section 6 of the RCG 2023 Guidance notes. The currency ERC rates are set at £4m (Four Million Pounds) @ 1st April 2021 (AVD) for the RCG 2023 Publication. | The data consists of a typical Industrial shell. Works include the Industrial shell as described and includes works up to 1m perimeter to the building (1m wide paving slabs & foul/storm drainage). Costs are for the shell only and do not include for internal rooms such as offices or toilets which should be added for seperately. See Variations for assistance. | - | - | - | - | - | If no heating is present a deduction of £28m2 (GIA) should be made to the beacon cost. Internal offices (in Industrial complexes) should be added by reference to Cost Guide code series 42P04A -42P40V, Internal WC - 42P40W, amenity blocks - showers & toilets (New code TBC) & Canteens (New CodeTBC) | - | - | - |  | m2 | - | 3 - INDUSTRIAL | David Grace | Jim Allen | 262.9392 | Option 1 | 325.9931 | 23.98% | 547.2709 | 392.9274 | 49.44% | 20.53% | 392.9274 | 49.44% | Price Book Data | P. Avo | VOA_GPN_GOV_UK\7243572 | 2021-09-29 | Low | - | Low | - | - | Copied to latest DCS. | NA | SPONS A&B | 2 | (BEAMS Note 2) Standard | - | - | 2 | FALSE
3379 | 41T28D | 4803 | 41T28D | Industrial Buildings | No Wall Cladding | 5,001 - 10,000m2 | Eaves Height - 12m | - | Building Area only; Site strip vegetation; Strip foundations; Column bases; Uninsulated Concrete GF slab with DPM and Mesh,150 thick up to 10,000m2, 200mm thick over 10,000m2 GIA; Steel Portal frame with bolts and baseplates; Coated galvanised trapezoidal roof sheets with no insulation, on steel purlins; Roof lights; valley gutters; matching fascia and soffit; Rainwater downpipes and gutters; Single phase electrics, lighting and power; Gas fuelled hot air burners; Underslab storm drainage from internal downpipes on building area greater than 1,000m2; | Location Adjustment Applicable (See Guidance Notes) - ERC = UK mean of 1.00 | (BEAMS Note 2) The ERC for this item should be added to all other rateable items on the hereditament (except land). Therefore the total of the ERC of the other Building Items and the P&M ERC (where applicable) to enable the correct contract size adjustment to be made. ERC of Building Component + ERC of P&M = Total ERC to which contract size adjustment should be applied. The appropriate % adjustment should be made in accordance with the scale for contract size adjustment specified under section 6 of the RCG 2023 Guidance notes. The currency ERC rates are set at £4m (Four Million Pounds) @ 1st April 2021 (AVD) for the RCG 2023 Publication. | The data consists of a typical Industrial shell. Works include the Industrial shell as described and includes works up to 1m perimeter to the building (1m wide paving slabs & foul/storm drainage). Costs are for the shell only and do not include for internal rooms such as offices or toilets which should be added for seperately. See Variations for assistance. | - | - | - | - | - | If no heating is present a deduction of £28m2 (GIA) should be made to the beacon cost. Internal offices (in Industrial complexes) should be added by reference to Cost Guide code series 42P04A -42P40V, Internal WC - 42P40W, amenity blocks - showers & toilets (New code TBC) & Canteens (New CodeTBC) | - | - | - |  | m2 | - | 3 - INDUSTRIAL | David Grace | Jim Allen | 268.321 | Option 1 | 332.6655 | 23.98% | 547.3595 | 392.991 | 46.46% | 18.13% | 392.991 | 46.46% | Price Book Data | P. Avo | VOA_GPN_GOV_UK\7243572 | 2021-09-29 | Low | - | Low | - | - | Copied to latest DCS. | NA | SPONS A&B | 2 | (BEAMS Note 2) Standard | - | - | 2 | FALSE
3380 | 41T28E | 4804 | 41T28E | Industrial Buildings | No Wall Cladding | 5,001 - 10,000m2 | Eaves Height - 13m | - | Building Area only; Site strip vegetation; Strip foundations; Column bases; Uninsulated Concrete GF slab with DPM and Mesh,150 thick up to 10,000m2, 200mm thick over 10,000m2 GIA; Steel Portal frame with bolts and baseplates; Coated galvanised trapezoidal roof sheets with no insulation, on steel purlins; Roof lights; valley gutters; matching fascia and soffit; Rainwater downpipes and gutters; Single phase electrics, lighting and power; Gas fuelled hot air burners; Underslab storm drainage from internal downpipes on building area greater than 1,000m2; | Location Adjustment Applicable (See Guidance Notes) - ERC = UK mean of 1.00 | (BEAMS Note 2) The ERC for this item should be added to all other rateable items on the hereditament (except land). Therefore the total of the ERC of the other Building Items and the P&M ERC (where applicable) to enable the correct contract size adjustment to be made. ERC of Building Component + ERC of P&M = Total ERC to which contract size adjustment should be applied. The appropriate % adjustment should be made in accordance with the scale for contract size adjustment specified under section 6 of the RCG 2023 Guidance notes. The currency ERC rates are set at £4m (Four Million Pounds) @ 1st April 2021 (AVD) for the RCG 2023 Publication. | The data consists of a typical Industrial shell. Works include the Industrial shell as described and includes works up to 1m perimeter to the building (1m wide paving slabs & foul/storm drainage). Costs are for the shell only and do not include for internal rooms such as offices or toilets which should be added for seperately. See Variations for assistance. | - | - | - | - | - | If no heating is present a deduction of £28m2 (GIA) should be made to the beacon cost. Internal offices (in Industrial complexes) should be added by reference to Cost Guide code series 42P04A -42P40V, Internal WC - 42P40W, amenity blocks - showers & toilets (New code TBC) & Canteens (New CodeTBC) | - | - | - |  | m2 | - | 3 - INDUSTRIAL | David Grace | Jim Allen | 272.934 | Option 1 | 338.3847 | 23.98% | 547.4481 | 393.0546 | 44.01% | 16.16% | 393.0546 | 44.01% | Price Book Data | P. Avo | VOA_GPN_GOV_UK\7243572 | 2021-09-29 | Low | - | Low | - | - | Copied to latest DCS. | NA | SPONS A&B | 2 | (BEAMS Note 2) Standard | - | - | 2 | FALSE
3381 | 41T28F | 4805 | 41T28F | Industrial Buildings | No Wall Cladding | 5,001 - 10,000m2 | Eaves Height - 14m | - | Building Area only; Site strip vegetation; Strip foundations; Column bases; Uninsulated Concrete GF slab with DPM and Mesh,150 thick up to 10,000m2, 200mm thick over 10,000m2 GIA; Steel Portal frame with bolts and baseplates; Coated galvanised trapezoidal roof sheets with no insulation, on steel purlins; Roof lights; valley gutters; matching fascia and soffit; Rainwater downpipes and gutters; Single phase electrics, lighting and power; Gas fuelled hot air burners; Underslab storm drainage from internal downpipes on building area greater than 1,000m2; | Location Adjustment Applicable (See Guidance Notes) - ERC = UK mean of 1.00 | (BEAMS Note 2) The ERC for this item should be added to all other rateable items on the hereditament (except land). Therefore the total of the ERC of the other Building Items and the P&M ERC (where applicable) to enable the correct contract size adjustment to be made. ERC of Building Component + ERC of P&M = Total ERC to which contract size adjustment should be applied. The appropriate % adjustment should be made in accordance with the scale for contract size adjustment specified under section 6 of the RCG 2023 Guidance notes. The currency ERC rates are set at £4m (Four Million Pounds) @ 1st April 2021 (AVD) for the RCG 2023 Publication. | The data consists of a typical Industrial shell. Works include the Industrial shell as described and includes works up to 1m perimeter to the building (1m wide paving slabs & foul/storm drainage). Costs are for the shell only and do not include for internal rooms such as offices or toilets which should be added for seperately. See Variations for assistance. | - | - | - | - | - | If no heating is present a deduction of £28m2 (GIA) should be made to the beacon cost. Internal offices (in Industrial complexes) should be added by reference to Cost Guide code series 42P04A -42P40V, Internal WC - 42P40W, amenity blocks - showers & toilets (New code TBC) & Canteens (New CodeTBC) | - | - | - |  | m2 | - | 3 - INDUSTRIAL | David Grace | Jim Allen | 278.3158 | Option 1 | 345.0571 | 23.98% | 547.5367 | 393.1183 | 41.25% | 13.93% | 393.1183 | 41.25% | Price Book Data | P. Avo | VOA_GPN_GOV_UK\7243572 | 2021-09-29 | Low | - | Low | - | - | Copied to latest DCS. | NA | SPONS A&B | 2 | (BEAMS Note 2) Standard | - | - | 2 | FALSE
3382 | 41T28G | 4806 | 41T28G | Industrial Buildings | No Wall Cladding | 5,001 - 10,000m2 | Eaves Height - 15m | - | Building Area only; Site strip vegetation; Strip foundations; Column bases; Uninsulated Concrete GF slab with DPM and Mesh,150 thick up to 10,000m2, 200mm thick over 10,000m2 GIA; Steel Portal frame with bolts and baseplates; Coated galvanised trapezoidal roof sheets with no insulation, on steel purlins; Roof lights; valley gutters; matching fascia and soffit; Rainwater downpipes and gutters; Single phase electrics, lighting and power; Gas fuelled hot air burners; Underslab storm drainage from internal downpipes on building area greater than 1,000m2; | Location Adjustment Applicable (See Guidance Notes) - ERC = UK mean of 1.00 | (BEAMS Note 2) The ERC for this item should be added to all other rateable items on the hereditament (except land). Therefore the total of the ERC of the other Building Items and the P&M ERC (where applicable) to enable the correct contract size adjustment to be made. ERC of Building Component + ERC of P&M = Total ERC to which contract size adjustment should be applied. The appropriate % adjustment should be made in accordance with the scale for contract size adjustment specified under section 6 of the RCG 2023 Guidance notes. The currency ERC rates are set at £4m (Four Million Pounds) @ 1st April 2021 (AVD) for the RCG 2023 Publication. | The data consists of a typical Industrial shell. Works include the Industrial shell as described and includes works up to 1m perimeter to the building (1m wide paving slabs & foul/storm drainage). Costs are for the shell only and do not include for internal rooms such as offices or toilets which should be added for seperately. See Variations for assistance. | - | - | - | - | - | If no heating is present a deduction of £28m2 (GIA) should be made to the beacon cost. Internal offices (in Industrial complexes) should be added by reference to Cost Guide code series 42P04A -42P40V, Internal WC - 42P40W, amenity blocks - showers & toilets (New code TBC) & Canteens (New CodeTBC) | - | - | - |  | m2 | - | 3 - INDUSTRIAL | David Grace | Jim Allen | 283.6976 | Option 1 | 351.7294 | 23.98% | 547.6253 | 393.1819 | 38.59% | 11.79% | 393.1819 | 38.59% | Price Book Data | P. Avo | VOA_GPN_GOV_UK\7243572 | 2021-09-29 | Low | - | Low | - | - | Copied to latest DCS. | NA | SPONS A&B | 2 | (BEAMS Note 2) Standard | - | - | 2 | FALSE
3383 | 41T28H | 4808 | 41T28H | Industrial Buildings | No Wall Cladding | 5,001 - 10,000m2 | Eaves Height - 16m | - | Building Area only; Site strip vegetation; Strip foundations; Column bases; Uninsulated Concrete GF slab with DPM and Mesh,150 thick up to 10,000m2, 200mm thick over 10,000m2 GIA; Steel Portal frame with bolts and baseplates; Coated galvanised trapezoidal roof sheets with no insulation, on steel purlins; Roof lights; valley gutters; matching fascia and soffit; Rainwater downpipes and gutters; Single phase electrics, lighting and power; Gas fuelled hot air burners; Underslab storm drainage from internal downpipes on building area greater than 1,000m2; | Location Adjustment Applicable (See Guidance Notes) - ERC = UK mean of 1.00 | (BEAMS Note 2) The ERC for this item should be added to all other rateable items on the hereditament (except land). Therefore the total of the ERC of the other Building Items and the P&M ERC (where applicable) to enable the correct contract size adjustment to be made. ERC of Building Component + ERC of P&M = Total ERC to which contract size adjustment should be applied. The appropriate % adjustment should be made in accordance with the scale for contract size adjustment specified under section 6 of the RCG 2023 Guidance notes. The currency ERC rates are set at £4m (Four Million Pounds) @ 1st April 2021 (AVD) for the RCG 2023 Publication. | The data consists of a typical Industrial shell. Works include the Industrial shell as described and includes works up to 1m perimeter to the building (1m wide paving slabs & foul/storm drainage). Costs are for the shell only and do not include for internal rooms such as offices or toilets which should be added for seperately. See Variations for assistance. | - | - | - | - | - | If no heating is present a deduction of £28m2 (GIA) should be made to the beacon cost. Internal offices (in Industrial complexes) should be added by reference to Cost Guide code series 42P04A -42P40V, Internal WC - 42P40W, amenity blocks - showers & toilets (New code TBC) & Canteens (New CodeTBC) | - | - | - |  | m2 | - | 3 - INDUSTRIAL | David Grace | Jim Allen | 292.1547 | Option 1 | 362.2146 | 23.98% | 547.7139 | 393.2455 | 34.6% | 8.567% | 393.2455 | 34.6% | Price Book Data | P. Avo | VOA_GPN_GOV_UK\7243572 | 2021-09-29 | Low | - | Low | - | - | Copied to latest DCS. Wrong details, now updated. | NA | SPONS A&B | 1.58 | (BEAMS Note 2) Standard | - | - | 2 | FALSE
3384 | 41T28J | 4809 | 41T28J | Industrial Buildings | No Wall Cladding | 5,001 - 10,000m2 | Eaves Height - 17m | - | Building Area only; Site strip vegetation; Strip foundations; Column bases; Uninsulated Concrete GF slab with DPM and Mesh,150 thick up to 10,000m2, 200mm thick over 10,000m2 GIA; Steel Portal frame with bolts and baseplates; Coated galvanised trapezoidal roof sheets with no insulation, on steel purlins; Roof lights; valley gutters; matching fascia and soffit; Rainwater downpipes and gutters; Single phase electrics, lighting and power; Gas fuelled hot air burners; Underslab storm drainage from internal downpipes on building area greater than 1,000m2; | Location Adjustment Applicable (See Guidance Notes) - ERC = UK mean of 1.00 | (BEAMS Note 2) The ERC for this item should be added to all other rateable items on the hereditament (except land). Therefore the total of the ERC of the other Building Items and the P&M ERC (where applicable) to enable the correct contract size adjustment to be made. ERC of Building Component + ERC of P&M = Total ERC to which contract size adjustment should be applied. The appropriate % adjustment should be made in accordance with the scale for contract size adjustment specified under section 6 of the RCG 2023 Guidance notes. The currency ERC rates are set at £4m (Four Million Pounds) @ 1st April 2021 (AVD) for the RCG 2023 Publication. | The data consists of a typical Industrial shell. Works include the Industrial shell as described and includes works up to 1m perimeter to the building (1m wide paving slabs & foul/storm drainage). Costs are for the shell only and do not include for internal rooms such as offices or toilets which should be added for seperately. See Variations for assistance. | - | - | - | - | - | If no heating is present a deduction of £28m2 (GIA) should be made to the beacon cost. Internal offices (in Industrial complexes) should be added by reference to Cost Guide code series 42P04A -42P40V, Internal WC - 42P40W, amenity blocks - showers & toilets (New code TBC) & Canteens (New CodeTBC) | - | - | - |  | m2 | - | 3 - INDUSTRIAL | David Grace | Jim Allen | 298.3053 | Option 1 | 369.8402 | 23.98% | 547.8025 | 393.3091 | 31.85% | 6.346% | 393.3091 | 31.85% | Price Book Data | P. Avo | VOA_GPN_GOV_UK\7243572 | 2021-09-29 | Low | - | Low | - | - | Copied to latest DCS. Code didn't match file name, now updated. | NA | SPONS A&B | 2 | (BEAMS Note 2) Standard | - | - | 2 | FALSE
3385 | 41T28K | 4810 | 41T28K | Industrial Buildings | No Wall Cladding | 5,001 - 10,000m2 | Eaves Height - 18m | - | Building Area only; Site strip vegetation; Strip foundations; Column bases; Uninsulated Concrete GF slab with DPM and Mesh,150 thick up to 10,000m2, 200mm thick over 10,000m2 GIA; Steel Portal frame with bolts and baseplates; Coated galvanised trapezoidal roof sheets with no insulation, on steel purlins; Roof lights; valley gutters; matching fascia and soffit; Rainwater downpipes and gutters; Single phase electrics, lighting and power; Gas fuelled hot air burners; Underslab storm drainage from internal downpipes on building area greater than 1,000m2; | Location Adjustment Applicable (See Guidance Notes) - ERC = UK mean of 1.00 | (BEAMS Note 2) The ERC for this item should be added to all other rateable items on the hereditament (except land). Therefore the total of the ERC of the other Building Items and the P&M ERC (where applicable) to enable the correct contract size adjustment to be made. ERC of Building Component + ERC of P&M = Total ERC to which contract size adjustment should be applied. The appropriate % adjustment should be made in accordance with the scale for contract size adjustment specified under section 6 of the RCG 2023 Guidance notes. The currency ERC rates are set at £4m (Four Million Pounds) @ 1st April 2021 (AVD) for the RCG 2023 Publication. | The data consists of a typical Industrial shell. Works include the Industrial shell as described and includes works up to 1m perimeter to the building (1m wide paving slabs & foul/storm drainage). Costs are for the shell only and do not include for internal rooms such as offices or toilets which should be added for seperately. See Variations for assistance. | - | - | - | - | - | If no heating is present a deduction of £28m2 (GIA) should be made to the beacon cost. Internal offices (in Industrial complexes) should be added by reference to Cost Guide code series 42P04A -42P40V, Internal WC - 42P40W, amenity blocks - showers & toilets (New code TBC) & Canteens (New CodeTBC) | - | - | - |  | m2 | - | 3 - INDUSTRIAL | David Grace | Jim Allen | 305.2248 | Option 1 | 378.4189 | 23.98% | 547.8911 | 393.3727 | 28.88% | 3.952% | 393.3727 | 28.88% | Price Book Data | P. Avo | VOA_GPN_GOV_UK\7243572 | 2021-09-29 | Low | - | Low | - | - | Copied to latest DCS. Code didn't match file name, now updated. | NA | SPONS A&B | 2 | (BEAMS Note 2) Standard | - | - | 2 | FALSE
3386 | 41T28L | 4811 | 41T28L | Industrial Buildings | No Wall Cladding | 5,001 - 10,000m2 | Eaves Height - 19m | - | Building Area only; Site strip vegetation; Strip foundations; Column bases; Uninsulated Concrete GF slab with DPM and Mesh,150 thick up to 10,000m2, 200mm thick over 10,000m2 GIA; Steel Portal frame with bolts and baseplates; Coated galvanised trapezoidal roof sheets with no insulation, on steel purlins; Roof lights; valley gutters; matching fascia and soffit; Rainwater downpipes and gutters; Single phase electrics, lighting and power; Gas fuelled hot air burners; Underslab storm drainage from internal downpipes on building area greater than 1,000m2; | Location Adjustment Applicable (See Guidance Notes) - ERC = UK mean of 1.00 | (BEAMS Note 2) The ERC for this item should be added to all other rateable items on the hereditament (except land). Therefore the total of the ERC of the other Building Items and the P&M ERC (where applicable) to enable the correct contract size adjustment to be made. ERC of Building Component + ERC of P&M = Total ERC to which contract size adjustment should be applied. The appropriate % adjustment should be made in accordance with the scale for contract size adjustment specified under section 6 of the RCG 2023 Guidance notes. The currency ERC rates are set at £4m (Four Million Pounds) @ 1st April 2021 (AVD) for the RCG 2023 Publication. | The data consists of a typical Industrial shell. Works include the Industrial shell as described and includes works up to 1m perimeter to the building (1m wide paving slabs & foul/storm drainage). Costs are for the shell only and do not include for internal rooms such as offices or toilets which should be added for seperately. See Variations for assistance. | - | - | - | - | - | If no heating is present a deduction of £28m2 (GIA) should be made to the beacon cost. Internal offices (in Industrial complexes) should be added by reference to Cost Guide code series 42P04A -42P40V, Internal WC - 42P40W, amenity blocks - showers & toilets (New code TBC) & Canteens (New CodeTBC) | - | - | - |  | m2 | - | 3 - INDUSTRIAL | David Grace | Jim Allen | 312.1442 | Option 1 | 386.9977 | 23.98% | 596.2253 | 428.0755 | 37.14% | 10.61% | 428.0755 | 37.14% | Price Book Data | P. Avo | VOA_GPN_GOV_UK\7243572 | 2021-09-29 | Low | - | Low | - | - | Copied to latest DCS. Code didn't match file name, now updated. | NA | SPONS A&B | 2 | (BEAMS Note 2) Standard | - | - | 2 | FALSE
3387 | 41T28M | 4812 | 41T28M | Industrial Buildings | No Wall Cladding | 5,001 - 10,000m2 | Eaves Height - 20m | - | Building Area only; Site strip vegetation; Strip foundations; Column bases; Uninsulated Concrete GF slab with DPM and Mesh,150 thick up to 10,000m2, 200mm thick over 10,000m2 GIA; Steel Portal frame with bolts and baseplates; Coated galvanised trapezoidal roof sheets with no insulation, on steel purlins; Roof lights; valley gutters; matching fascia and soffit; Rainwater downpipes and gutters; Single phase electrics, lighting and power; Gas fuelled hot air burners; Underslab storm drainage from internal downpipes on building area greater than 1,000m2; | Location Adjustment Applicable (See Guidance Notes) - ERC = UK mean of 1.00 | (BEAMS Note 2) The ERC for this item should be added to all other rateable items on the hereditament (except land). Therefore the total of the ERC of the other Building Items and the P&M ERC (where applicable) to enable the correct contract size adjustment to be made. ERC of Building Component + ERC of P&M = Total ERC to which contract size adjustment should be applied. The appropriate % adjustment should be made in accordance with the scale for contract size adjustment specified under section 6 of the RCG 2023 Guidance notes. The currency ERC rates are set at £4m (Four Million Pounds) @ 1st April 2021 (AVD) for the RCG 2023 Publication. | The data consists of a typical Industrial shell. Works include the Industrial shell as described and includes works up to 1m perimeter to the building (1m wide paving slabs & foul/storm drainage). Costs are for the shell only and do not include for internal rooms such as offices or toilets which should be added for seperately. See Variations for assistance. | - | - | - | - | - | If no heating is present a deduction of £28m2 (GIA) should be made to the beacon cost. Internal offices (in Industrial complexes) should be added by reference to Cost Guide code series 42P04A -42P40V, Internal WC - 42P40W, amenity blocks - showers & toilets (New code TBC) & Canteens (New CodeTBC) | - | - | - |  | m2 | - | 3 - INDUSTRIAL | David Grace | Jim Allen | 319.0637 | Option 1 | 395.5765 | 23.98% | 596.3139 | 428.1391 | 34.19% | 8.232% | 428.1391 | 34.19% | Price Book Data | P. Avo | VOA_GPN_GOV_UK\7243572 | 2021-09-29 | Low | - | Low | - | - | Copied to latest DCS. | NA | SPONS A&B | 2 | (BEAMS Note 2) Standard | - | - | 2 | FALSE
3388 | 42A08H | 9103 | 42A08H | Industrial Buildings | No Wall Cladding | 0 - 100m2 | Eaves Height - 11m | - | Building Area only; Site strip vegetation; Strip foundations; Column bases; Uninsulated Concrete GF slab with DPM and Mesh,150 thick up to 10,000m2, 200mm thick over 10,000m2 GIA; Steel Portal frame with bolts and baseplates; Coated galvanised trapezoidal roof sheets with no insulation, on steel purlins; Roof lights; valley gutters; matching fascia and soffit; Rainwater downpipes and gutters; Single phase electrics, lighting and power; EXCLUDES heating ; Underslab storm drainage from internal downpipes on building area greater than 1,000m2 | Location Adjustment Applicable (See Guidance Notes) - ERC = UK mean of 1.00 | (BEAMS Note 2) The ERC for this item should be added to all other rateable items on the hereditament (except land). Therefore the total of the ERC of the other Building Items and the P&M ERC (where applicable) to enable the correct contract size adjustment to be made. ERC of Building Component + ERC of P&M = Total ERC to which contract size adjustment should be applied. The appropriate % adjustment should be made in accordance with the scale for contract size adjustment specified under section 6 of the RCG 2023 Guidance notes. The currency ERC rates are set at £4m (Four Million Pounds) @ 1st April 2021 (AVD) for the RCG 2023 Publication. | The data consists of a typical Industrial shell. Works include the Industrial shell as described and includes works up to 1m perimeter to the building (1m wide paving slabs & foul/storm drainage). Costs are for the shell only and do not include for internal rooms such as offices or toilets which should be added for seperately. See Variations for assistance. | - | - | - | - | - | If heating is required an addition of £32/m2 (GIA) should be made to the beacon cost. Internal offices (in Industrial complexes) should be added by reference to Cost Guide code series 42P04A -42P40V, Internal WC - 42P40W | - | - | - |  | m2 | - | 3 - INDUSTRIAL | David Grace | Jim Allen | #N/A | Option 1 | ERROR | 0% | 831.2925 | 596.8481 | 0% | 0% | 596.8481 | 0% | Price Book Data | P. Avo | VOA_GPN_GOV_UK\7243572 | 2021-09-23 | Low | - | Low | - | - | Copied to latest DCS. | NA | SPONS A&B | 2 | (BEAMS Note 2) Standard | - | - | 2 | TRUE
3389 | 42A08J | 9104 | 42A08J | Industrial Buildings | No Wall Cladding | 0 - 100m2 | Eaves Height - 12m | - | Building Area only; Site strip vegetation; Strip foundations; Column bases; Uninsulated Concrete GF slab with DPM and Mesh,150 thick up to 10,000m2, 200mm thick over 10,000m2 GIA; Steel Portal frame with bolts and baseplates; Coated galvanised trapezoidal roof sheets with no insulation, on steel purlins; Roof lights; valley gutters; matching fascia and soffit; Rainwater downpipes and gutters; Single phase electrics, lighting and power; EXCLUDES heating ; Underslab storm drainage from internal downpipes on building area greater than 1,000m2 | Location Adjustment Applicable (See Guidance Notes) - ERC = UK mean of 1.00 | (BEAMS Note 2) The ERC for this item should be added to all other rateable items on the hereditament (except land). Therefore the total of the ERC of the other Building Items and the P&M ERC (where applicable) to enable the correct contract size adjustment to be made. ERC of Building Component + ERC of P&M = Total ERC to which contract size adjustment should be applied. The appropriate % adjustment should be made in accordance with the scale for contract size adjustment specified under section 6 of the RCG 2023 Guidance notes. The currency ERC rates are set at £4m (Four Million Pounds) @ 1st April 2021 (AVD) for the RCG 2023 Publication. | The data consists of a typical Industrial shell. Works include the Industrial shell as described and includes works up to 1m perimeter to the building (1m wide paving slabs & foul/storm drainage). Costs are for the shell only and do not include for internal rooms such as offices or toilets which should be added for seperately. See Variations for assistance. | - | - | - | - | - | If heating is required an addition of £32/m2 (GIA) should be made to the beacon cost. Internal offices (in Industrial complexes) should be added by reference to Cost Guide code series 42P04A -42P40V, Internal WC - 42P40W | - | - | - |  | m2 | - | 3 - INDUSTRIAL | David Grace | Jim Allen | #N/A | Option 1 | ERROR | 0% | 834.5997 | 599.2226 | 0% | 0% | 599.2226 | 0% | Price Book Data | P. Avo | VOA_GPN_GOV_UK\7243572 | 2021-09-23 | Low | - | Low | - | - | Copied to latest DCS. | NA | SPONS A&B | 2 | (BEAMS Note 2) Standard | - | - | 2 | TRUE
3390 | 42A08K | 9105 | 42A08K | Industrial Buildings | No Wall Cladding | 0 - 100m2 | Eaves Height - 13m | - | Building Area only; Site strip vegetation; Strip foundations; Column bases; Uninsulated Concrete GF slab with DPM and Mesh,150 thick up to 10,000m2, 200mm thick over 10,000m2 GIA; Steel Portal frame with bolts and baseplates; Coated galvanised trapezoidal roof sheets with no insulation, on steel purlins; Roof lights; valley gutters; matching fascia and soffit; Rainwater downpipes and gutters; Single phase electrics, lighting and power; EXCLUDES heating ; Underslab storm drainage from internal downpipes on building area greater than 1,000m2 | Location Adjustment Applicable (See Guidance Notes) - ERC = UK mean of 1.00 | (BEAMS Note 2) The ERC for this item should be added to all other rateable items on the hereditament (except land). Therefore the total of the ERC of the other Building Items and the P&M ERC (where applicable) to enable the correct contract size adjustment to be made. ERC of Building Component + ERC of P&M = Total ERC to which contract size adjustment should be applied. The appropriate % adjustment should be made in accordance with the scale for contract size adjustment specified under section 6 of the RCG 2023 Guidance notes. The currency ERC rates are set at £4m (Four Million Pounds) @ 1st April 2021 (AVD) for the RCG 2023 Publication. | The data consists of a typical Industrial shell. Works include the Industrial shell as described and includes works up to 1m perimeter to the building (1m wide paving slabs & foul/storm drainage). Costs are for the shell only and do not include for internal rooms such as offices or toilets which should be added for seperately. See Variations for assistance. | - | - | - | - | - | If heating is required an addition of £32/m2 (GIA) should be made to the beacon cost. Internal offices (in Industrial complexes) should be added by reference to Cost Guide code series 42P04A -42P40V, Internal WC - 42P40W | - | - | - |  | m2 | - | 3 - INDUSTRIAL | David Grace | Jim Allen | #N/A | Option 1 | ERROR | 0% | 837.9069 | 601.5971 | 0% | 0% | 601.5971 | 0% | Price Book Data | P. Avo | VOA_GPN_GOV_UK\7243572 | 2021-09-23 | Low | - | Low | - | - | Copied to latest DCS. | NA | SPONS A&B | 2 | (BEAMS Note 2) Standard | - | - | 2 | TRUE
3391 | 42A08L | 9106 | 42A08L | Industrial Buildings | No Wall Cladding | 0 - 100m2 | Eaves Height - 14m | - | Building Area only; Site strip vegetation; Strip foundations; Column bases; Uninsulated Concrete GF slab with DPM and Mesh,150 thick up to 10,000m2, 200mm thick over 10,000m2 GIA; Steel Portal frame with bolts and baseplates; Coated galvanised trapezoidal roof sheets with no insulation, on steel purlins; Roof lights; valley gutters; matching fascia and soffit; Rainwater downpipes and gutters; Single phase electrics, lighting and power; EXCLUDES heating ; Underslab storm drainage from internal downpipes on building area greater than 1,000m2 | Location Adjustment Applicable (See Guidance Notes) - ERC = UK mean of 1.00 | (BEAMS Note 2) The ERC for this item should be added to all other rateable items on the hereditament (except land). Therefore the total of the ERC of the other Building Items and the P&M ERC (where applicable) to enable the correct contract size adjustment to be made. ERC of Building Component + ERC of P&M = Total ERC to which contract size adjustment should be applied. The appropriate % adjustment should be made in accordance with the scale for contract size adjustment specified under section 6 of the RCG 2023 Guidance notes. The currency ERC rates are set at £4m (Four Million Pounds) @ 1st April 2021 (AVD) for the RCG 2023 Publication. | The data consists of a typical Industrial shell. Works include the Industrial shell as described and includes works up to 1m perimeter to the building (1m wide paving slabs & foul/storm drainage). Costs are for the shell only and do not include for internal rooms such as offices or toilets which should be added for seperately. See Variations for assistance. | - | - | - | - | - | If heating is required an addition of £32/m2 (GIA) should be made to the beacon cost. Internal offices (in Industrial complexes) should be added by reference to Cost Guide code series 42P04A -42P40V, Internal WC - 42P40W | - | - | - |  | m2 | - | 3 - INDUSTRIAL | David Grace | Jim Allen | #N/A | Option 1 | ERROR | 0% | 841.2141 | 603.9716 | 0% | 0% | 603.9716 | 0% | Price Book Data | P. Avo | VOA_GPN_GOV_UK\7243572 | 2021-09-23 | Low | - | Low | - | - | Copied to latest DCS. | NA | SPONS A&B | 2 | (BEAMS Note 2) Standard | - | - | 2 | TRUE
3392 | 42A08M | 9107 | 42A08M | Industrial Buildings | No Wall Cladding | 0 - 100m2 | Eaves Height - 15m | - | Building Area only; Site strip vegetation; Strip foundations; Column bases; Uninsulated Concrete GF slab with DPM and Mesh,150 thick up to 10,000m2, 200mm thick over 10,000m2 GIA; Steel Portal frame with bolts and baseplates; Coated galvanised trapezoidal roof sheets with no insulation, on steel purlins; Roof lights; valley gutters; matching fascia and soffit; Rainwater downpipes and gutters; Single phase electrics, lighting and power; EXCLUDES heating ; Underslab storm drainage from internal downpipes on building area greater than 1,000m2 | Location Adjustment Applicable (See Guidance Notes) - ERC = UK mean of 1.00 | (BEAMS Note 2) The ERC for this item should be added to all other rateable items on the hereditament (except land). Therefore the total of the ERC of the other Building Items and the P&M ERC (where applicable) to enable the correct contract size adjustment to be made. ERC of Building Component + ERC of P&M = Total ERC to which contract size adjustment should be applied. The appropriate % adjustment should be made in accordance with the scale for contract size adjustment specified under section 6 of the RCG 2023 Guidance notes. The currency ERC rates are set at £4m (Four Million Pounds) @ 1st April 2021 (AVD) for the RCG 2023 Publication. | The data consists of a typical Industrial shell. Works include the Industrial shell as described and includes works up to 1m perimeter to the building (1m wide paving slabs & foul/storm drainage). Costs are for the shell only and do not include for internal rooms such as offices or toilets which should be added for seperately. See Variations for assistance. | - | - | - | - | - | If heating is required an addition of £32/m2 (GIA) should be made to the beacon cost. Internal offices (in Industrial complexes) should be added by reference to Cost Guide code series 42P04A -42P40V, Internal WC - 42P40W | - | - | - |  | m2 | - | 3 - INDUSTRIAL | David Grace | Jim Allen | #N/A | Option 1 | ERROR | 0% | 844.5213 | 606.3461 | 0% | 0% | 606.3461 | 0% | Price Book Data | P. Avo | VOA_GPN_GOV_UK\7243572 | 2021-09-23 | Low | - | Low | - | - | Copied to latest DCS. | NA | SPONS A&B | 2 | (BEAMS Note 2) Standard | - | - | 2 | TRUE
3393 | 42A08N | 9108 | 42A08N | Industrial Buildings | No Wall Cladding | 0 - 100m2 | Eaves Height - 16m | - | Building Area only; Site strip vegetation; Strip foundations; Column bases; Uninsulated Concrete GF slab with DPM and Mesh,150 thick up to 10,000m2, 200mm thick over 10,000m2 GIA; Steel Portal frame with bolts and baseplates; Coated galvanised trapezoidal roof sheets with no insulation, on steel purlins; Roof lights; valley gutters; matching fascia and soffit; Rainwater downpipes and gutters; Single phase electrics, lighting and power; EXCLUDES heating ; Underslab storm drainage from internal downpipes on building area greater than 1,000m2 | Location Adjustment Applicable (See Guidance Notes) - ERC = UK mean of 1.00 | (BEAMS Note 2) The ERC for this item should be added to all other rateable items on the hereditament (except land). Therefore the total of the ERC of the other Building Items and the P&M ERC (where applicable) to enable the correct contract size adjustment to be made. ERC of Building Component + ERC of P&M = Total ERC to which contract size adjustment should be applied. The appropriate % adjustment should be made in accordance with the scale for contract size adjustment specified under section 6 of the RCG 2023 Guidance notes. The currency ERC rates are set at £4m (Four Million Pounds) @ 1st April 2021 (AVD) for the RCG 2023 Publication. | The data consists of a typical Industrial shell. Works include the Industrial shell as described and includes works up to 1m perimeter to the building (1m wide paving slabs & foul/storm drainage). Costs are for the shell only and do not include for internal rooms such as offices or toilets which should be added for seperately. See Variations for assistance. | - | - | - | - | - | If heating is required an addition of £32/m2 (GIA) should be made to the beacon cost. Internal offices (in Industrial complexes) should be added by reference to Cost Guide code series 42P04A -42P40V, Internal WC - 42P40W | - | - | - |  | m2 | - | 3 - INDUSTRIAL | David Grace | Jim Allen | #N/A | Option 1 | ERROR | 0% | 847.8285 | 608.7206 | 0% | 0% | 608.7206 | 0% | Price Book Data | P. Avo | VOA_GPN_GOV_UK\7243572 | 2021-09-23 | Low | - | Low | - | - | Copied to latest DCS. Code didn't match file name, now updated. | NA | SPONS A&B | 2 | (BEAMS Note 2) Standard | - | - | 2 | TRUE
3394 | 42A08P | 9109 | 42A08P | Industrial Buildings | No Wall Cladding | 0 - 100m2 | Eaves Height - 17m | - | Building Area only; Site strip vegetation; Strip foundations; Column bases; Uninsulated Concrete GF slab with DPM and Mesh,150 thick up to 10,000m2, 200mm thick over 10,000m2 GIA; Steel Portal frame with bolts and baseplates; Coated galvanised trapezoidal roof sheets with no insulation, on steel purlins; Roof lights; valley gutters; matching fascia and soffit; Rainwater downpipes and gutters; Single phase electrics, lighting and power; EXCLUDES heating ; Underslab storm drainage from internal downpipes on building area greater than 1,000m2 | Location Adjustment Applicable (See Guidance Notes) - ERC = UK mean of 1.00 | (BEAMS Note 2) The ERC for this item should be added to all other rateable items on the hereditament (except land). Therefore the total of the ERC of the other Building Items and the P&M ERC (where applicable) to enable the correct contract size adjustment to be made. ERC of Building Component + ERC of P&M = Total ERC to which contract size adjustment should be applied. The appropriate % adjustment should be made in accordance with the scale for contract size adjustment specified under section 6 of the RCG 2023 Guidance notes. The currency ERC rates are set at £4m (Four Million Pounds) @ 1st April 2021 (AVD) for the RCG 2023 Publication. | The data consists of a typical Industrial shell. Works include the Industrial shell as described and includes works up to 1m perimeter to the building (1m wide paving slabs & foul/storm drainage). Costs are for the shell only and do not include for internal rooms such as offices or toilets which should be added for seperately. See Variations for assistance. | - | - | - | - | - | If heating is required an addition of £32/m2 (GIA) should be made to the beacon cost. Internal offices (in Industrial complexes) should be added by reference to Cost Guide code series 42P04A -42P40V, Internal WC - 42P40W | - | - | - |  | m2 | - | 3 - INDUSTRIAL | David Grace | Jim Allen | #N/A | Option 1 | ERROR | 0% | 851.1357 | 611.0951 | 0% | 0% | 611.0951 | 0% | Price Book Data | P. Avo | VOA_GPN_GOV_UK\7243572 | 2021-09-23 | Low | - | Low | - | - | Copied to latest DCS. Code didn't match file name, now updated. | NA | SPONS A&B | 2 | (BEAMS Note 2) Standard | - | - | 2 | TRUE
3395 | 42A08Q | 9110 | 42A08Q | Industrial Buildings | No Wall Cladding | 0 - 100m2 | Eaves Height - 18m | - | Building Area only; Site strip vegetation; Strip foundations; Column bases; Uninsulated Concrete GF slab with DPM and Mesh,150 thick up to 10,000m2, 200mm thick over 10,000m2 GIA; Steel Portal frame with bolts and baseplates; Coated galvanised trapezoidal roof sheets with no insulation, on steel purlins; Roof lights; valley gutters; matching fascia and soffit; Rainwater downpipes and gutters; Single phase electrics, lighting and power; EXCLUDES heating ; Underslab storm drainage from internal downpipes on building area greater than 1,000m2 | Location Adjustment Applicable (See Guidance Notes) - ERC = UK mean of 1.00 | (BEAMS Note 2) The ERC for this item should be added to all other rateable items on the hereditament (except land). Therefore the total of the ERC of the other Building Items and the P&M ERC (where applicable) to enable the correct contract size adjustment to be made. ERC of Building Component + ERC of P&M = Total ERC to which contract size adjustment should be applied. The appropriate % adjustment should be made in accordance with the scale for contract size adjustment specified under section 6 of the RCG 2023 Guidance notes. The currency ERC rates are set at £4m (Four Million Pounds) @ 1st April 2021 (AVD) for the RCG 2023 Publication. | The data consists of a typical Industrial shell. Works include the Industrial shell as described and includes works up to 1m perimeter to the building (1m wide paving slabs & foul/storm drainage). Costs are for the shell only and do not include for internal rooms such as offices or toilets which should be added for seperately. See Variations for assistance. | - | - | - | - | - | If heating is required an addition of £32/m2 (GIA) should be made to the beacon cost. Internal offices (in Industrial complexes) should be added by reference to Cost Guide code series 42P04A -42P40V, Internal WC - 42P40W | - | - | - |  | m2 | - | 3 - INDUSTRIAL | David Grace | Jim Allen | #N/A | Option 1 | ERROR | 0% | 854.4429 | 613.4696 | 0% | 0% | 613.4696 | 0% | Price Book Data | P. Avo | VOA_GPN_GOV_UK\7243572 | 2021-09-23 | Low | - | Low | - | - | Copied to latest DCS. Code didn't match file name, now updated. | NA | SPONS A&B | 2 | (BEAMS Note 2) Standard | - | - | 2 | TRUE
3396 | 42A08R | 9111 | 42A08R | Industrial Buildings | No Wall Cladding | 0 - 100m2 | Eaves Height - 19m | - | Building Area only; Site strip vegetation; Strip foundations; Column bases; Uninsulated Concrete GF slab with DPM and Mesh,150 thick up to 10,000m2, 200mm thick over 10,000m2 GIA; Steel Portal frame with bolts and baseplates; Coated galvanised trapezoidal roof sheets with no insulation, on steel purlins; Roof lights; valley gutters; matching fascia and soffit; Rainwater downpipes and gutters; Single phase electrics, lighting and power; EXCLUDES heating ; Underslab storm drainage from internal downpipes on building area greater than 1,000m2 | Location Adjustment Applicable (See Guidance Notes) - ERC = UK mean of 1.00 | (BEAMS Note 2) The ERC for this item should be added to all other rateable items on the hereditament (except land). Therefore the total of the ERC of the other Building Items and the P&M ERC (where applicable) to enable the correct contract size adjustment to be made. ERC of Building Component + ERC of P&M = Total ERC to which contract size adjustment should be applied. The appropriate % adjustment should be made in accordance with the scale for contract size adjustment specified under section 6 of the RCG 2023 Guidance notes. The currency ERC rates are set at £4m (Four Million Pounds) @ 1st April 2021 (AVD) for the RCG 2023 Publication. | The data consists of a typical Industrial shell. Works include the Industrial shell as described and includes works up to 1m perimeter to the building (1m wide paving slabs & foul/storm drainage). Costs are for the shell only and do not include for internal rooms such as offices or toilets which should be added for seperately. See Variations for assistance. | - | - | - | - | - | If heating is required an addition of £32/m2 (GIA) should be made to the beacon cost. Internal offices (in Industrial complexes) should be added by reference to Cost Guide code series 42P04A -42P40V, Internal WC - 42P40W | - | - | - |  | m2 | - | 3 - INDUSTRIAL | David Grace | Jim Allen | #N/A | Option 1 | ERROR | 0% | 899.4343 | 645.7723 | 0% | 0% | 645.7723 | 0% | Price Book Data | P. Avo | VOA_GPN_GOV_UK\7243572 | 2021-09-23 | Low | - | Low | - | - | Copied to latest DCS. Code didn't match file name, now updated. | NA | SPONS A&B | 2 | (BEAMS Note 2) Standard | - | - | 2 | TRUE
3397 | 42A08S | 9112 | 42A08S | Industrial Buildings | No Wall Cladding | 0 - 100m2 | Eaves Height - 20m | - | Building Area only; Site strip vegetation; Strip foundations; Column bases; Uninsulated Concrete GF slab with DPM and Mesh,150 thick up to 10,000m2, 200mm thick over 10,000m2 GIA; Steel Portal frame with bolts and baseplates; Coated galvanised trapezoidal roof sheets with no insulation, on steel purlins; Roof lights; valley gutters; matching fascia and soffit; Rainwater downpipes and gutters; Single phase electrics, lighting and power; EXCLUDES heating ; Underslab storm drainage from internal downpipes on building area greater than 1,000m2 | Location Adjustment Applicable (See Guidance Notes) - ERC = UK mean of 1.00 | (BEAMS Note 2) The ERC for this item should be added to all other rateable items on the hereditament (except land). Therefore the total of the ERC of the other Building Items and the P&M ERC (where applicable) to enable the correct contract size adjustment to be made. ERC of Building Component + ERC of P&M = Total ERC to which contract size adjustment should be applied. The appropriate % adjustment should be made in accordance with the scale for contract size adjustment specified under section 6 of the RCG 2023 Guidance notes. The currency ERC rates are set at £4m (Four Million Pounds) @ 1st April 2021 (AVD) for the RCG 2023 Publication. | The data consists of a typical Industrial shell. Works include the Industrial shell as described and includes works up to 1m perimeter to the building (1m wide paving slabs & foul/storm drainage). Costs are for the shell only and do not include for internal rooms such as offices or toilets which should be added for seperately. See Variations for assistance. | - | - | - | - | - | If heating is required an addition of £32/m2 (GIA) should be made to the beacon cost. Internal offices (in Industrial complexes) should be added by reference to Cost Guide code series 42P04A -42P40V, Internal WC - 42P40W | - | - | - |  | m2 | - | 3 - INDUSTRIAL | David Grace | Jim Allen | #N/A | Option 1 | ERROR | 0% | 902.7415 | 648.1468 | 0% | 0% | 648.1468 | 0% | Price Book Data | P. Avo | VOA_GPN_GOV_UK\7243572 | 2021-09-23 | Low | - | Low | - | - | Copied to latest DCS. | NA | SPONS A&B | 2 | (BEAMS Note 2) Standard | - | - | 2 | TRUE
3398 | 42A09Z | 9143 | 42A09Z | Industrial Buildings | No Wall Cladding | 101 - 250m2 | Eaves Height - 11m | - | Building Area only; Site strip vegetation; Strip foundations; Column bases; Uninsulated Concrete GF slab with DPM and Mesh,150 thick up to 10,000m2, 200mm thick over 10,000m2 GIA; Steel Portal frame with bolts and baseplates; Coated galvanised trapezoidal roof sheets with no insulation, on steel purlins; Roof lights; valley gutters; matching fascia and soffit; Rainwater downpipes and gutters; Single phase electrics, lighting and power; EXCLUDES heating ; Underslab storm drainage from internal downpipes on building area greater than 1,000m2 | Location Adjustment Applicable (See Guidance Notes) - ERC = UK mean of 1.00 | (BEAMS Note 2) The ERC for this item should be added to all other rateable items on the hereditament (except land). Therefore the total of the ERC of the other Building Items and the P&M ERC (where applicable) to enable the correct contract size adjustment to be made. ERC of Building Component + ERC of P&M = Total ERC to which contract size adjustment should be applied. The appropriate % adjustment should be made in accordance with the scale for contract size adjustment specified under section 6 of the RCG 2023 Guidance notes. The currency ERC rates are set at £4m (Four Million Pounds) @ 1st April 2021 (AVD) for the RCG 2023 Publication. | The data consists of a typical Industrial shell. Works include the Industrial shell as described and includes works up to 1m perimeter to the building (1m wide paving slabs & foul/storm drainage). Costs are for the shell only and do not include for internal rooms such as offices or toilets which should be added for seperately. See Variations for assistance. | - | - | - | - | - | If heating is required an addition of £32/m2 (GIA) should be made to the beacon cost. Internal offices (in Industrial complexes) should be added by reference to Cost Guide code series 42P04A -42P40V, Internal WC - 42P40W | - | - | - |  | m2 | - | 3 - INDUSTRIAL | David Grace | Jim Allen | #N/A | Option 1 | ERROR | 0% | 724.5084 | 520.1797 | 0% | 0% | 520.1797 | 0% | Price Book Data | P. Avo | VOA_GPN_GOV_UK\7243572 | 2021-09-20 | Low | - | Low | - | - | Copied to latest DCS. | NA | SPONS A&B | 2 | (BEAMS Note 2) Standard | - | - | 2 | TRUE
3399 | 42A10A | 9144 | 42A10A | Industrial Buildings | No Wall Cladding | 101 - 250m2 | Eaves Height - 12m | - | Building Area only; Site strip vegetation; Strip foundations; Column bases; Uninsulated Concrete GF slab with DPM and Mesh,150 thick up to 10,000m2, 200mm thick over 10,000m2 GIA; Steel Portal frame with bolts and baseplates; Coated galvanised trapezoidal roof sheets with no insulation, on steel purlins; Roof lights; valley gutters; matching fascia and soffit; Rainwater downpipes and gutters; Single phase electrics, lighting and power; EXCLUDES heating ; Underslab storm drainage from internal downpipes on building area greater than 1,000m2 | Location Adjustment Applicable (See Guidance Notes) - ERC = UK mean of 1.00 | (BEAMS Note 2) The ERC for this item should be added to all other rateable items on the hereditament (except land). Therefore the total of the ERC of the other Building Items and the P&M ERC (where applicable) to enable the correct contract size adjustment to be made. ERC of Building Component + ERC of P&M = Total ERC to which contract size adjustment should be applied. The appropriate % adjustment should be made in accordance with the scale for contract size adjustment specified under section 6 of the RCG 2023 Guidance notes. The currency ERC rates are set at £4m (Four Million Pounds) @ 1st April 2021 (AVD) for the RCG 2023 Publication. | The data consists of a typical Industrial shell. Works include the Industrial shell as described and includes works up to 1m perimeter to the building (1m wide paving slabs & foul/storm drainage). Costs are for the shell only and do not include for internal rooms such as offices or toilets which should be added for seperately. See Variations for assistance. | - | - | - | - | - | If heating is required an addition of £32/m2 (GIA) should be made to the beacon cost. Internal offices (in Industrial complexes) should be added by reference to Cost Guide code series 42P04A -42P40V, Internal WC - 42P40W | - | - | - |  | m2 | - | 3 - INDUSTRIAL | David Grace | Jim Allen | #N/A | Option 1 | ERROR | 0% | 727.1542 | 522.0793 | 0% | 0% | 522.0793 | 0% | Price Book Data | P. Avo | VOA_GPN_GOV_UK\7243572 | 2021-09-20 | Low | - | Low | - | - | Copied to latest DCS. | NA | SPONS A&B | 2 | (BEAMS Note 2) Standard | - | - | 2 | TRUE
3400 | 42A10B | 9145 | 42A10B | Industrial Buildings | No Wall Cladding | 101 - 250m2 | Eaves Height - 13m | - | Building Area only; Site strip vegetation; Strip foundations; Column bases; Uninsulated Concrete GF slab with DPM and Mesh,150 thick up to 10,000m2, 200mm thick over 10,000m2 GIA; Steel Portal frame with bolts and baseplates; Coated galvanised trapezoidal roof sheets with no insulation, on steel purlins; Roof lights; valley gutters; matching fascia and soffit; Rainwater downpipes and gutters; Single phase electrics, lighting and power; EXCLUDES heating ; Underslab storm drainage from internal downpipes on building area greater than 1,000m2 | Location Adjustment Applicable (See Guidance Notes) - ERC = UK mean of 1.00 | (BEAMS Note 2) The ERC for this item should be added to all other rateable items on the hereditament (except land). Therefore the total of the ERC of the other Building Items and the P&M ERC (where applicable) to enable the correct contract size adjustment to be made. ERC of Building Component + ERC of P&M = Total ERC to which contract size adjustment should be applied. The appropriate % adjustment should be made in accordance with the scale for contract size adjustment specified under section 6 of the RCG 2023 Guidance notes. The currency ERC rates are set at £4m (Four Million Pounds) @ 1st April 2021 (AVD) for the RCG 2023 Publication. | The data consists of a typical Industrial shell. Works include the Industrial shell as described and includes works up to 1m perimeter to the building (1m wide paving slabs & foul/storm drainage). Costs are for the shell only and do not include for internal rooms such as offices or toilets which should be added for seperately. See Variations for assistance. | - | - | - | - | - | If heating is required an addition of £32/m2 (GIA) should be made to the beacon cost. Internal offices (in Industrial complexes) should be added by reference to Cost Guide code series 42P04A -42P40V, Internal WC - 42P40W | - | - | - |  | m2 | - | 3 - INDUSTRIAL | David Grace | Jim Allen | #N/A | Option 1 | ERROR | 0% | 729.7999 | 523.9789 | 0% | 0% | 523.9789 | 0% | Price Book Data | P. Avo | VOA_GPN_GOV_UK\7243572 | 2021-09-20 | Low | - | Low | - | - | Copied to latest DCS. | NA | SPONS A&B | 2 | (BEAMS Note 2) Standard | - | - | 2 | TRUE
3401 | 42A10C | 9146 | 42A10C | Industrial Buildings | No Wall Cladding | 101 - 250m2 | Eaves Height - 14m | - | Building Area only; Site strip vegetation; Strip foundations; Column bases; Uninsulated Concrete GF slab with DPM and Mesh,150 thick up to 10,000m2, 200mm thick over 10,000m2 GIA; Steel Portal frame with bolts and baseplates; Coated galvanised trapezoidal roof sheets with no insulation, on steel purlins; Roof lights; valley gutters; matching fascia and soffit; Rainwater downpipes and gutters; Single phase electrics, lighting and power; EXCLUDES heating ; Underslab storm drainage from internal downpipes on building area greater than 1,000m2 | Location Adjustment Applicable (See Guidance Notes) - ERC = UK mean of 1.00 | (BEAMS Note 2) The ERC for this item should be added to all other rateable items on the hereditament (except land). Therefore the total of the ERC of the other Building Items and the P&M ERC (where applicable) to enable the correct contract size adjustment to be made. ERC of Building Component + ERC of P&M = Total ERC to which contract size adjustment should be applied. The appropriate % adjustment should be made in accordance with the scale for contract size adjustment specified under section 6 of the RCG 2023 Guidance notes. The currency ERC rates are set at £4m (Four Million Pounds) @ 1st April 2021 (AVD) for the RCG 2023 Publication. | The data consists of a typical Industrial shell. Works include the Industrial shell as described and includes works up to 1m perimeter to the building (1m wide paving slabs & foul/storm drainage). Costs are for the shell only and do not include for internal rooms such as offices or toilets which should be added for seperately. See Variations for assistance. | - | - | - | - | - | If heating is required an addition of £32/m2 (GIA) should be made to the beacon cost. Internal offices (in Industrial complexes) should be added by reference to Cost Guide code series 42P04A -42P40V, Internal WC - 42P40W | - | - | - |  | m2 | - | 3 - INDUSTRIAL | David Grace | Jim Allen | #N/A | Option 1 | ERROR | 0% | 732.4457 | 525.8785 | 0% | 0% | 525.8785 | 0% | Price Book Data | P. Avo | VOA_GPN_GOV_UK\7243572 | 2021-09-20 | Low | - | Low | - | - | Copied to latest DCS. | NA | SPONS A&B | 2 | (BEAMS Note 2) Standard | - | - | 2 | TRUE
3402 | 42A10D | 9147 | 42A10D | Industrial Buildings | No Wall Cladding | 101 - 250m2 | Eaves Height - 15m | - | Building Area only; Site strip vegetation; Strip foundations; Column bases; Uninsulated Concrete GF slab with DPM and Mesh,150 thick up to 10,000m2, 200mm thick over 10,000m2 GIA; Steel Portal frame with bolts and baseplates; Coated galvanised trapezoidal roof sheets with no insulation, on steel purlins; Roof lights; valley gutters; matching fascia and soffit; Rainwater downpipes and gutters; Single phase electrics, lighting and power; EXCLUDES heating ; Underslab storm drainage from internal downpipes on building area greater than 1,000m2 | Location Adjustment Applicable (See Guidance Notes) - ERC = UK mean of 1.00 | (BEAMS Note 2) The ERC for this item should be added to all other rateable items on the hereditament (except land). Therefore the total of the ERC of the other Building Items and the P&M ERC (where applicable) to enable the correct contract size adjustment to be made. ERC of Building Component + ERC of P&M = Total ERC to which contract size adjustment should be applied. The appropriate % adjustment should be made in accordance with the scale for contract size adjustment specified under section 6 of the RCG 2023 Guidance notes. The currency ERC rates are set at £4m (Four Million Pounds) @ 1st April 2021 (AVD) for the RCG 2023 Publication. | The data consists of a typical Industrial shell. Works include the Industrial shell as described and includes works up to 1m perimeter to the building (1m wide paving slabs & foul/storm drainage). Costs are for the shell only and do not include for internal rooms such as offices or toilets which should be added for seperately. See Variations for assistance. | - | - | - | - | - | If heating is required an addition of £32/m2 (GIA) should be made to the beacon cost. Internal offices (in Industrial complexes) should be added by reference to Cost Guide code series 42P04A -42P40V, Internal WC - 42P40W | - | - | - |  | m2 | - | 3 - INDUSTRIAL | David Grace | Jim Allen | #N/A | Option 1 | ERROR | 0% | 735.0914 | 527.7781 | 0% | 0% | 527.7781 | 0% | Price Book Data | P. Avo | VOA_GPN_GOV_UK\7243572 | 2021-09-20 | Low | - | Low | - | - | Copied to latest DCS. | NA | SPONS A&B | 2 | (BEAMS Note 2) Standard | - | - | 2 | TRUE
3403 | 42A10E | 9148 | 42A10E | Industrial Buildings | No Wall Cladding | 101 - 250m2 | Eaves Height - 16m | - | Building Area only; Site strip vegetation; Strip foundations; Column bases; Uninsulated Concrete GF slab with DPM and Mesh,150 thick up to 10,000m2, 200mm thick over 10,000m2 GIA; Steel Portal frame with bolts and baseplates; Coated galvanised trapezoidal roof sheets with no insulation, on steel purlins; Roof lights; valley gutters; matching fascia and soffit; Rainwater downpipes and gutters; Single phase electrics, lighting and power; EXCLUDES heating ; Underslab storm drainage from internal downpipes on building area greater than 1,000m2 | Location Adjustment Applicable (See Guidance Notes) - ERC = UK mean of 1.00 | (BEAMS Note 2) The ERC for this item should be added to all other rateable items on the hereditament (except land). Therefore the total of the ERC of the other Building Items and the P&M ERC (where applicable) to enable the correct contract size adjustment to be made. ERC of Building Component + ERC of P&M = Total ERC to which contract size adjustment should be applied. The appropriate % adjustment should be made in accordance with the scale for contract size adjustment specified under section 6 of the RCG 2023 Guidance notes. The currency ERC rates are set at £4m (Four Million Pounds) @ 1st April 2021 (AVD) for the RCG 2023 Publication. | The data consists of a typical Industrial shell. Works include the Industrial shell as described and includes works up to 1m perimeter to the building (1m wide paving slabs & foul/storm drainage). Costs are for the shell only and do not include for internal rooms such as offices or toilets which should be added for seperately. See Variations for assistance. | - | - | - | - | - | If heating is required an addition of £32/m2 (GIA) should be made to the beacon cost. Internal offices (in Industrial complexes) should be added by reference to Cost Guide code series 42P04A -42P40V, Internal WC - 42P40W | - | - | - |  | m2 | - | 3 - INDUSTRIAL | David Grace | Jim Allen | #N/A | Option 1 | ERROR | 0% | 737.7372 | 529.6777 | 0% | 0% | 529.6777 | 0% | Price Book Data | P. Avo | VOA_GPN_GOV_UK\7243572 | 2021-09-20 | Low | - | Low | - | - | Copied to latest DCS. | NA | SPONS A&B | 2 | (BEAMS Note 2) Standard | - | - | 2 | TRUE
3404 | 42A10F | 9149 | 42A10F | Industrial Buildings | No Wall Cladding | 101 - 250m2 | Eaves Height - 17m | - | Building Area only; Site strip vegetation; Strip foundations; Column bases; Uninsulated Concrete GF slab with DPM and Mesh,150 thick up to 10,000m2, 200mm thick over 10,000m2 GIA; Steel Portal frame with bolts and baseplates; Coated galvanised trapezoidal roof sheets with no insulation, on steel purlins; Roof lights; valley gutters; matching fascia and soffit; Rainwater downpipes and gutters; Single phase electrics, lighting and power; EXCLUDES heating ; Underslab storm drainage from internal downpipes on building area greater than 1,000m2 | Location Adjustment Applicable (See Guidance Notes) - ERC = UK mean of 1.00 | (BEAMS Note 2) The ERC for this item should be added to all other rateable items on the hereditament (except land). Therefore the total of the ERC of the other Building Items and the P&M ERC (where applicable) to enable the correct contract size adjustment to be made. ERC of Building Component + ERC of P&M = Total ERC to which contract size adjustment should be applied. The appropriate % adjustment should be made in accordance with the scale for contract size adjustment specified under section 6 of the RCG 2023 Guidance notes. The currency ERC rates are set at £4m (Four Million Pounds) @ 1st April 2021 (AVD) for the RCG 2023 Publication. | The data consists of a typical Industrial shell. Works include the Industrial shell as described and includes works up to 1m perimeter to the building (1m wide paving slabs & foul/storm drainage). Costs are for the shell only and do not include for internal rooms such as offices or toilets which should be added for seperately. See Variations for assistance. | - | - | - | - | - | If heating is required an addition of £32/m2 (GIA) should be made to the beacon cost. Internal offices (in Industrial complexes) should be added by reference to Cost Guide code series 42P04A -42P40V, Internal WC - 42P40W | - | - | - |  | m2 | - | 3 - INDUSTRIAL | David Grace | Jim Allen | #N/A | Option 1 | ERROR | 0% | 740.3829 | 531.5772 | 0% | 0% | 531.5772 | 0% | Price Book Data | P. Avo | VOA_GPN_GOV_UK\7243572 | 2021-09-20 | Low | - | Low | - | - | Copied to latest DCS. Code didn't match file name, now updated. | NA | SPONS A&B | 2 | (BEAMS Note 2) Standard | - | - | 2 | TRUE
3405 | 42A10G | 9150 | 42A10G | Industrial Buildings | No Wall Cladding | 101 - 250m2 | Eaves Height - 18m | - | Building Area only; Site strip vegetation; Strip foundations; Column bases; Uninsulated Concrete GF slab with DPM and Mesh,150 thick up to 10,000m2, 200mm thick over 10,000m2 GIA; Steel Portal frame with bolts and baseplates; Coated galvanised trapezoidal roof sheets with no insulation, on steel purlins; Roof lights; valley gutters; matching fascia and soffit; Rainwater downpipes and gutters; Single phase electrics, lighting and power; EXCLUDES heating ; Underslab storm drainage from internal downpipes on building area greater than 1,000m2 | Location Adjustment Applicable (See Guidance Notes) - ERC = UK mean of 1.00 | (BEAMS Note 2) The ERC for this item should be added to all other rateable items on the hereditament (except land). Therefore the total of the ERC of the other Building Items and the P&M ERC (where applicable) to enable the correct contract size adjustment to be made. ERC of Building Component + ERC of P&M = Total ERC to which contract size adjustment should be applied. The appropriate % adjustment should be made in accordance with the scale for contract size adjustment specified under section 6 of the RCG 2023 Guidance notes. The currency ERC rates are set at £4m (Four Million Pounds) @ 1st April 2021 (AVD) for the RCG 2023 Publication. | The data consists of a typical Industrial shell. Works include the Industrial shell as described and includes works up to 1m perimeter to the building (1m wide paving slabs & foul/storm drainage). Costs are for the shell only and do not include for internal rooms such as offices or toilets which should be added for seperately. See Variations for assistance. | - | - | - | - | - | If heating is required an addition of £32/m2 (GIA) should be made to the beacon cost. Internal offices (in Industrial complexes) should be added by reference to Cost Guide code series 42P04A -42P40V, Internal WC - 42P40W | - | - | - |  | m2 | - | 3 - INDUSTRIAL | David Grace | Jim Allen | #N/A | Option 1 | ERROR | 0% | 743.0287 | 533.4768 | 0% | 0% | 533.4768 | 0% | Price Book Data | P. Avo | VOA_GPN_GOV_UK\7243572 | 2021-09-20 | Low | - | Low | - | - | Copied to latest DCS. Code didn't match file name, now updated. | NA | SPONS A&B | 2 | (BEAMS Note 2) Standard | - | - | 2 | TRUE
3406 | 42A10H | 9151 | 42A10H | Industrial Buildings | No Wall Cladding | 101 - 250m2 | Eaves Height - 19m | - | Building Area only; Site strip vegetation; Strip foundations; Column bases; Uninsulated Concrete GF slab with DPM and Mesh,150 thick up to 10,000m2, 200mm thick over 10,000m2 GIA; Steel Portal frame with bolts and baseplates; Coated galvanised trapezoidal roof sheets with no insulation, on steel purlins; Roof lights; valley gutters; matching fascia and soffit; Rainwater downpipes and gutters; Single phase electrics, lighting and power; EXCLUDES heating ; Underslab storm drainage from internal downpipes on building area greater than 1,000m2 | Location Adjustment Applicable (See Guidance Notes) - ERC = UK mean of 1.00 | (BEAMS Note 2) The ERC for this item should be added to all other rateable items on the hereditament (except land). Therefore the total of the ERC of the other Building Items and the P&M ERC (where applicable) to enable the correct contract size adjustment to be made. ERC of Building Component + ERC of P&M = Total ERC to which contract size adjustment should be applied. The appropriate % adjustment should be made in accordance with the scale for contract size adjustment specified under section 6 of the RCG 2023 Guidance notes. The currency ERC rates are set at £4m (Four Million Pounds) @ 1st April 2021 (AVD) for the RCG 2023 Publication. | The data consists of a typical Industrial shell. Works include the Industrial shell as described and includes works up to 1m perimeter to the building (1m wide paving slabs & foul/storm drainage). Costs are for the shell only and do not include for internal rooms such as offices or toilets which should be added for seperately. See Variations for assistance. | - | - | - | - | - | If heating is required an addition of £32/m2 (GIA) should be made to the beacon cost. Internal offices (in Industrial complexes) should be added by reference to Cost Guide code series 42P04A -42P40V, Internal WC - 42P40W | - | - | - |  | m2 | - | 3 - INDUSTRIAL | David Grace | Jim Allen | #N/A | Option 1 | ERROR | 0% | 787.3583 | 565.3044 | 0% | 0% | 565.3044 | 0% | Price Book Data | P. Avo | VOA_GPN_GOV_UK\7243572 | 2021-09-20 | Low | - | Low | - | - | Copied to latest DCS. Code didn't match file name, now updated. | NA | SPONS A&B | 2 | (BEAMS Note 2) Standard | - | - | 2 | TRUE
3407 | 42A10J | 9152 | 42A10J | Industrial Buildings | No Wall Cladding | 101 - 250m2 | Eaves Height - 20m | - | Building Area only; Site strip vegetation; Strip foundations; Column bases; Uninsulated Concrete GF slab with DPM and Mesh,150 thick up to 10,000m2, 200mm thick over 10,000m2 GIA; Steel Portal frame with bolts and baseplates; Coated galvanised trapezoidal roof sheets with no insulation, on steel purlins; Roof lights; valley gutters; matching fascia and soffit; Rainwater downpipes and gutters; Single phase electrics, lighting and power; EXCLUDES heating ; Underslab storm drainage from internal downpipes on building area greater than 1,000m2 | Location Adjustment Applicable (See Guidance Notes) - ERC = UK mean of 1.00 | (BEAMS Note 2) The ERC for this item should be added to all other rateable items on the hereditament (except land). Therefore the total of the ERC of the other Building Items and the P&M ERC (where applicable) to enable the correct contract size adjustment to be made. ERC of Building Component + ERC of P&M = Total ERC to which contract size adjustment should be applied. The appropriate % adjustment should be made in accordance with the scale for contract size adjustment specified under section 6 of the RCG 2023 Guidance notes. The currency ERC rates are set at £4m (Four Million Pounds) @ 1st April 2021 (AVD) for the RCG 2023 Publication. | The data consists of a typical Industrial shell. Works include the Industrial shell as described and includes works up to 1m perimeter to the building (1m wide paving slabs & foul/storm drainage). Costs are for the shell only and do not include for internal rooms such as offices or toilets which should be added for seperately. See Variations for assistance. | - | - | - | - | - | If heating is required an addition of £32/m2 (GIA) should be made to the beacon cost. Internal offices (in Industrial complexes) should be added by reference to Cost Guide code series 42P04A -42P40V, Internal WC - 42P40W | - | - | - |  | m2 | - | 3 - INDUSTRIAL | David Grace | Jim Allen | #N/A | Option 1 | ERROR | 0% | 790.0041 | 567.204 | 0% | 0% | 567.204 | 0% | Price Book Data | P. Avo | VOA_GPN_GOV_UK\7243572 | 2021-09-20 | Low | - | Low | - | - | Copied to latest DCS. | NA | SPONS A&B | 2 | (BEAMS Note 2) Standard | - | - | 2 | TRUE
3408 | 42A12V | 9222 | 42A12V | Industrial Buildings | No Wall Cladding | 1,001 - 5,000m2 | Eaves Height - 11m | - | Building Area only; Site strip vegetation; Strip foundations; Column bases; Uninsulated Concrete GF slab with DPM and Mesh,150 thick up to 10,000m2, 200mm thick over 10,000m2 GIA; Steel Portal frame with bolts and baseplates; Coated galvanised trapezoidal roof sheets with no insulation, on steel purlins; Roof lights; valley gutters; matching fascia and soffit; Rainwater downpipes and gutters; Single phase electrics, lighting and power; EXCLUDES heating ; Underslab storm drainage from internal downpipes on building area greater than 1,000m2 | Location Adjustment Applicable (See Guidance Notes) - ERC = UK mean of 1.00 | (BEAMS Note 2) The ERC for this item should be added to all other rateable items on the hereditament (except land). Therefore the total of the ERC of the other Building Items and the P&M ERC (where applicable) to enable the correct contract size adjustment to be made. ERC of Building Component + ERC of P&M = Total ERC to which contract size adjustment should be applied. The appropriate % adjustment should be made in accordance with the scale for contract size adjustment specified under section 6 of the RCG 2023 Guidance notes. The currency ERC rates are set at £4m (Four Million Pounds) @ 1st April 2021 (AVD) for the RCG 2023 Publication. | The data consists of a typical Industrial shell. Works include the Industrial shell as described and includes works up to 1m perimeter to the building (1m wide paving slabs & foul/storm drainage). Costs are for the shell only and do not include for internal rooms such as offices or toilets which should be added for seperately. See Variations for assistance. | - | - | - | - | - | If heating is required an addition of £32/m2 (GIA) should be made to the beacon cost. Internal offices (in Industrial complexes) should be added by reference to Cost Guide code series 42P04A -42P40V, Internal WC - 42P40W | - | - | - |  | m2 | - | 3 - INDUSTRIAL | David Grace | Jim Allen | #N/A | Option 1 | ERROR | 0% | 516.9037 | 371.1245 | 0% | 0% | 371.1245 | 0% | Price Book Data | P. Avo | VOA_GPN_GOV_UK\7243572 | 2021-09-29 | Low | - | Low | - | - | Copied to latest DCS. | NA | SPONS A&B | 2 | (BEAMS Note 2) Standard | - | - | 2 | TRUE
3409 | 42A12W | 9223 | 42A12W | Industrial Buildings | No Wall Cladding | 1,001 - 5,000m2 | Eaves Height - 12m | - | Building Area only; Site strip vegetation; Strip foundations; Column bases; Uninsulated Concrete GF slab with DPM and Mesh,150 thick up to 10,000m2, 200mm thick over 10,000m2 GIA; Steel Portal frame with bolts and baseplates; Coated galvanised trapezoidal roof sheets with no insulation, on steel purlins; Roof lights; valley gutters; matching fascia and soffit; Rainwater downpipes and gutters; Single phase electrics, lighting and power; EXCLUDES heating ; Underslab storm drainage from internal downpipes on building area greater than 1,000m2 | Location Adjustment Applicable (See Guidance Notes) - ERC = UK mean of 1.00 | (BEAMS Note 2) The ERC for this item should be added to all other rateable items on the hereditament (except land). Therefore the total of the ERC of the other Building Items and the P&M ERC (where applicable) to enable the correct contract size adjustment to be made. ERC of Building Component + ERC of P&M = Total ERC to which contract size adjustment should be applied. The appropriate % adjustment should be made in accordance with the scale for contract size adjustment specified under section 6 of the RCG 2023 Guidance notes. The currency ERC rates are set at £4m (Four Million Pounds) @ 1st April 2021 (AVD) for the RCG 2023 Publication. | The data consists of a typical Industrial shell. Works include the Industrial shell as described and includes works up to 1m perimeter to the building (1m wide paving slabs & foul/storm drainage). Costs are for the shell only and do not include for internal rooms such as offices or toilets which should be added for seperately. See Variations for assistance. | - | - | - | - | - | If heating is required an addition of £32/m2 (GIA) should be made to the beacon cost. Internal offices (in Industrial complexes) should be added by reference to Cost Guide code series 42P04A -42P40V, Internal WC - 42P40W | - | - | - |  | m2 | - | 3 - INDUSTRIAL | David Grace | Jim Allen | #N/A | Option 1 | ERROR | 0% | 517.119 | 371.2791 | 0% | 0% | 371.2791 | 0% | Price Book Data | P. Avo | VOA_GPN_GOV_UK\7243572 | 2021-09-29 | Low | - | Low | - | - | Copied to latest DCS. | NA | SPONS A&B | 2 | (BEAMS Note 2) Standard | - | - | 2 | TRUE
3410 | 42A12X | 9224 | 42A12X | Industrial Buildings | No Wall Cladding | 1,001 - 5,000m2 | Eaves Height - 13m | - | Building Area only; Site strip vegetation; Strip foundations; Column bases; Uninsulated Concrete GF slab with DPM and Mesh,150 thick up to 10,000m2, 200mm thick over 10,000m2 GIA; Steel Portal frame with bolts and baseplates; Coated galvanised trapezoidal roof sheets with no insulation, on steel purlins; Roof lights; valley gutters; matching fascia and soffit; Rainwater downpipes and gutters; Single phase electrics, lighting and power; EXCLUDES heating ; Underslab storm drainage from internal downpipes on building area greater than 1,000m2 | Location Adjustment Applicable (See Guidance Notes) - ERC = UK mean of 1.00 | (BEAMS Note 2) The ERC for this item should be added to all other rateable items on the hereditament (except land). Therefore the total of the ERC of the other Building Items and the P&M ERC (where applicable) to enable the correct contract size adjustment to be made. ERC of Building Component + ERC of P&M = Total ERC to which contract size adjustment should be applied. The appropriate % adjustment should be made in accordance with the scale for contract size adjustment specified under section 6 of the RCG 2023 Guidance notes. The currency ERC rates are set at £4m (Four Million Pounds) @ 1st April 2021 (AVD) for the RCG 2023 Publication. | The data consists of a typical Industrial shell. Works include the Industrial shell as described and includes works up to 1m perimeter to the building (1m wide paving slabs & foul/storm drainage). Costs are for the shell only and do not include for internal rooms such as offices or toilets which should be added for seperately. See Variations for assistance. | - | - | - | - | - | If heating is required an addition of £32/m2 (GIA) should be made to the beacon cost. Internal offices (in Industrial complexes) should be added by reference to Cost Guide code series 42P04A -42P40V, Internal WC - 42P40W | - | - | - |  | m2 | - | 3 - INDUSTRIAL | David Grace | Jim Allen | #N/A | Option 1 | ERROR | 0% | 517.3343 | 371.4337 | 0% | 0% | 371.4337 | 0% | Price Book Data | P. Avo | VOA_GPN_GOV_UK\7243572 | 2021-09-29 | Low | - | Low | - | - | Copied to latest DCS. | NA | SPONS A&B | 2 | (BEAMS Note 2) Standard | - | - | 2 | TRUE
3411 | 42A12Y | 9225 | 42A12Y | Industrial Buildings | No Wall Cladding | 1,001 - 5,000m2 | Eaves Height - 14m | - | Building Area only; Site strip vegetation; Strip foundations; Column bases; Uninsulated Concrete GF slab with DPM and Mesh,150 thick up to 10,000m2, 200mm thick over 10,000m2 GIA; Steel Portal frame with bolts and baseplates; Coated galvanised trapezoidal roof sheets with no insulation, on steel purlins; Roof lights; valley gutters; matching fascia and soffit; Rainwater downpipes and gutters; Single phase electrics, lighting and power; EXCLUDES heating ; Underslab storm drainage from internal downpipes on building area greater than 1,000m2 | Location Adjustment Applicable (See Guidance Notes) - ERC = UK mean of 1.00 | (BEAMS Note 2) The ERC for this item should be added to all other rateable items on the hereditament (except land). Therefore the total of the ERC of the other Building Items and the P&M ERC (where applicable) to enable the correct contract size adjustment to be made. ERC of Building Component + ERC of P&M = Total ERC to which contract size adjustment should be applied. The appropriate % adjustment should be made in accordance with the scale for contract size adjustment specified under section 6 of the RCG 2023 Guidance notes. The currency ERC rates are set at £4m (Four Million Pounds) @ 1st April 2021 (AVD) for the RCG 2023 Publication. | The data consists of a typical Industrial shell. Works include the Industrial shell as described and includes works up to 1m perimeter to the building (1m wide paving slabs & foul/storm drainage). Costs are for the shell only and do not include for internal rooms such as offices or toilets which should be added for seperately. See Variations for assistance. | - | - | - | - | - | If heating is required an addition of £32/m2 (GIA) should be made to the beacon cost. Internal offices (in Industrial complexes) should be added by reference to Cost Guide code series 42P04A -42P40V, Internal WC - 42P40W | - | - | - |  | m2 | - | 3 - INDUSTRIAL | David Grace | Jim Allen | #N/A | Option 1 | ERROR | 0% | 517.5496 | 371.5883 | 0% | 0% | 371.5883 | 0% | Price Book Data | P. Avo | VOA_GPN_GOV_UK\7243572 | 2021-09-29 | Low | - | Low | - | - | Copied to latest DCS. | NA | SPONS A&B | 2 | (BEAMS Note 2) Standard | - | - | 2 | TRUE
3412 | 42A12Z | 9226 | 42A12Z | Industrial Buildings | No Wall Cladding | 1,001 - 5,000m2 | Eaves Height - 15m | - | Building Area only; Site strip vegetation; Strip foundations; Column bases; Uninsulated Concrete GF slab with DPM and Mesh,150 thick up to 10,000m2, 200mm thick over 10,000m2 GIA; Steel Portal frame with bolts and baseplates; Coated galvanised trapezoidal roof sheets with no insulation, on steel purlins; Roof lights; valley gutters; matching fascia and soffit; Rainwater downpipes and gutters; Single phase electrics, lighting and power; EXCLUDES heating ; Underslab storm drainage from internal downpipes on building area greater than 1,000m2 | Location Adjustment Applicable (See Guidance Notes) - ERC = UK mean of 1.00 | (BEAMS Note 2) The ERC for this item should be added to all other rateable items on the hereditament (except land). Therefore the total of the ERC of the other Building Items and the P&M ERC (where applicable) to enable the correct contract size adjustment to be made. ERC of Building Component + ERC of P&M = Total ERC to which contract size adjustment should be applied. The appropriate % adjustment should be made in accordance with the scale for contract size adjustment specified under section 6 of the RCG 2023 Guidance notes. The currency ERC rates are set at £4m (Four Million Pounds) @ 1st April 2021 (AVD) for the RCG 2023 Publication. | The data consists of a typical Industrial shell. Works include the Industrial shell as described and includes works up to 1m perimeter to the building (1m wide paving slabs & foul/storm drainage). Costs are for the shell only and do not include for internal rooms such as offices or toilets which should be added for seperately. See Variations for assistance. | - | - | - | - | - | If heating is required an addition of £32/m2 (GIA) should be made to the beacon cost. Internal offices (in Industrial complexes) should be added by reference to Cost Guide code series 42P04A -42P40V, Internal WC - 42P40W | - | - | - |  | m2 | - | 3 - INDUSTRIAL | David Grace | Jim Allen | #N/A | Option 1 | ERROR | 0% | 517.7649 | 371.7428 | 0% | 0% | 371.7428 | 0% | Price Book Data | P. Avo | VOA_GPN_GOV_UK\7243572 | 2021-09-29 | Low | - | Low | - | - | Copied to latest DCS. | NA | SPONS A&B | 2 | (BEAMS Note 2) Standard | - | - | 2 | TRUE
3413 | 42A13A | 9227 | 42A13A | Industrial Buildings | No Wall Cladding | 1,001 - 5,000m2 | Eaves Height - 16m | - | Building Area only; Site strip vegetation; Strip foundations; Column bases; Uninsulated Concrete GF slab with DPM and Mesh,150 thick up to 10,000m2, 200mm thick over 10,000m2 GIA; Steel Portal frame with bolts and baseplates; Coated galvanised trapezoidal roof sheets with no insulation, on steel purlins; Roof lights; valley gutters; matching fascia and soffit; Rainwater downpipes and gutters; Single phase electrics, lighting and power; EXCLUDES heating ; Underslab storm drainage from internal downpipes on building area greater than 1,000m2 | Location Adjustment Applicable (See Guidance Notes) - ERC = UK mean of 1.00 | (BEAMS Note 2) The ERC for this item should be added to all other rateable items on the hereditament (except land). Therefore the total of the ERC of the other Building Items and the P&M ERC (where applicable) to enable the correct contract size adjustment to be made. ERC of Building Component + ERC of P&M = Total ERC to which contract size adjustment should be applied. The appropriate % adjustment should be made in accordance with the scale for contract size adjustment specified under section 6 of the RCG 2023 Guidance notes. The currency ERC rates are set at £4m (Four Million Pounds) @ 1st April 2021 (AVD) for the RCG 2023 Publication. | The data consists of a typical Industrial shell. Works include the Industrial shell as described and includes works up to 1m perimeter to the building (1m wide paving slabs & foul/storm drainage). Costs are for the shell only and do not include for internal rooms such as offices or toilets which should be added for seperately. See Variations for assistance. | - | - | - | - | - | If heating is required an addition of £32/m2 (GIA) should be made to the beacon cost. Internal offices (in Industrial complexes) should be added by reference to Cost Guide code series 42P04A -42P40V, Internal WC - 42P40W | - | - | - |  | m2 | - | 3 - INDUSTRIAL | David Grace | Jim Allen | #N/A | Option 1 | ERROR | 0% | 517.9802 | 371.8974 | 0% | 0% | 371.8974 | 0% | Price Book Data | P. Avo | VOA_GPN_GOV_UK\7243572 | 2021-09-29 | Low | - | Low | - | - | Copied to latest DCS. Code didn't match file name, now updated. | NA | SPONS A&B | 2 | (BEAMS Note 2) Standard | - | - | 2 | TRUE
3414 | 42A13B | 9228 | 42A13B | Industrial Buildings | No Wall Cladding | 1,001 - 5,000m2 | Eaves Height - 17m | - | Building Area only; Site strip vegetation; Strip foundations; Column bases; Uninsulated Concrete GF slab with DPM and Mesh,150 thick up to 10,000m2, 200mm thick over 10,000m2 GIA; Steel Portal frame with bolts and baseplates; Coated galvanised trapezoidal roof sheets with no insulation, on steel purlins; Roof lights; valley gutters; matching fascia and soffit; Rainwater downpipes and gutters; Single phase electrics, lighting and power; EXCLUDES heating ; Underslab storm drainage from internal downpipes on building area greater than 1,000m2 | Location Adjustment Applicable (See Guidance Notes) - ERC = UK mean of 1.00 | (BEAMS Note 2) The ERC for this item should be added to all other rateable items on the hereditament (except land). Therefore the total of the ERC of the other Building Items and the P&M ERC (where applicable) to enable the correct contract size adjustment to be made. ERC of Building Component + ERC of P&M = Total ERC to which contract size adjustment should be applied. The appropriate % adjustment should be made in accordance with the scale for contract size adjustment specified under section 6 of the RCG 2023 Guidance notes. The currency ERC rates are set at £4m (Four Million Pounds) @ 1st April 2021 (AVD) for the RCG 2023 Publication. | The data consists of a typical Industrial shell. Works include the Industrial shell as described and includes works up to 1m perimeter to the building (1m wide paving slabs & foul/storm drainage). Costs are for the shell only and do not include for internal rooms such as offices or toilets which should be added for seperately. See Variations for assistance. | - | - | - | - | - | If heating is required an addition of £32/m2 (GIA) should be made to the beacon cost. Internal offices (in Industrial complexes) should be added by reference to Cost Guide code series 42P04A -42P40V, Internal WC - 42P40W | - | - | - |  | m2 | - | 3 - INDUSTRIAL | David Grace | Jim Allen | #N/A | Option 1 | ERROR | 0% | 518.1956 | 372.052 | 0% | 0% | 372.052 | 0% | Price Book Data | P. Avo | VOA_GPN_GOV_UK\7243572 | 2021-09-29 | Low | - | Low | - | - | Copied to latest DCS. Code didn't match file name, now updated. | NA | SPONS A&B | 2 | (BEAMS Note 2) Standard | - | - | 2 | TRUE
3415 | 42A13C | 9229 | 42A13C | Industrial Buildings | No Wall Cladding | 1,001 - 5,000m2 | Eaves Height - 18m | - | Building Area only; Site strip vegetation; Strip foundations; Column bases; Uninsulated Concrete GF slab with DPM and Mesh,150 thick up to 10,000m2, 200mm thick over 10,000m2 GIA; Steel Portal frame with bolts and baseplates; Coated galvanised trapezoidal roof sheets with no insulation, on steel purlins; Roof lights; valley gutters; matching fascia and soffit; Rainwater downpipes and gutters; Single phase electrics, lighting and power; EXCLUDES heating ; Underslab storm drainage from internal downpipes on building area greater than 1,000m2 | Location Adjustment Applicable (See Guidance Notes) - ERC = UK mean of 1.00 | (BEAMS Note 2) The ERC for this item should be added to all other rateable items on the hereditament (except land). Therefore the total of the ERC of the other Building Items and the P&M ERC (where applicable) to enable the correct contract size adjustment to be made. ERC of Building Component + ERC of P&M = Total ERC to which contract size adjustment should be applied. The appropriate % adjustment should be made in accordance with the scale for contract size adjustment specified under section 6 of the RCG 2023 Guidance notes. The currency ERC rates are set at £4m (Four Million Pounds) @ 1st April 2021 (AVD) for the RCG 2023 Publication. | The data consists of a typical Industrial shell. Works include the Industrial shell as described and includes works up to 1m perimeter to the building (1m wide paving slabs & foul/storm drainage). Costs are for the shell only and do not include for internal rooms such as offices or toilets which should be added for seperately. See Variations for assistance. | - | - | - | - | - | If heating is required an addition of £32/m2 (GIA) should be made to the beacon cost. Internal offices (in Industrial complexes) should be added by reference to Cost Guide code series 42P04A -42P40V, Internal WC - 42P40W | - | - | - |  | m2 | - | 3 - INDUSTRIAL | David Grace | Jim Allen | #N/A | Option 1 | ERROR | 0% | 518.4109 | 372.2066 | 0% | 0% | 372.2066 | 0% | Price Book Data | P. Avo | VOA_GPN_GOV_UK\7243572 | 2021-09-30 | Low | - | Low | - | - | Copied to latest DCS. Code didn't match file name, now updated. | NA | SPONS A&B | 2 | (BEAMS Note 2) Standard | - | - | 2 | TRUE
3416 | 42A13D | 9230 | 42A13D | Industrial Buildings | No Wall Cladding | 1,001 - 5,000m2 | Eaves Height - 19m | - | Building Area only; Site strip vegetation; Strip foundations; Column bases; Uninsulated Concrete GF slab with DPM and Mesh,150 thick up to 10,000m2, 200mm thick over 10,000m2 GIA; Steel Portal frame with bolts and baseplates; Coated galvanised trapezoidal roof sheets with no insulation, on steel purlins; Roof lights; valley gutters; matching fascia and soffit; Rainwater downpipes and gutters; Single phase electrics, lighting and power; EXCLUDES heating ; Underslab storm drainage from internal downpipes on building area greater than 1,000m2 | Location Adjustment Applicable (See Guidance Notes) - ERC = UK mean of 1.00 | (BEAMS Note 2) The ERC for this item should be added to all other rateable items on the hereditament (except land). Therefore the total of the ERC of the other Building Items and the P&M ERC (where applicable) to enable the correct contract size adjustment to be made. ERC of Building Component + ERC of P&M = Total ERC to which contract size adjustment should be applied. The appropriate % adjustment should be made in accordance with the scale for contract size adjustment specified under section 6 of the RCG 2023 Guidance notes. The currency ERC rates are set at £4m (Four Million Pounds) @ 1st April 2021 (AVD) for the RCG 2023 Publication. | The data consists of a typical Industrial shell. Works include the Industrial shell as described and includes works up to 1m perimeter to the building (1m wide paving slabs & foul/storm drainage). Costs are for the shell only and do not include for internal rooms such as offices or toilets which should be added for seperately. See Variations for assistance. | - | - | - | - | - | If heating is required an addition of £32/m2 (GIA) should be made to the beacon cost. Internal offices (in Industrial complexes) should be added by reference to Cost Guide code series 42P04A -42P40V, Internal WC - 42P40W | - | - | - |  | m2 | - | 3 - INDUSTRIAL | David Grace | Jim Allen | #N/A | Option 1 | ERROR | 0% | 562.0472 | 403.5365 | 0% | 0% | 403.5365 | 0% | Price Book Data | P. Avo | VOA_GPN_GOV_UK\7243572 | 2021-09-30 | Low | - | Low | - | - | Copied to latest DCS. Code didn't match file name, now updated. | NA | SPONS A&B | 2 | (BEAMS Note 2) Standard | - | - | 2 | TRUE
3417 | 42A13E | 9231 | 42A13E | Industrial Buildings | No Wall Cladding | 1,001 - 5,000m2 | Eaves Height - 20m | - | Building Area only; Site strip vegetation; Strip foundations; Column bases; Uninsulated Concrete GF slab with DPM and Mesh,150 thick up to 10,000m2, 200mm thick over 10,000m2 GIA; Steel Portal frame with bolts and baseplates; Coated galvanised trapezoidal roof sheets with no insulation, on steel purlins; Roof lights; valley gutters; matching fascia and soffit; Rainwater downpipes and gutters; Single phase electrics, lighting and power; EXCLUDES heating ; Underslab storm drainage from internal downpipes on building area greater than 1,000m2 | Location Adjustment Applicable (See Guidance Notes) - ERC = UK mean of 1.00 | (BEAMS Note 2) The ERC for this item should be added to all other rateable items on the hereditament (except land). Therefore the total of the ERC of the other Building Items and the P&M ERC (where applicable) to enable the correct contract size adjustment to be made. ERC of Building Component + ERC of P&M = Total ERC to which contract size adjustment should be applied. The appropriate % adjustment should be made in accordance with the scale for contract size adjustment specified under section 6 of the RCG 2023 Guidance notes. The currency ERC rates are set at £4m (Four Million Pounds) @ 1st April 2021 (AVD) for the RCG 2023 Publication. | The data consists of a typical Industrial shell. Works include the Industrial shell as described and includes works up to 1m perimeter to the building (1m wide paving slabs & foul/storm drainage). Costs are for the shell only and do not include for internal rooms such as offices or toilets which should be added for seperately. See Variations for assistance. | - | - | - | - | - | If heating is required an addition of £32/m2 (GIA) should be made to the beacon cost. Internal offices (in Industrial complexes) should be added by reference to Cost Guide code series 42P04A -42P40V, Internal WC - 42P40W | - | - | - |  | m2 | - | 3 - INDUSTRIAL | David Grace | Jim Allen | #N/A | Option 1 | ERROR | 0% | 562.2625 | 403.691 | 0% | 0% | 403.691 | 0% | Price Book Data | P. Avo | VOA_GPN_GOV_UK\7243572 | 2021-09-30 | Low | - | Low | - | - | Copied to latest DCS. | NA | SPONS A&B | 2 | (BEAMS Note 2) Standard | - | - | 2 | TRUE
3418 | 42A15B | 9276 | 42A15B | Industrial Buildings | No Wall Cladding | 10,001 - 20,000m2 | Eaves Height - 11m | - | Building Area only; Site strip vegetation; Strip foundations; Column bases; Uninsulated Concrete GF slab with DPM and Mesh,150 thick up to 10,000m2, 200mm thick over 10,000m2 GIA; Steel Portal frame with bolts and baseplates; Coated galvanised trapezoidal roof sheets with no insulation, on steel purlins; Roof lights; valley gutters; matching fascia and soffit; Rainwater downpipes and gutters; Single phase electrics, lighting and power; Gas fuelled hot air burners; Underslab storm drainage from internal downpipes on building area greater than 1,000m2; | Location Adjustment Applicable (See Guidance Notes) - ERC = UK mean of 1.00 | (BEAMS Note 2) The ERC for this item should be added to all other rateable items on the hereditament (except land). Therefore the total of the ERC of the other Building Items and the P&M ERC (where applicable) to enable the correct contract size adjustment to be made. ERC of Building Component + ERC of P&M = Total ERC to which contract size adjustment should be applied. The appropriate % adjustment should be made in accordance with the scale for contract size adjustment specified under section 6 of the RCG 2023 Guidance notes. The currency ERC rates are set at £4m (Four Million Pounds) @ 1st April 2021 (AVD) for the RCG 2023 Publication. | The data consists of a typical Industrial shell. Works include the Industrial shell as described and includes works up to 1m perimeter to the building (1m wide paving slabs & foul/storm drainage). Costs are for the shell only and do not include for internal rooms such as offices or toilets which should be added for seperately. See Variations for assistance. | - | - | - | - | - | If no heating is present a deduction of £28m2 (GIA) should be made to the beacon cost. Internal offices (in Industrial complexes) should be added by reference to Cost Guide code series 42P04A -42P40V, Internal WC - 42P40W, amenity blocks - showers & toilets (New code TBC) & Canteens (New CodeTBC) | - | - | - |  | m2 | - | 3 - INDUSTRIAL | David Grace | Jim Allen | #N/A | Option 1 | ERROR | 0% | 519.5184 | 373.0018 | 0% | 0% | 373.0018 | 0% | Price Book Data | P. Avo | VOA_GPN_GOV_UK\7243572 | 2021-10-11 | Low | - | Low | - | - | Copied to latest DCS. | NA | SPONS A&B | 2 | (BEAMS Note 2) Standard | - | - | 2 | FALSE
3419 | 42A15C | 9277 | 42A15C | Industrial Buildings | No Wall Cladding | 10,001 - 20,000m2 | Eaves Height - 12m | - | Building Area only; Site strip vegetation; Strip foundations; Column bases; Uninsulated Concrete GF slab with DPM and Mesh,150 thick up to 10,000m2, 200mm thick over 10,000m2 GIA; Steel Portal frame with bolts and baseplates; Coated galvanised trapezoidal roof sheets with no insulation, on steel purlins; Roof lights; valley gutters; matching fascia and soffit; Rainwater downpipes and gutters; Single phase electrics, lighting and power; Gas fuelled hot air burners; Underslab storm drainage from internal downpipes on building area greater than 1,000m2; | Location Adjustment Applicable (See Guidance Notes) - ERC = UK mean of 1.00 | (BEAMS Note 2) The ERC for this item should be added to all other rateable items on the hereditament (except land). Therefore the total of the ERC of the other Building Items and the P&M ERC (where applicable) to enable the correct contract size adjustment to be made. ERC of Building Component + ERC of P&M = Total ERC to which contract size adjustment should be applied. The appropriate % adjustment should be made in accordance with the scale for contract size adjustment specified under section 6 of the RCG 2023 Guidance notes. The currency ERC rates are set at £4m (Four Million Pounds) @ 1st April 2021 (AVD) for the RCG 2023 Publication. | The data consists of a typical Industrial shell. Works include the Industrial shell as described and includes works up to 1m perimeter to the building (1m wide paving slabs & foul/storm drainage). Costs are for the shell only and do not include for internal rooms such as offices or toilets which should be added for seperately. See Variations for assistance. | - | - | - | - | - | If no heating is present a deduction of £28m2 (GIA) should be made to the beacon cost. Internal offices (in Industrial complexes) should be added by reference to Cost Guide code series 42P04A -42P40V, Internal WC - 42P40W, amenity blocks - showers & toilets (New code TBC) & Canteens (New CodeTBC) | - | - | - |  | m2 | - | 3 - INDUSTRIAL | David Grace | Jim Allen | #N/A | Option 1 | ERROR | 0% | 519.6363 | 373.0865 | 0% | 0% | 373.0865 | 0% | Price Book Data | P. Avo | VOA_GPN_GOV_UK\7243572 | 2021-09-29 | Low | - | Low | - | - | Copied to latest DCS. | NA | SPONS A&B | 2 | (BEAMS Note 2) Standard | - | - | 2 | FALSE
3420 | 42A15D | 9278 | 42A15D | Industrial Buildings | No Wall Cladding | 10,001 - 20,000m2 | Eaves Height - 13m | - | Building Area only; Site strip vegetation; Strip foundations; Column bases; Uninsulated Concrete GF slab with DPM and Mesh,150 thick up to 10,000m2, 200mm thick over 10,000m2 GIA; Steel Portal frame with bolts and baseplates; Coated galvanised trapezoidal roof sheets with no insulation, on steel purlins; Roof lights; valley gutters; matching fascia and soffit; Rainwater downpipes and gutters; Single phase electrics, lighting and power; Gas fuelled hot air burners; Underslab storm drainage from internal downpipes on building area greater than 1,000m2; | Location Adjustment Applicable (See Guidance Notes) - ERC = UK mean of 1.00 | (BEAMS Note 2) The ERC for this item should be added to all other rateable items on the hereditament (except land). Therefore the total of the ERC of the other Building Items and the P&M ERC (where applicable) to enable the correct contract size adjustment to be made. ERC of Building Component + ERC of P&M = Total ERC to which contract size adjustment should be applied. The appropriate % adjustment should be made in accordance with the scale for contract size adjustment specified under section 6 of the RCG 2023 Guidance notes. The currency ERC rates are set at £4m (Four Million Pounds) @ 1st April 2021 (AVD) for the RCG 2023 Publication. | The data consists of a typical Industrial shell. Works include the Industrial shell as described and includes works up to 1m perimeter to the building (1m wide paving slabs & foul/storm drainage). Costs are for the shell only and do not include for internal rooms such as offices or toilets which should be added for seperately. See Variations for assistance. | - | - | - | - | - | If no heating is present a deduction of £28m2 (GIA) should be made to the beacon cost. Internal offices (in Industrial complexes) should be added by reference to Cost Guide code series 42P04A -42P40V, Internal WC - 42P40W, amenity blocks - showers & toilets (New code TBC) & Canteens (New CodeTBC) | - | - | - |  | m2 | - | 3 - INDUSTRIAL | David Grace | Jim Allen | #N/A | Option 1 | ERROR | 0% | 519.7543 | 373.1712 | 0% | 0% | 373.1712 | 0% | Price Book Data | P. Avo | VOA_GPN_GOV_UK\7243572 | 2021-09-29 | Low | - | Low | - | - | Copied to latest DCS. | NA | SPONS A&B | 2 | (BEAMS Note 2) Standard | - | - | 2 | FALSE
3421 | 42A15E | 9279 | 42A15E | Industrial Buildings | No Wall Cladding | 10,001 - 20,000m2 | Eaves Height - 14m | - | Building Area only; Site strip vegetation; Strip foundations; Column bases; Uninsulated Concrete GF slab with DPM and Mesh,150 thick up to 10,000m2, 200mm thick over 10,000m2 GIA; Steel Portal frame with bolts and baseplates; Coated galvanised trapezoidal roof sheets with no insulation, on steel purlins; Roof lights; valley gutters; matching fascia and soffit; Rainwater downpipes and gutters; Single phase electrics, lighting and power; Gas fuelled hot air burners; Underslab storm drainage from internal downpipes on building area greater than 1,000m2; | Location Adjustment Applicable (See Guidance Notes) - ERC = UK mean of 1.00 | (BEAMS Note 2) The ERC for this item should be added to all other rateable items on the hereditament (except land). Therefore the total of the ERC of the other Building Items and the P&M ERC (where applicable) to enable the correct contract size adjustment to be made. ERC of Building Component + ERC of P&M = Total ERC to which contract size adjustment should be applied. The appropriate % adjustment should be made in accordance with the scale for contract size adjustment specified under section 6 of the RCG 2023 Guidance notes. The currency ERC rates are set at £4m (Four Million Pounds) @ 1st April 2021 (AVD) for the RCG 2023 Publication. | The data consists of a typical Industrial shell. Works include the Industrial shell as described and includes works up to 1m perimeter to the building (1m wide paving slabs & foul/storm drainage). Costs are for the shell only and do not include for internal rooms such as offices or toilets which should be added for seperately. See Variations for assistance. | - | - | - | - | - | If no heating is present a deduction of £28m2 (GIA) should be made to the beacon cost. Internal offices (in Industrial complexes) should be added by reference to Cost Guide code series 42P04A -42P40V, Internal WC - 42P40W, amenity blocks - showers & toilets (New code TBC) & Canteens (New CodeTBC) | - | - | - |  | m2 | - | 3 - INDUSTRIAL | David Grace | Jim Allen | #N/A | Option 1 | ERROR | 0% | 519.8723 | 373.2559 | 0% | 0% | 373.2559 | 0% | Price Book Data | P. Avo | VOA_GPN_GOV_UK\7243572 | 2021-10-11 | Low | - | Low | - | - | Copied to latest DCS. | NA | SPONS A&B | 2 | (BEAMS Note 2) Standard | - | - | 2 | FALSE
3422 | 42A15F | 9280 | 42A15F | Industrial Buildings | No Wall Cladding | 10,001 - 20,000m2 | Eaves Height - 15m | - | Building Area only; Site strip vegetation; Strip foundations; Column bases; Uninsulated Concrete GF slab with DPM and Mesh,150 thick up to 10,000m2, 200mm thick over 10,000m2 GIA; Steel Portal frame with bolts and baseplates; Coated galvanised trapezoidal roof sheets with no insulation, on steel purlins; Roof lights; valley gutters; matching fascia and soffit; Rainwater downpipes and gutters; Single phase electrics, lighting and power; Gas fuelled hot air burners; Underslab storm drainage from internal downpipes on building area greater than 1,000m2; | Location Adjustment Applicable (See Guidance Notes) - ERC = UK mean of 1.00 | (BEAMS Note 2) The ERC for this item should be added to all other rateable items on the hereditament (except land). Therefore the total of the ERC of the other Building Items and the P&M ERC (where applicable) to enable the correct contract size adjustment to be made. ERC of Building Component + ERC of P&M = Total ERC to which contract size adjustment should be applied. The appropriate % adjustment should be made in accordance with the scale for contract size adjustment specified under section 6 of the RCG 2023 Guidance notes. The currency ERC rates are set at £4m (Four Million Pounds) @ 1st April 2021 (AVD) for the RCG 2023 Publication. | The data consists of a typical Industrial shell. Works include the Industrial shell as described and includes works up to 1m perimeter to the building (1m wide paving slabs & foul/storm drainage). Costs are for the shell only and do not include for internal rooms such as offices or toilets which should be added for seperately. See Variations for assistance. | - | - | - | - | - | If no heating is present a deduction of £28m2 (GIA) should be made to the beacon cost. Internal offices (in Industrial complexes) should be added by reference to Cost Guide code series 42P04A -42P40V, Internal WC - 42P40W, amenity blocks - showers & toilets (New code TBC) & Canteens (New CodeTBC) | - | - | - |  | m2 | - | 3 - INDUSTRIAL | David Grace | Jim Allen | #N/A | Option 1 | ERROR | 0% | 519.9902 | 373.3406 | 0% | 0% | 373.3406 | 0% | Price Book Data | P. Avo | VOA_GPN_GOV_UK\7243572 | 2021-09-29 | Low | - | Low | - | - | Copied to latest DCS. | NA | SPONS A&B | 2 | (BEAMS Note 2) Standard | - | - | 2 | FALSE
3423 | 42A15G | 9281 | 42A15G | Industrial Buildings | No Wall Cladding | 10,001 - 20,000m2 | Eaves Height - 16m | - | Building Area only; Site strip vegetation; Strip foundations; Column bases; Uninsulated Concrete GF slab with DPM and Mesh,150 thick up to 10,000m2, 200mm thick over 10,000m2 GIA; Steel Portal frame with bolts and baseplates; Coated galvanised trapezoidal roof sheets with no insulation, on steel purlins; Roof lights; valley gutters; matching fascia and soffit; Rainwater downpipes and gutters; Single phase electrics, lighting and power; Gas fuelled hot air burners; Underslab storm drainage from internal downpipes on building area greater than 1,000m2; | Location Adjustment Applicable (See Guidance Notes) - ERC = UK mean of 1.00 | (BEAMS Note 2) The ERC for this item should be added to all other rateable items on the hereditament (except land). Therefore the total of the ERC of the other Building Items and the P&M ERC (where applicable) to enable the correct contract size adjustment to be made. ERC of Building Component + ERC of P&M = Total ERC to which contract size adjustment should be applied. The appropriate % adjustment should be made in accordance with the scale for contract size adjustment specified under section 6 of the RCG 2023 Guidance notes. The currency ERC rates are set at £4m (Four Million Pounds) @ 1st April 2021 (AVD) for the RCG 2023 Publication. | The data consists of a typical Industrial shell. Works include the Industrial shell as described and includes works up to 1m perimeter to the building (1m wide paving slabs & foul/storm drainage). Costs are for the shell only and do not include for internal rooms such as offices or toilets which should be added for seperately. See Variations for assistance. | - | - | - | - | - | If no heating is present a deduction of £28m2 (GIA) should be made to the beacon cost. Internal offices (in Industrial complexes) should be added by reference to Cost Guide code series 42P04A -42P40V, Internal WC - 42P40W, amenity blocks - showers & toilets (New code TBC) & Canteens (New CodeTBC) | - | - | - |  | m2 | - | 3 - INDUSTRIAL | David Grace | Jim Allen | #N/A | Option 1 | ERROR | 0% | 518.962 | 372.6023 | 0% | 0% | 372.6023 | 0% | Price Book Data | P. Avo | VOA_GPN_GOV_UK\7243572 | 2021-09-29 | Low | - | Low | - | - | Copied to latest DCS. Code didn't match file name, now updated. | NA | SPONS A&B | 2 | (BEAMS Note 2) Standard | - | - | 2 | FALSE
3424 | 42A15H | 9282 | 42A15H | Industrial Buildings | No Wall Cladding | 10,001 - 20,000m2 | Eaves Height - 17m | - | Building Area only; Site strip vegetation; Strip foundations; Column bases; Uninsulated Concrete GF slab with DPM and Mesh,150 thick up to 10,000m2, 200mm thick over 10,000m2 GIA; Steel Portal frame with bolts and baseplates; Coated galvanised trapezoidal roof sheets with no insulation, on steel purlins; Roof lights; valley gutters; matching fascia and soffit; Rainwater downpipes and gutters; Single phase electrics, lighting and power; Gas fuelled hot air burners; Underslab storm drainage from internal downpipes on building area greater than 1,000m2; | Location Adjustment Applicable (See Guidance Notes) - ERC = UK mean of 1.00 | (BEAMS Note 2) The ERC for this item should be added to all other rateable items on the hereditament (except land). Therefore the total of the ERC of the other Building Items and the P&M ERC (where applicable) to enable the correct contract size adjustment to be made. ERC of Building Component + ERC of P&M = Total ERC to which contract size adjustment should be applied. The appropriate % adjustment should be made in accordance with the scale for contract size adjustment specified under section 6 of the RCG 2023 Guidance notes. The currency ERC rates are set at £4m (Four Million Pounds) @ 1st April 2021 (AVD) for the RCG 2023 Publication. | The data consists of a typical Industrial shell. Works include the Industrial shell as described and includes works up to 1m perimeter to the building (1m wide paving slabs & foul/storm drainage). Costs are for the shell only and do not include for internal rooms such as offices or toilets which should be added for seperately. See Variations for assistance. | - | - | - | - | - | If no heating is present a deduction of £28m2 (GIA) should be made to the beacon cost. Internal offices (in Industrial complexes) should be added by reference to Cost Guide code series 42P04A -42P40V, Internal WC - 42P40W, amenity blocks - showers & toilets (New code TBC) & Canteens (New CodeTBC) | - | - | - |  | m2 | - | 3 - INDUSTRIAL | David Grace | Jim Allen | #N/A | Option 1 | ERROR | 0% | 520.2262 | 373.51 | 0% | 0% | 373.51 | 0% | Price Book Data | P. Avo | VOA_GPN_GOV_UK\7243572 | 2021-09-29 | Low | - | Low | - | - | Copied to latest DCS. Code didn't match file name, now updated. | NA | SPONS A&B | 2 | (BEAMS Note 2) Standard | - | - | 2 | FALSE
3425 | 42A15J | 9283 | 42A15J | Industrial Buildings | No Wall Cladding | 10,001 - 20,000m2 | Eaves Height - 18m | - | Building Area only; Site strip vegetation; Strip foundations; Column bases; Uninsulated Concrete GF slab with DPM and Mesh,150 thick up to 10,000m2, 200mm thick over 10,000m2 GIA; Steel Portal frame with bolts and baseplates; Coated galvanised trapezoidal roof sheets with no insulation, on steel purlins; Roof lights; valley gutters; matching fascia and soffit; Rainwater downpipes and gutters; Single phase electrics, lighting and power; Gas fuelled hot air burners; Underslab storm drainage from internal downpipes on building area greater than 1,000m2; | Location Adjustment Applicable (See Guidance Notes) - ERC = UK mean of 1.00 | (BEAMS Note 2) The ERC for this item should be added to all other rateable items on the hereditament (except land). Therefore the total of the ERC of the other Building Items and the P&M ERC (where applicable) to enable the correct contract size adjustment to be made. ERC of Building Component + ERC of P&M = Total ERC to which contract size adjustment should be applied. The appropriate % adjustment should be made in accordance with the scale for contract size adjustment specified under section 6 of the RCG 2023 Guidance notes. The currency ERC rates are set at £4m (Four Million Pounds) @ 1st April 2021 (AVD) for the RCG 2023 Publication. | The data consists of a typical Industrial shell. Works include the Industrial shell as described and includes works up to 1m perimeter to the building (1m wide paving slabs & foul/storm drainage). Costs are for the shell only and do not include for internal rooms such as offices or toilets which should be added for seperately. See Variations for assistance. | - | - | - | - | - | If no heating is present a deduction of £28m2 (GIA) should be made to the beacon cost. Internal offices (in Industrial complexes) should be added by reference to Cost Guide code series 42P04A -42P40V, Internal WC - 42P40W, amenity blocks - showers & toilets (New code TBC) & Canteens (New CodeTBC) | - | - | - |  | m2 | - | 3 - INDUSTRIAL | David Grace | Jim Allen | #N/A | Option 1 | ERROR | 0% | 520.3441 | 373.5947 | 0% | 0% | 373.5947 | 0% | Price Book Data | P. Avo | VOA_GPN_GOV_UK\7243572 | 2021-09-29 | Low | - | Low | - | - | Copied to latest DCS. Code didn't match file name, now updated. | NA | SPONS A&B | 2 | (BEAMS Note 2) Standard | - | - | 2 | FALSE
3426 | 42A15K | 9284 | 42A15K | Industrial Buildings | No Wall Cladding | 10,001 - 20,000m2 | Eaves Height - 19m | - | Building Area only; Site strip vegetation; Strip foundations; Column bases; Uninsulated Concrete GF slab with DPM and Mesh,150 thick up to 10,000m2, 200mm thick over 10,000m2 GIA; Steel Portal frame with bolts and baseplates; Coated galvanised trapezoidal roof sheets with no insulation, on steel purlins; Roof lights; valley gutters; matching fascia and soffit; Rainwater downpipes and gutters; Single phase electrics, lighting and power; Gas fuelled hot air burners; Underslab storm drainage from internal downpipes on building area greater than 1,000m2; | Location Adjustment Applicable (See Guidance Notes) - ERC = UK mean of 1.00 | (BEAMS Note 2) The ERC for this item should be added to all other rateable items on the hereditament (except land). Therefore the total of the ERC of the other Building Items and the P&M ERC (where applicable) to enable the correct contract size adjustment to be made. ERC of Building Component + ERC of P&M = Total ERC to which contract size adjustment should be applied. The appropriate % adjustment should be made in accordance with the scale for contract size adjustment specified under section 6 of the RCG 2023 Guidance notes. The currency ERC rates are set at £4m (Four Million Pounds) @ 1st April 2021 (AVD) for the RCG 2023 Publication. | The data consists of a typical Industrial shell. Works include the Industrial shell as described and includes works up to 1m perimeter to the building (1m wide paving slabs & foul/storm drainage). Costs are for the shell only and do not include for internal rooms such as offices or toilets which should be added for seperately. See Variations for assistance. | - | - | - | - | - | If no heating is present a deduction of £28m2 (GIA) should be made to the beacon cost. Internal offices (in Industrial complexes) should be added by reference to Cost Guide code series 42P04A -42P40V, Internal WC - 42P40W, amenity blocks - showers & toilets (New code TBC) & Canteens (New CodeTBC) | - | - | - |  | m2 | - | 3 - INDUSTRIAL | David Grace | Jim Allen | #N/A | Option 1 | ERROR | 0% | 565.2585 | 405.8421 | 0% | 0% | 405.8421 | 0% | Price Book Data | P. Avo | VOA_GPN_GOV_UK\7243572 | 2021-09-29 | Low | - | Low | - | - | Copied to latest DCS. Code didn't match file name, now updated. | NA | SPONS A&B | 2 | (BEAMS Note 2) Standard | - | - | 2 | FALSE
3427 | 42A15L | 9285 | 42A15L | Industrial Buildings | No Wall Cladding | 10,001 - 20,000m2 | Eaves Height - 20m | - | Building Area only; Site strip vegetation; Strip foundations; Column bases; Uninsulated Concrete GF slab with DPM and Mesh,150 thick up to 10,000m2, 200mm thick over 10,000m2 GIA; Steel Portal frame with bolts and baseplates; Coated galvanised trapezoidal roof sheets with no insulation, on steel purlins; Roof lights; valley gutters; matching fascia and soffit; Rainwater downpipes and gutters; Single phase electrics, lighting and power; Gas fuelled hot air burners; Underslab storm drainage from internal downpipes on building area greater than 1,000m2; | Location Adjustment Applicable (See Guidance Notes) - ERC = UK mean of 1.00 | (BEAMS Note 2) The ERC for this item should be added to all other rateable items on the hereditament (except land). Therefore the total of the ERC of the other Building Items and the P&M ERC (where applicable) to enable the correct contract size adjustment to be made. ERC of Building Component + ERC of P&M = Total ERC to which contract size adjustment should be applied. The appropriate % adjustment should be made in accordance with the scale for contract size adjustment specified under section 6 of the RCG 2023 Guidance notes. The currency ERC rates are set at £4m (Four Million Pounds) @ 1st April 2021 (AVD) for the RCG 2023 Publication. | The data consists of a typical Industrial shell. Works include the Industrial shell as described and includes works up to 1m perimeter to the building (1m wide paving slabs & foul/storm drainage). Costs are for the shell only and do not include for internal rooms such as offices or toilets which should be added for seperately. See Variations for assistance. | - | - | - | - | - | If no heating is present a deduction of £28m2 (GIA) should be made to the beacon cost. Internal offices (in Industrial complexes) should be added by reference to Cost Guide code series 42P04A -42P40V, Internal WC - 42P40W, amenity blocks - showers & toilets (New code TBC) & Canteens (New CodeTBC) | - | - | - |  | m2 | - | 3 - INDUSTRIAL | David Grace | Jim Allen | #N/A | Option 1 | ERROR | 0% | 565.3764 | 405.9268 | 0% | 0% | 405.9268 | 0% | Price Book Data | P. Avo | VOA_GPN_GOV_UK\7243572 | 2021-09-29 | Low | - | Low | - | - | Copied to latest DCS. | NA | SPONS A&B | 2 | (BEAMS Note 2) Standard | - | - | 2 | FALSE
3428 | 42A16T | 9316 | 42A16T | Industrial Buildings | No Wall Cladding | over 20,000m2 | Eaves Height - 11m | - | Building Area only; Site strip vegetation; Strip foundations; Column bases; Uninsulated Concrete GF slab with DPM and Mesh,150 thick up to 10,000m2, 200mm thick over 10,000m2 GIA; Steel Portal frame with bolts and baseplates; Coated galvanised trapezoidal roof sheets with no insulation, on steel purlins; Roof lights; valley gutters; matching fascia and soffit; Rainwater downpipes and gutters; Single phase electrics, lighting and power; EXCLUDES heating ; Underslab storm drainage from internal downpipes on building area greater than 1,000m2 | Location Adjustment Applicable (See Guidance Notes) - ERC = UK mean of 1.00 | (BEAMS Note 2) The ERC for this item should be added to all other rateable items on the hereditament (except land). Therefore the total of the ERC of the other Building Items and the P&M ERC (where applicable) to enable the correct contract size adjustment to be made. ERC of Building Component + ERC of P&M = Total ERC to which contract size adjustment should be applied. The appropriate % adjustment should be made in accordance with the scale for contract size adjustment specified under section 6 of the RCG 2023 Guidance notes. The currency ERC rates are set at £4m (Four Million Pounds) @ 1st April 2021 (AVD) for the RCG 2023 Publication. | The data consists of a typical Industrial shell. Works include the Industrial shell as described and includes works up to 1m perimeter to the building (1m wide paving slabs & foul/storm drainage). Costs are for the shell only and do not include for internal rooms such as offices or toilets which should be added for seperately. See Variations for assistance. | - | - | - | - | - | If heating is required an addition of £32/m2 (GIA) should be made to the beacon cost. Internal offices (in Industrial complexes) should be added by reference to Cost Guide code series 42P04A -42P40V, Internal WC - 42P40W | - | - | - |  | m2 | - | 3 - INDUSTRIAL | David Grace | Jim Allen | #N/A | Option 1 | ERROR | 0% | 483.5644 | 347.1877 | 0% | 0% | 347.1877 | 0% | Price Book Data | P. Avo | VOA_GPN_GOV_UK\7243572 | 2021-09-24 | Low | - | Low | - | - | Copied to latest DCS. | NA | SPONS A&B | 2 | (BEAMS Note 2) Standard | - | - | 2 | TRUE
3429 | 42A16U | 9317 | 42A16U | Industrial Buildings | No Wall Cladding | over 20,000m2 | Eaves Height - 12m | - | Building Area only; Site strip vegetation; Strip foundations; Column bases; Uninsulated Concrete GF slab with DPM and Mesh,150 thick up to 10,000m2, 200mm thick over 10,000m2 GIA; Steel Portal frame with bolts and baseplates; Coated galvanised trapezoidal roof sheets with no insulation, on steel purlins; Roof lights; valley gutters; matching fascia and soffit; Rainwater downpipes and gutters; Single phase electrics, lighting and power; EXCLUDES heating ; Underslab storm drainage from internal downpipes on building area greater than 1,000m2 | Location Adjustment Applicable (See Guidance Notes) - ERC = UK mean of 1.00 | (BEAMS Note 2) The ERC for this item should be added to all other rateable items on the hereditament (except land). Therefore the total of the ERC of the other Building Items and the P&M ERC (where applicable) to enable the correct contract size adjustment to be made. ERC of Building Component + ERC of P&M = Total ERC to which contract size adjustment should be applied. The appropriate % adjustment should be made in accordance with the scale for contract size adjustment specified under section 6 of the RCG 2023 Guidance notes. The currency ERC rates are set at £4m (Four Million Pounds) @ 1st April 2021 (AVD) for the RCG 2023 Publication. | The data consists of a typical Industrial shell. Works include the Industrial shell as described and includes works up to 1m perimeter to the building (1m wide paving slabs & foul/storm drainage). Costs are for the shell only and do not include for internal rooms such as offices or toilets which should be added for seperately. See Variations for assistance. | - | - | - | - | - | If heating is required an addition of £32/m2 (GIA) should be made to the beacon cost. Internal offices (in Industrial complexes) should be added by reference to Cost Guide code series 42P04A -42P40V, Internal WC - 42P40W | - | - | - |  | m2 | - | 3 - INDUSTRIAL | David Grace | Jim Allen | #N/A | Option 1 | ERROR | 0% | 483.6455 | 347.2459 | 0% | 0% | 347.2459 | 0% | Price Book Data | P. Avo | VOA_GPN_GOV_UK\7243572 | 2021-09-24 | Low | - | Low | - | - | Copied to latest DCS. | NA | SPONS A&B | 2 | (BEAMS Note 2) Standard | - | - | 2 | TRUE
3430 | 42A16V | 9318 | 42A16V | Industrial Buildings | No Wall Cladding | over 20,000m2 | Eaves Height - 13m | - | Building Area only; Site strip vegetation; Strip foundations; Column bases; Uninsulated Concrete GF slab with DPM and Mesh,150 thick up to 10,000m2, 200mm thick over 10,000m2 GIA; Steel Portal frame with bolts and baseplates; Coated galvanised trapezoidal roof sheets with no insulation, on steel purlins; Roof lights; valley gutters; matching fascia and soffit; Rainwater downpipes and gutters; Single phase electrics, lighting and power; EXCLUDES heating ; Underslab storm drainage from internal downpipes on building area greater than 1,000m2 | Location Adjustment Applicable (See Guidance Notes) - ERC = UK mean of 1.00 | (BEAMS Note 2) The ERC for this item should be added to all other rateable items on the hereditament (except land). Therefore the total of the ERC of the other Building Items and the P&M ERC (where applicable) to enable the correct contract size adjustment to be made. ERC of Building Component + ERC of P&M = Total ERC to which contract size adjustment should be applied. The appropriate % adjustment should be made in accordance with the scale for contract size adjustment specified under section 6 of the RCG 2023 Guidance notes. The currency ERC rates are set at £4m (Four Million Pounds) @ 1st April 2021 (AVD) for the RCG 2023 Publication. | The data consists of a typical Industrial shell. Works include the Industrial shell as described and includes works up to 1m perimeter to the building (1m wide paving slabs & foul/storm drainage). Costs are for the shell only and do not include for internal rooms such as offices or toilets which should be added for seperately. See Variations for assistance. | - | - | - | - | - | If heating is required an addition of £32/m2 (GIA) should be made to the beacon cost. Internal offices (in Industrial complexes) should be added by reference to Cost Guide code series 42P04A -42P40V, Internal WC - 42P40W | - | - | - |  | m2 | - | 3 - INDUSTRIAL | David Grace | Jim Allen | #N/A | Option 1 | ERROR | 0% | 483.7265 | 347.3041 | 0% | 0% | 347.3041 | 0% | Price Book Data | P. Avo | VOA_GPN_GOV_UK\7243572 | 2021-09-24 | Low | - | Low | - | - | Copied to latest DCS. | NA | SPONS A&B | 2 | (BEAMS Note 2) Standard | - | - | 2 | TRUE
3431 | 42A16W | 9319 | 42A16W | Industrial Buildings | No Wall Cladding | over 20,000m2 | Eaves Height - 14m | - | Building Area only; Site strip vegetation; Strip foundations; Column bases; Uninsulated Concrete GF slab with DPM and Mesh,150 thick up to 10,000m2, 200mm thick over 10,000m2 GIA; Steel Portal frame with bolts and baseplates; Coated galvanised trapezoidal roof sheets with no insulation, on steel purlins; Roof lights; valley gutters; matching fascia and soffit; Rainwater downpipes and gutters; Single phase electrics, lighting and power; EXCLUDES heating ; Underslab storm drainage from internal downpipes on building area greater than 1,000m2 | Location Adjustment Applicable (See Guidance Notes) - ERC = UK mean of 1.00 | (BEAMS Note 2) The ERC for this item should be added to all other rateable items on the hereditament (except land). Therefore the total of the ERC of the other Building Items and the P&M ERC (where applicable) to enable the correct contract size adjustment to be made. ERC of Building Component + ERC of P&M = Total ERC to which contract size adjustment should be applied. The appropriate % adjustment should be made in accordance with the scale for contract size adjustment specified under section 6 of the RCG 2023 Guidance notes. The currency ERC rates are set at £4m (Four Million Pounds) @ 1st April 2021 (AVD) for the RCG 2023 Publication. | The data consists of a typical Industrial shell. Works include the Industrial shell as described and includes works up to 1m perimeter to the building (1m wide paving slabs & foul/storm drainage). Costs are for the shell only and do not include for internal rooms such as offices or toilets which should be added for seperately. See Variations for assistance. | - | - | - | - | - | If heating is required an addition of £32/m2 (GIA) should be made to the beacon cost. Internal offices (in Industrial complexes) should be added by reference to Cost Guide code series 42P04A -42P40V, Internal WC - 42P40W | - | - | - |  | m2 | - | 3 - INDUSTRIAL | David Grace | Jim Allen | #N/A | Option 1 | ERROR | 0% | 483.8076 | 347.3623 | 0% | 0% | 347.3623 | 0% | Price Book Data | P. Avo | VOA_GPN_GOV_UK\7243572 | 2021-09-24 | Low | - | Low | - | - | Copied to latest DCS. | NA | SPONS A&B | 2 | (BEAMS Note 2) Standard | - | - | 2 | TRUE
3432 | 42A16X | 9320 | 42A16X | Industrial Buildings | No Wall Cladding | over 20,000m2 | Eaves Height - 15m | - | Building Area only; Site strip vegetation; Strip foundations; Column bases; Uninsulated Concrete GF slab with DPM and Mesh,150 thick up to 10,000m2, 200mm thick over 10,000m2 GIA; Steel Portal frame with bolts and baseplates; Coated galvanised trapezoidal roof sheets with no insulation, on steel purlins; Roof lights; valley gutters; matching fascia and soffit; Rainwater downpipes and gutters; Single phase electrics, lighting and power; EXCLUDES heating ; Underslab storm drainage from internal downpipes on building area greater than 1,000m2 | Location Adjustment Applicable (See Guidance Notes) - ERC = UK mean of 1.00 | (BEAMS Note 2) The ERC for this item should be added to all other rateable items on the hereditament (except land). Therefore the total of the ERC of the other Building Items and the P&M ERC (where applicable) to enable the correct contract size adjustment to be made. ERC of Building Component + ERC of P&M = Total ERC to which contract size adjustment should be applied. The appropriate % adjustment should be made in accordance with the scale for contract size adjustment specified under section 6 of the RCG 2023 Guidance notes. The currency ERC rates are set at £4m (Four Million Pounds) @ 1st April 2021 (AVD) for the RCG 2023 Publication. | The data consists of a typical Industrial shell. Works include the Industrial shell as described and includes works up to 1m perimeter to the building (1m wide paving slabs & foul/storm drainage). Costs are for the shell only and do not include for internal rooms such as offices or toilets which should be added for seperately. See Variations for assistance. | - | - | - | - | - | If heating is required an addition of £32/m2 (GIA) should be made to the beacon cost. Internal offices (in Industrial complexes) should be added by reference to Cost Guide code series 42P04A -42P40V, Internal WC - 42P40W | - | - | - |  | m2 | - | 3 - INDUSTRIAL | David Grace | Jim Allen | #N/A | Option 1 | ERROR | 0% | 483.8886 | 347.4205 | 0% | 0% | 347.4205 | 0% | Price Book Data | P. Avo | VOA_GPN_GOV_UK\7243572 | 2021-09-24 | Low | - | Low | - | - | Copied to latest DCS. | NA | SPONS A&B | 2 | (BEAMS Note 2) Standard | - | - | 2 | TRUE
3433 | 42A16Y | 9321 | 42A16Y | Industrial Buildings | No Wall Cladding | over 20,000m2 | Eaves Height - 16m | - | Building Area only; Site strip vegetation; Strip foundations; Column bases; Uninsulated Concrete GF slab with DPM and Mesh,150 thick up to 10,000m2, 200mm thick over 10,000m2 GIA; Steel Portal frame with bolts and baseplates; Coated galvanised trapezoidal roof sheets with no insulation, on steel purlins; Roof lights; valley gutters; matching fascia and soffit; Rainwater downpipes and gutters; Single phase electrics, lighting and power; EXCLUDES heating ; Underslab storm drainage from internal downpipes on building area greater than 1,000m2 | Location Adjustment Applicable (See Guidance Notes) - ERC = UK mean of 1.00 | (BEAMS Note 2) The ERC for this item should be added to all other rateable items on the hereditament (except land). Therefore the total of the ERC of the other Building Items and the P&M ERC (where applicable) to enable the correct contract size adjustment to be made. ERC of Building Component + ERC of P&M = Total ERC to which contract size adjustment should be applied. The appropriate % adjustment should be made in accordance with the scale for contract size adjustment specified under section 6 of the RCG 2023 Guidance notes. The currency ERC rates are set at £4m (Four Million Pounds) @ 1st April 2021 (AVD) for the RCG 2023 Publication. | The data consists of a typical Industrial shell. Works include the Industrial shell as described and includes works up to 1m perimeter to the building (1m wide paving slabs & foul/storm drainage). Costs are for the shell only and do not include for internal rooms such as offices or toilets which should be added for seperately. See Variations for assistance. | - | - | - | - | - | If heating is required an addition of £32/m2 (GIA) should be made to the beacon cost. Internal offices (in Industrial complexes) should be added by reference to Cost Guide code series 42P04A -42P40V, Internal WC - 42P40W | - | - | - |  | m2 | - | 3 - INDUSTRIAL | David Grace | Jim Allen | #N/A | Option 1 | ERROR | 0% | 483.9697 | 347.4787 | 0% | 0% | 347.4787 | 0% | Price Book Data | P. Avo | VOA_GPN_GOV_UK\7243572 | 2021-09-24 | Low | - | Low | - | - | Copied to latest DCS. Code didn't match file name, now updated. | NA | SPONS A&B | 2 | (BEAMS Note 2) Standard | - | - | 2 | TRUE
3434 | 42A16Z | 9322 | 42A16Z | Industrial Buildings | No Wall Cladding | over 20,000m2 | Eaves Height - 17m | - | Building Area only; Site strip vegetation; Strip foundations; Column bases; Uninsulated Concrete GF slab with DPM and Mesh,150 thick up to 10,000m2, 200mm thick over 10,000m2 GIA; Steel Portal frame with bolts and baseplates; Coated galvanised trapezoidal roof sheets with no insulation, on steel purlins; Roof lights; valley gutters; matching fascia and soffit; Rainwater downpipes and gutters; Single phase electrics, lighting and power; EXCLUDES heating ; Underslab storm drainage from internal downpipes on building area greater than 1,000m2 | Location Adjustment Applicable (See Guidance Notes) - ERC = UK mean of 1.00 | (BEAMS Note 2) The ERC for this item should be added to all other rateable items on the hereditament (except land). Therefore the total of the ERC of the other Building Items and the P&M ERC (where applicable) to enable the correct contract size adjustment to be made. ERC of Building Component + ERC of P&M = Total ERC to which contract size adjustment should be applied. The appropriate % adjustment should be made in accordance with the scale for contract size adjustment specified under section 6 of the RCG 2023 Guidance notes. The currency ERC rates are set at £4m (Four Million Pounds) @ 1st April 2021 (AVD) for the RCG 2023 Publication. | The data consists of a typical Industrial shell. Works include the Industrial shell as described and includes works up to 1m perimeter to the building (1m wide paving slabs & foul/storm drainage). Costs are for the shell only and do not include for internal rooms such as offices or toilets which should be added for seperately. See Variations for assistance. | - | - | - | - | - | If heating is required an addition of £32/m2 (GIA) should be made to the beacon cost. Internal offices (in Industrial complexes) should be added by reference to Cost Guide code series 42P04A -42P40V, Internal WC - 42P40W | - | - | - |  | m2 | - | 3 - INDUSTRIAL | David Grace | Jim Allen | #N/A | Option 1 | ERROR | 0% | 484.0507 | 347.5369 | 0% | 0% | 347.5369 | 0% | Price Book Data | P. Avo | VOA_GPN_GOV_UK\7243572 | 2021-09-24 | Low | - | Low | - | - | Copied to latest DCS. Code didn't match file name, now updated. | NA | SPONS A&B | 2 | (BEAMS Note 2) Standard | - | - | 2 | TRUE
3435 | 42A17A | 9323 | 42A17A | Industrial Buildings | No Wall Cladding | over 20,000m2 | Eaves Height - 18m | - | Building Area only; Site strip vegetation; Strip foundations; Column bases; Uninsulated Concrete GF slab with DPM and Mesh,150 thick up to 10,000m2, 200mm thick over 10,000m2 GIA; Steel Portal frame with bolts and baseplates; Coated galvanised trapezoidal roof sheets with no insulation, on steel purlins; Roof lights; valley gutters; matching fascia and soffit; Rainwater downpipes and gutters; Single phase electrics, lighting and power; EXCLUDES heating ; Underslab storm drainage from internal downpipes on building area greater than 1,000m2 | Location Adjustment Applicable (See Guidance Notes) - ERC = UK mean of 1.00 | (BEAMS Note 2) The ERC for this item should be added to all other rateable items on the hereditament (except land). Therefore the total of the ERC of the other Building Items and the P&M ERC (where applicable) to enable the correct contract size adjustment to be made. ERC of Building Component + ERC of P&M = Total ERC to which contract size adjustment should be applied. The appropriate % adjustment should be made in accordance with the scale for contract size adjustment specified under section 6 of the RCG 2023 Guidance notes. The currency ERC rates are set at £4m (Four Million Pounds) @ 1st April 2021 (AVD) for the RCG 2023 Publication. | The data consists of a typical Industrial shell. Works include the Industrial shell as described and includes works up to 1m perimeter to the building (1m wide paving slabs & foul/storm drainage). Costs are for the shell only and do not include for internal rooms such as offices or toilets which should be added for seperately. See Variations for assistance. | - | - | - | - | - | If heating is required an addition of £32/m2 (GIA) should be made to the beacon cost. Internal offices (in Industrial complexes) should be added by reference to Cost Guide code series 42P04A -42P40V, Internal WC - 42P40W | - | - | - |  | m2 | - | 3 - INDUSTRIAL | David Grace | Jim Allen | #N/A | Option 1 | ERROR | 0% | 484.1318 | 347.5951 | 0% | 0% | 347.5951 | 0% | Price Book Data | P. Avo | VOA_GPN_GOV_UK\7243572 | 2021-09-24 | Low | - | Low | - | - | Copied to latest DCS. Code didn't match file name, now updated. | NA | SPONS A&B | 2 | (BEAMS Note 2) Standard | - | - | 2 | TRUE
3436 | 42A17B | 9324 | 42A17B | Industrial Buildings | No Wall Cladding | over 20,000m2 | Eaves Height - 19m | - | Building Area only; Site strip vegetation; Strip foundations; Column bases; Uninsulated Concrete GF slab with DPM and Mesh,150 thick up to 10,000m2, 200mm thick over 10,000m2 GIA; Steel Portal frame with bolts and baseplates; Coated galvanised trapezoidal roof sheets with no insulation, on steel purlins; Roof lights; valley gutters; matching fascia and soffit; Rainwater downpipes and gutters; Single phase electrics, lighting and power; EXCLUDES heating ; Underslab storm drainage from internal downpipes on building area greater than 1,000m2 | Location Adjustment Applicable (See Guidance Notes) - ERC = UK mean of 1.00 | (BEAMS Note 2) The ERC for this item should be added to all other rateable items on the hereditament (except land). Therefore the total of the ERC of the other Building Items and the P&M ERC (where applicable) to enable the correct contract size adjustment to be made. ERC of Building Component + ERC of P&M = Total ERC to which contract size adjustment should be applied. The appropriate % adjustment should be made in accordance with the scale for contract size adjustment specified under section 6 of the RCG 2023 Guidance notes. The currency ERC rates are set at £4m (Four Million Pounds) @ 1st April 2021 (AVD) for the RCG 2023 Publication. | The data consists of a typical Industrial shell. Works include the Industrial shell as described and includes works up to 1m perimeter to the building (1m wide paving slabs & foul/storm drainage). Costs are for the shell only and do not include for internal rooms such as offices or toilets which should be added for seperately. See Variations for assistance. | - | - | - | - | - | If heating is required an addition of £32/m2 (GIA) should be made to the beacon cost. Internal offices (in Industrial complexes) should be added by reference to Cost Guide code series 42P04A -42P40V, Internal WC - 42P40W | - | - | - |  | m2 | - | 3 - INDUSTRIAL | David Grace | Jim Allen | #N/A | Option 1 | ERROR | 0% | 525.8971 | 377.5815 | 0% | 0% | 377.5815 | 0% | Price Book Data | P. Avo | VOA_GPN_GOV_UK\7243572 | 2021-09-24 | Low | - | Low | - | - | Copied to latest DCS. Code didn't match file name, now updated. | NA | SPONS A&B | 2 | (BEAMS Note 2) Standard | - | - | 2 | TRUE
3437 | 42A17C | 9325 | 42A17C | Industrial Buildings | No Wall Cladding | over 20,000m2 | Eaves Height - 20m | - | Building Area only; Site strip vegetation; Strip foundations; Column bases; Uninsulated Concrete GF slab with DPM and Mesh,150 thick up to 10,000m2, 200mm thick over 10,000m2 GIA; Steel Portal frame with bolts and baseplates; Coated galvanised trapezoidal roof sheets with no insulation, on steel purlins; Roof lights; valley gutters; matching fascia and soffit; Rainwater downpipes and gutters; Single phase electrics, lighting and power; EXCLUDES heating ; Underslab storm drainage from internal downpipes on building area greater than 1,000m2 | Location Adjustment Applicable (See Guidance Notes) - ERC = UK mean of 1.00 | (BEAMS Note 2) The ERC for this item should be added to all other rateable items on the hereditament (except land). Therefore the total of the ERC of the other Building Items and the P&M ERC (where applicable) to enable the correct contract size adjustment to be made. ERC of Building Component + ERC of P&M = Total ERC to which contract size adjustment should be applied. The appropriate % adjustment should be made in accordance with the scale for contract size adjustment specified under section 6 of the RCG 2023 Guidance notes. The currency ERC rates are set at £4m (Four Million Pounds) @ 1st April 2021 (AVD) for the RCG 2023 Publication. | The data consists of a typical Industrial shell. Works include the Industrial shell as described and includes works up to 1m perimeter to the building (1m wide paving slabs & foul/storm drainage). Costs are for the shell only and do not include for internal rooms such as offices or toilets which should be added for seperately. See Variations for assistance. | - | - | - | - | - | If heating is required an addition of £32/m2 (GIA) should be made to the beacon cost. Internal offices (in Industrial complexes) should be added by reference to Cost Guide code series 42P04A -42P40V, Internal WC - 42P40W | - | - | - |  | m2 | - | 3 - INDUSTRIAL | David Grace | Jim Allen | #N/A | Option 1 | ERROR | 0% | 525.9781 | 377.6397 | 0% | 0% | 377.6397 | 0% | Price Book Data | P. Avo | VOA_GPN_GOV_UK\7243572 | 2021-09-24 | Low | - | Low | - | - | Copied to latest DCS. | NA | SPONS A&B | 2 | (BEAMS Note 2) Standard | - | - | 2 | TRUE
3438 | 41T20N | 5031 | 41T20N | Industrial Buildings | No Wall Cladding | 251 - 500m2 | Eaves Height - 21m | - | Building Area only; Site strip vegetation; Strip foundations; Column bases; Uninsulated Concrete GF slab with DPM and Mesh,150 thick up to 10,000m2, 200mm thick over 10,000m2 GIA; Steel Portal frame with bolts and baseplates; Coated galvanised trapezoidal roof sheets with no insulation, on steel purlins; Roof lights; valley gutters; matching fascia and soffit; Rainwater downpipes and gutters; Single phase electrics, lighting and power; EXCLUDES heating ; Underslab storm drainage from internal downpipes on building area greater than 1,000m2 | Location Adjustment Applicable (See Guidance Notes) - ERC = UK mean of 1.00 | (BEAMS Note 2) The ERC for this item should be added to all other rateable items on the hereditament (except land). Therefore the total of the ERC of the other Building Items and the P&M ERC (where applicable) to enable the correct contract size adjustment to be made. ERC of Building Component + ERC of P&M = Total ERC to which contract size adjustment should be applied. The appropriate % adjustment should be made in accordance with the scale for contract size adjustment specified under section 6 of the RCG 2023 Guidance notes. The currency ERC rates are set at £4m (Four Million Pounds) @ 1st April 2021 (AVD) for the RCG 2023 Publication. | The data consists of a typical Industrial shell. Works include the Industrial shell as described and includes works up to 1m perimeter to the building (1m wide paving slabs & foul/storm drainage). Costs are for the shell only and do not include for internal rooms such as offices or toilets which should be added for seperately. See Variations for assistance. | - | - | - | - | - | If heating is required an addition of £32/m2 (GIA) should be made to the beacon cost. Internal offices (in Industrial complexes) should be added by reference to Cost Guide code series 42P04A -42P40V, Internal WC - 42P40W | - | - | - |  | m2 | - | 3 - INDUSTRIAL | David Grace | Jim Allen | 565.0887 | Option 1 | 700.5993 | 23.98% | 629.549 | 452.0011 | -20.01% | -35.48% | 452.0011 | -20.01% | Price Book Data | P. Avo | VOA_GPN_GOV_UK\7243572 | 2021-09-21 | Low | - | Low | - | - | Copied to latest DCS. | NA | SPONS A&B | 2 | (BEAMS Note 2) Standard | - | - | 2 | TRUE
3439 | 41T20P | 5032 | 41T20P | Industrial Buildings | No Wall Cladding | 251 - 500m2 | Eaves Height - 22m | - | Building Area only; Site strip vegetation; Strip foundations; Column bases; Uninsulated Concrete GF slab with DPM and Mesh,150 thick up to 10,000m2, 200mm thick over 10,000m2 GIA; Steel Portal frame with bolts and baseplates; Coated galvanised trapezoidal roof sheets with no insulation, on steel purlins; Roof lights; valley gutters; matching fascia and soffit; Rainwater downpipes and gutters; Single phase electrics, lighting and power; EXCLUDES heating ; Underslab storm drainage from internal downpipes on building area greater than 1,000m2 | Location Adjustment Applicable (See Guidance Notes) - ERC = UK mean of 1.00 | (BEAMS Note 2) The ERC for this item should be added to all other rateable items on the hereditament (except land). Therefore the total of the ERC of the other Building Items and the P&M ERC (where applicable) to enable the correct contract size adjustment to be made. ERC of Building Component + ERC of P&M = Total ERC to which contract size adjustment should be applied. The appropriate % adjustment should be made in accordance with the scale for contract size adjustment specified under section 6 of the RCG 2023 Guidance notes. The currency ERC rates are set at £4m (Four Million Pounds) @ 1st April 2021 (AVD) for the RCG 2023 Publication. | The data consists of a typical Industrial shell. Works include the Industrial shell as described and includes works up to 1m perimeter to the building (1m wide paving slabs & foul/storm drainage). Costs are for the shell only and do not include for internal rooms such as offices or toilets which should be added for seperately. See Variations for assistance. | - | - | - | - | - | If heating is required an addition of £32/m2 (GIA) should be made to the beacon cost. Internal offices (in Industrial complexes) should be added by reference to Cost Guide code series 42P04A -42P40V, Internal WC - 42P40W | - | - | - |  | m2 | - | 3 - INDUSTRIAL | David Grace | Jim Allen | 583.5406 | Option 1 | 723.476 | 23.98% | 631.0372 | 453.0696 | -22.36% | -37.38% | 453.0696 | -22.36% | Price Book Data | P. Avo | VOA_GPN_GOV_UK\7243572 | 2021-09-21 | Low | - | Low | - | - | Copied to latest DCS. | NA | SPONS A&B | 2 | (BEAMS Note 2) Standard | - | - | 2 | TRUE
3440 | 41T20Q | 5033 | 41T20Q | Industrial Buildings | No Wall Cladding | 251 - 500m2 | Eaves Height - 23m | - | Building Area only; Site strip vegetation; Strip foundations; Column bases; Uninsulated Concrete GF slab with DPM and Mesh,150 thick up to 10,000m2, 200mm thick over 10,000m2 GIA; Steel Portal frame with bolts and baseplates; Coated galvanised trapezoidal roof sheets with no insulation, on steel purlins; Roof lights; valley gutters; matching fascia and soffit; Rainwater downpipes and gutters; Single phase electrics, lighting and power; EXCLUDES heating ; Underslab storm drainage from internal downpipes on building area greater than 1,000m2 | Location Adjustment Applicable (See Guidance Notes) - ERC = UK mean of 1.00 | (BEAMS Note 2) The ERC for this item should be added to all other rateable items on the hereditament (except land). Therefore the total of the ERC of the other Building Items and the P&M ERC (where applicable) to enable the correct contract size adjustment to be made. ERC of Building Component + ERC of P&M = Total ERC to which contract size adjustment should be applied. The appropriate % adjustment should be made in accordance with the scale for contract size adjustment specified under section 6 of the RCG 2023 Guidance notes. The currency ERC rates are set at £4m (Four Million Pounds) @ 1st April 2021 (AVD) for the RCG 2023 Publication. | The data consists of a typical Industrial shell. Works include the Industrial shell as described and includes works up to 1m perimeter to the building (1m wide paving slabs & foul/storm drainage). Costs are for the shell only and do not include for internal rooms such as offices or toilets which should be added for seperately. See Variations for assistance. | - | - | - | - | - | If heating is required an addition of £32/m2 (GIA) should be made to the beacon cost. Internal offices (in Industrial complexes) should be added by reference to Cost Guide code series 42P04A -42P40V, Internal WC - 42P40W | - | - | - |  | m2 | - | 3 - INDUSTRIAL | David Grace | Jim Allen | 602.7613 | Option 1 | 747.3059 | 23.98% | 632.5254 | 454.1381 | -24.66% | -39.23% | 454.1381 | -24.66% | Price Book Data | P. Avo | VOA_GPN_GOV_UK\7243572 | 2021-09-21 | Low | - | Low | - | - | Copied to latest DCS. | NA | SPONS A&B | 2 | (BEAMS Note 2) Standard | - | - | 2 | TRUE
3441 | 41T20R | 5034 | 41T20R | Industrial Buildings | No Wall Cladding | 251 - 500m2 | Eaves Height - 24m | - | Building Area only; Site strip vegetation; Strip foundations; Column bases; Uninsulated Concrete GF slab with DPM and Mesh,150 thick up to 10,000m2, 200mm thick over 10,000m2 GIA; Steel Portal frame with bolts and baseplates; Coated galvanised trapezoidal roof sheets with no insulation, on steel purlins; Roof lights; valley gutters; matching fascia and soffit; Rainwater downpipes and gutters; Single phase electrics, lighting and power; EXCLUDES heating ; Underslab storm drainage from internal downpipes on building area greater than 1,000m2 | Location Adjustment Applicable (See Guidance Notes) - ERC = UK mean of 1.00 | (BEAMS Note 2) The ERC for this item should be added to all other rateable items on the hereditament (except land). Therefore the total of the ERC of the other Building Items and the P&M ERC (where applicable) to enable the correct contract size adjustment to be made. ERC of Building Component + ERC of P&M = Total ERC to which contract size adjustment should be applied. The appropriate % adjustment should be made in accordance with the scale for contract size adjustment specified under section 6 of the RCG 2023 Guidance notes. The currency ERC rates are set at £4m (Four Million Pounds) @ 1st April 2021 (AVD) for the RCG 2023 Publication. | The data consists of a typical Industrial shell. Works include the Industrial shell as described and includes works up to 1m perimeter to the building (1m wide paving slabs & foul/storm drainage). Costs are for the shell only and do not include for internal rooms such as offices or toilets which should be added for seperately. See Variations for assistance. | - | - | - | - | - | If heating is required an addition of £32/m2 (GIA) should be made to the beacon cost. Internal offices (in Industrial complexes) should be added by reference to Cost Guide code series 42P04A -42P40V, Internal WC - 42P40W | - | - | - |  | m2 | - | 3 - INDUSTRIAL | David Grace | Jim Allen | 629.6702 | Option 1 | 780.6678 | 23.98% | 634.0137 | 455.2066 | -27.71% | -41.69% | 455.2066 | -27.71% | Price Book Data | P. Avo | VOA_GPN_GOV_UK\7243572 | 2021-09-21 | Low | - | Low | - | - | Copied to latest DCS. | NA | SPONS A&B | 2 | (BEAMS Note 2) Standard | - | - | 2 | TRUE
3442 | 41T20S | 5035 | 41T20S | Industrial Buildings | No Wall Cladding | 251 - 500m2 | Eaves Height - 25m | - | Building Area only; Site strip vegetation; Strip foundations; Column bases; Uninsulated Concrete GF slab with DPM and Mesh,150 thick up to 10,000m2, 200mm thick over 10,000m2 GIA; Steel Portal frame with bolts and baseplates; Coated galvanised trapezoidal roof sheets with no insulation, on steel purlins; Roof lights; valley gutters; matching fascia and soffit; Rainwater downpipes and gutters; Single phase electrics, lighting and power; EXCLUDES heating ; Underslab storm drainage from internal downpipes on building area greater than 1,000m2 | Location Adjustment Applicable (See Guidance Notes) - ERC = UK mean of 1.00 | (BEAMS Note 2) The ERC for this item should be added to all other rateable items on the hereditament (except land). Therefore the total of the ERC of the other Building Items and the P&M ERC (where applicable) to enable the correct contract size adjustment to be made. ERC of Building Component + ERC of P&M = Total ERC to which contract size adjustment should be applied. The appropriate % adjustment should be made in accordance with the scale for contract size adjustment specified under section 6 of the RCG 2023 Guidance notes. The currency ERC rates are set at £4m (Four Million Pounds) @ 1st April 2021 (AVD) for the RCG 2023 Publication. | The data consists of a typical Industrial shell. Works include the Industrial shell as described and includes works up to 1m perimeter to the building (1m wide paving slabs & foul/storm drainage). Costs are for the shell only and do not include for internal rooms such as offices or toilets which should be added for seperately. See Variations for assistance. | - | - | - | - | - | If heating is required an addition of £32/m2 (GIA) should be made to the beacon cost. Internal offices (in Industrial complexes) should be added by reference to Cost Guide code series 42P04A -42P40V, Internal WC - 42P40W | - | - | - |  | m2 | - | 3 - INDUSTRIAL | David Grace | Jim Allen | 641.2027 | Option 1 | 794.9657 | 23.98% | 635.5019 | 456.2752 | -28.84% | -42.6% | 456.2752 | -28.84% | Price Book Data | P. Avo | VOA_GPN_GOV_UK\7243572 | 2021-09-21 | Low | - | Low | - | - | Copied to latest DCS. | NA | SPONS A&B | 2 | (BEAMS Note 2) Standard | - | - | 2 | TRUE
3443 | 41T20T | 5036 | 41T20T | Industrial Buildings | No Wall Cladding | 251 - 500m2 | Eaves Height - 26m | - | Building Area only; Site strip vegetation; Strip foundations; Column bases; Uninsulated Concrete GF slab with DPM and Mesh,150 thick up to 10,000m2, 200mm thick over 10,000m2 GIA; Steel Portal frame with bolts and baseplates; Coated galvanised trapezoidal roof sheets with no insulation, on steel purlins; Roof lights; valley gutters; matching fascia and soffit; Rainwater downpipes and gutters; Single phase electrics, lighting and power; EXCLUDES heating ; Underslab storm drainage from internal downpipes on building area greater than 1,000m2 | Location Adjustment Applicable (See Guidance Notes) - ERC = UK mean of 1.00 | (BEAMS Note 2) The ERC for this item should be added to all other rateable items on the hereditament (except land). Therefore the total of the ERC of the other Building Items and the P&M ERC (where applicable) to enable the correct contract size adjustment to be made. ERC of Building Component + ERC of P&M = Total ERC to which contract size adjustment should be applied. The appropriate % adjustment should be made in accordance with the scale for contract size adjustment specified under section 6 of the RCG 2023 Guidance notes. The currency ERC rates are set at £4m (Four Million Pounds) @ 1st April 2021 (AVD) for the RCG 2023 Publication. | The data consists of a typical Industrial shell. Works include the Industrial shell as described and includes works up to 1m perimeter to the building (1m wide paving slabs & foul/storm drainage). Costs are for the shell only and do not include for internal rooms such as offices or toilets which should be added for seperately. See Variations for assistance. | - | - | - | - | - | If heating is required an addition of £32/m2 (GIA) should be made to the beacon cost. Internal offices (in Industrial complexes) should be added by reference to Cost Guide code series 42P04A -42P40V, Internal WC - 42P40W | - | - | - |  | m2 | - | 3 - INDUSTRIAL | David Grace | Jim Allen | 668.1117 | Option 1 | 828.3276 | 23.98% | 636.9901 | 457.3437 | -31.55% | -44.79% | 457.3437 | -31.55% | Price Book Data | P. Avo | VOA_GPN_GOV_UK\7243572 | 2021-09-21 | Low | - | Low | - | - | Copied to latest DCS. | NA | SPONS A&B | 2 | (BEAMS Note 2) Standard | - | - | 2 | TRUE
3444 | 41T20V | 5037 | 41T20V | Industrial Buildings | No Wall Cladding | 251 - 500m2 | Eaves Height - 27m | - | Building Area only; Site strip vegetation; Strip foundations; Column bases; Uninsulated Concrete GF slab with DPM and Mesh,150 thick up to 10,000m2, 200mm thick over 10,000m2 GIA; Steel Portal frame with bolts and baseplates; Coated galvanised trapezoidal roof sheets with no insulation, on steel purlins; Roof lights; valley gutters; matching fascia and soffit; Rainwater downpipes and gutters; Single phase electrics, lighting and power; EXCLUDES heating ; Underslab storm drainage from internal downpipes on building area greater than 1,000m2 | Location Adjustment Applicable (See Guidance Notes) - ERC = UK mean of 1.00 | (BEAMS Note 2) The ERC for this item should be added to all other rateable items on the hereditament (except land). Therefore the total of the ERC of the other Building Items and the P&M ERC (where applicable) to enable the correct contract size adjustment to be made. ERC of Building Component + ERC of P&M = Total ERC to which contract size adjustment should be applied. The appropriate % adjustment should be made in accordance with the scale for contract size adjustment specified under section 6 of the RCG 2023 Guidance notes. The currency ERC rates are set at £4m (Four Million Pounds) @ 1st April 2021 (AVD) for the RCG 2023 Publication. | The data consists of a typical Industrial shell. Works include the Industrial shell as described and includes works up to 1m perimeter to the building (1m wide paving slabs & foul/storm drainage). Costs are for the shell only and do not include for internal rooms such as offices or toilets which should be added for seperately. See Variations for assistance. | - | - | - | - | - | If heating is required an addition of £32/m2 (GIA) should be made to the beacon cost. Internal offices (in Industrial complexes) should be added by reference to Cost Guide code series 42P04A -42P40V, Internal WC - 42P40W | - | - | - |  | m2 | - | 3 - INDUSTRIAL | David Grace | Jim Allen | 691.1765 | Option 1 | 856.9235 | 23.98% | 638.4784 | 458.4122 | -33.68% | -46.5% | 458.4122 | -33.68% | Price Book Data | P. Avo | VOA_GPN_GOV_UK\7243572 | 2021-09-21 | Low | - | Low | - | - | Copied to latest DCS. | NA | SPONS A&B | 2 | (BEAMS Note 2) Standard | - | - | 2 | TRUE
3445 | 41T20W | 5038 | 41T20W | Industrial Buildings | No Wall Cladding | 251 - 500m2 | Eaves Height - 28m | - | Building Area only; Site strip vegetation; Strip foundations; Column bases; Uninsulated Concrete GF slab with DPM and Mesh,150 thick up to 10,000m2, 200mm thick over 10,000m2 GIA; Steel Portal frame with bolts and baseplates; Coated galvanised trapezoidal roof sheets with no insulation, on steel purlins; Roof lights; valley gutters; matching fascia and soffit; Rainwater downpipes and gutters; Single phase electrics, lighting and power; EXCLUDES heating ; Underslab storm drainage from internal downpipes on building area greater than 1,000m2 | Location Adjustment Applicable (See Guidance Notes) - ERC = UK mean of 1.00 | (BEAMS Note 2) The ERC for this item should be added to all other rateable items on the hereditament (except land). Therefore the total of the ERC of the other Building Items and the P&M ERC (where applicable) to enable the correct contract size adjustment to be made. ERC of Building Component + ERC of P&M = Total ERC to which contract size adjustment should be applied. The appropriate % adjustment should be made in accordance with the scale for contract size adjustment specified under section 6 of the RCG 2023 Guidance notes. The currency ERC rates are set at £4m (Four Million Pounds) @ 1st April 2021 (AVD) for the RCG 2023 Publication. | The data consists of a typical Industrial shell. Works include the Industrial shell as described and includes works up to 1m perimeter to the building (1m wide paving slabs & foul/storm drainage). Costs are for the shell only and do not include for internal rooms such as offices or toilets which should be added for seperately. See Variations for assistance. | - | - | - | - | - | If heating is required an addition of £32/m2 (GIA) should be made to the beacon cost. Internal offices (in Industrial complexes) should be added by reference to Cost Guide code series 42P04A -42P40V, Internal WC - 42P40W | - | - | - |  | m2 | - | 3 - INDUSTRIAL | David Grace | Jim Allen | 715.0102 | Option 1 | 886.4725 | 23.98% | 639.9666 | 459.4807 | -35.74% | -48.17% | 459.4807 | -35.74% | Price Book Data | P. Avo | VOA_GPN_GOV_UK\7243572 | 2021-09-21 | Low | - | Low | - | - | Copied to latest DCS. | NA | SPONS A&B | 2 | (BEAMS Note 2) Standard | - | - | 2 | TRUE
3446 | 41T20X | 5039 | 41T20X | Industrial Buildings | No Wall Cladding | 251 - 500m2 | Eaves Height - 29m | - | Building Area only; Site strip vegetation; Strip foundations; Column bases; Uninsulated Concrete GF slab with DPM and Mesh,150 thick up to 10,000m2, 200mm thick over 10,000m2 GIA; Steel Portal frame with bolts and baseplates; Coated galvanised trapezoidal roof sheets with no insulation, on steel purlins; Roof lights; valley gutters; matching fascia and soffit; Rainwater downpipes and gutters; Single phase electrics, lighting and power; EXCLUDES heating ; Underslab storm drainage from internal downpipes on building area greater than 1,000m2 | Location Adjustment Applicable (See Guidance Notes) - ERC = UK mean of 1.00 | (BEAMS Note 2) The ERC for this item should be added to all other rateable items on the hereditament (except land). Therefore the total of the ERC of the other Building Items and the P&M ERC (where applicable) to enable the correct contract size adjustment to be made. ERC of Building Component + ERC of P&M = Total ERC to which contract size adjustment should be applied. The appropriate % adjustment should be made in accordance with the scale for contract size adjustment specified under section 6 of the RCG 2023 Guidance notes. The currency ERC rates are set at £4m (Four Million Pounds) @ 1st April 2021 (AVD) for the RCG 2023 Publication. | The data consists of a typical Industrial shell. Works include the Industrial shell as described and includes works up to 1m perimeter to the building (1m wide paving slabs & foul/storm drainage). Costs are for the shell only and do not include for internal rooms such as offices or toilets which should be added for seperately. See Variations for assistance. | - | - | - | - | - | If heating is required an addition of £32/m2 (GIA) should be made to the beacon cost. Internal offices (in Industrial complexes) should be added by reference to Cost Guide code series 42P04A -42P40V, Internal WC - 42P40W | - | - | - |  | m2 | - | 3 - INDUSTRIAL | David Grace | Jim Allen | 740.3815 | Option 1 | 917.928 | 23.98% | 641.4548 | 460.5492 | -37.8% | -49.83% | 460.5492 | -37.8% | Price Book Data | P. Avo | VOA_GPN_GOV_UK\7243572 | 2021-09-21 | Low | - | Low | - | - | Copied to latest DCS. | NA | SPONS A&B | 2 | (BEAMS Note 2) Standard | - | - | 2 | TRUE
3447 | 41T20Y | 5040 | 41T20Y | Industrial Buildings | No Wall Cladding | 251 - 500m2 | Eaves Height - 30m | - | Building Area only; Site strip vegetation; Strip foundations; Column bases; Uninsulated Concrete GF slab with DPM and Mesh,150 thick up to 10,000m2, 200mm thick over 10,000m2 GIA; Steel Portal frame with bolts and baseplates; Coated galvanised trapezoidal roof sheets with no insulation, on steel purlins; Roof lights; valley gutters; matching fascia and soffit; Rainwater downpipes and gutters; Single phase electrics, lighting and power; EXCLUDES heating ; Underslab storm drainage from internal downpipes on building area greater than 1,000m2 | Location Adjustment Applicable (See Guidance Notes) - ERC = UK mean of 1.00 | (BEAMS Note 2) The ERC for this item should be added to all other rateable items on the hereditament (except land). Therefore the total of the ERC of the other Building Items and the P&M ERC (where applicable) to enable the correct contract size adjustment to be made. ERC of Building Component + ERC of P&M = Total ERC to which contract size adjustment should be applied. The appropriate % adjustment should be made in accordance with the scale for contract size adjustment specified under section 6 of the RCG 2023 Guidance notes. The currency ERC rates are set at £4m (Four Million Pounds) @ 1st April 2021 (AVD) for the RCG 2023 Publication. | The data consists of a typical Industrial shell. Works include the Industrial shell as described and includes works up to 1m perimeter to the building (1m wide paving slabs & foul/storm drainage). Costs are for the shell only and do not include for internal rooms such as offices or toilets which should be added for seperately. See Variations for assistance. | - | - | - | - | - | If heating is required an addition of £32/m2 (GIA) should be made to the beacon cost. Internal offices (in Industrial complexes) should be added by reference to Cost Guide code series 42P04A -42P40V, Internal WC - 42P40W | - | - | - |  | m2 | - | 3 - INDUSTRIAL | David Grace | Jim Allen | 762.6775 | Option 1 | 945.5707 | 23.98% | 642.9431 | 461.6177 | -39.47% | -51.18% | 461.6177 | -39.47% | Price Book Data | P. Avo | VOA_GPN_GOV_UK\7243572 | 2021-09-21 | Low | - | Low | - | - | Copied to latest DCS. | NA | SPONS A&B | 2 | (BEAMS Note 2) Standard | - | - | 2 | TRUE
3448 | 41T22A | 5041 | 41T22A | Industrial Buildings | No Wall Cladding | 251 - 500m2 | Eaves Height - 31m | - | Building Area only; Site strip vegetation; Strip foundations; Column bases; Uninsulated Concrete GF slab with DPM and Mesh,150 thick up to 10,000m2, 200mm thick over 10,000m2 GIA; Steel Portal frame with bolts and baseplates; Coated galvanised trapezoidal roof sheets with no insulation, on steel purlins; Roof lights; valley gutters; matching fascia and soffit; Rainwater downpipes and gutters; Single phase electrics, lighting and power; EXCLUDES heating ; Underslab storm drainage from internal downpipes on building area greater than 1,000m2 | Location Adjustment Applicable (See Guidance Notes) - ERC = UK mean of 1.00 | (BEAMS Note 2) The ERC for this item should be added to all other rateable items on the hereditament (except land). Therefore the total of the ERC of the other Building Items and the P&M ERC (where applicable) to enable the correct contract size adjustment to be made. ERC of Building Component + ERC of P&M = Total ERC to which contract size adjustment should be applied. The appropriate % adjustment should be made in accordance with the scale for contract size adjustment specified under section 6 of the RCG 2023 Guidance notes. The currency ERC rates are set at £4m (Four Million Pounds) @ 1st April 2021 (AVD) for the RCG 2023 Publication. | The data consists of a typical Industrial shell. Works include the Industrial shell as described and includes works up to 1m perimeter to the building (1m wide paving slabs & foul/storm drainage). Costs are for the shell only and do not include for internal rooms such as offices or toilets which should be added for seperately. See Variations for assistance. | - | - | - | - | - | If heating is required an addition of £32/m2 (GIA) should be made to the beacon cost. Internal offices (in Industrial complexes) should be added by reference to Cost Guide code series 42P04A -42P40V, Internal WC - 42P40W | - | - | - |  | m2 | - | 3 - INDUSTRIAL | David Grace | Jim Allen | 784.9735 | Option 1 | 973.2134 | 23.98% | 644.4313 | 462.6863 | -41.06% | -52.46% | 462.6863 | -41.06% | Price Book Data | P. Avo | VOA_GPN_GOV_UK\7243572 | 2021-09-21 | Low | - | Low | - | - | Copied to latest DCS. | NA | SPONS A&B | 2 | (BEAMS Note 2) Standard | - | - | 2 | TRUE
3449 | 41T22C | 5042 | 41T22C | Industrial Buildings | No Wall Cladding | 251 - 500m2 | Eaves Height - 32m | - | Building Area only; Site strip vegetation; Strip foundations; Column bases; Uninsulated Concrete GF slab with DPM and Mesh,150 thick up to 10,000m2, 200mm thick over 10,000m2 GIA; Steel Portal frame with bolts and baseplates; Coated galvanised trapezoidal roof sheets with no insulation, on steel purlins; Roof lights; valley gutters; matching fascia and soffit; Rainwater downpipes and gutters; Single phase electrics, lighting and power; EXCLUDES heating ; Underslab storm drainage from internal downpipes on building area greater than 1,000m2 | Location Adjustment Applicable (See Guidance Notes) - ERC = UK mean of 1.00 | (BEAMS Note 2) The ERC for this item should be added to all other rateable items on the hereditament (except land). Therefore the total of the ERC of the other Building Items and the P&M ERC (where applicable) to enable the correct contract size adjustment to be made. ERC of Building Component + ERC of P&M = Total ERC to which contract size adjustment should be applied. The appropriate % adjustment should be made in accordance with the scale for contract size adjustment specified under section 6 of the RCG 2023 Guidance notes. The currency ERC rates are set at £4m (Four Million Pounds) @ 1st April 2021 (AVD) for the RCG 2023 Publication. | The data consists of a typical Industrial shell. Works include the Industrial shell as described and includes works up to 1m perimeter to the building (1m wide paving slabs & foul/storm drainage). Costs are for the shell only and do not include for internal rooms such as offices or toilets which should be added for seperately. See Variations for assistance. | - | - | - | - | - | If heating is required an addition of £32/m2 (GIA) should be made to the beacon cost. Internal offices (in Industrial complexes) should be added by reference to Cost Guide code series 42P04A -42P40V, Internal WC - 42P40W | - | - | - |  | m2 | - | 3 - INDUSTRIAL | David Grace | Jim Allen | 814.189 | Option 1 | 1009.4349 | 23.98% | 645.9195 | 463.7548 | -43.04% | -54.06% | 463.7548 | -43.04% | Price Book Data | P. Avo | VOA_GPN_GOV_UK\7243572 | 2021-09-21 | Low | - | Low | - | - | Copied to latest DCS. | NA | SPONS A&B | 2 | (BEAMS Note 2) Standard | - | - | 2 | TRUE
3450 | 41T22D | 5045 | 41T22D | Industrial Buildings | No Wall Cladding | 251 - 500m2 | Eaves Height - 33m | - | Building Area only; Site strip vegetation; Strip foundations; Column bases; Uninsulated Concrete GF slab with DPM and Mesh,150 thick up to 10,000m2, 200mm thick over 10,000m2 GIA; Steel Portal frame with bolts and baseplates; Coated galvanised trapezoidal roof sheets with no insulation, on steel purlins; Roof lights; valley gutters; matching fascia and soffit; Rainwater downpipes and gutters; Single phase electrics, lighting and power; EXCLUDES heating ; Underslab storm drainage from internal downpipes on building area greater than 1,000m2 | Location Adjustment Applicable (See Guidance Notes) - ERC = UK mean of 1.00 | (BEAMS Note 2) The ERC for this item should be added to all other rateable items on the hereditament (except land). Therefore the total of the ERC of the other Building Items and the P&M ERC (where applicable) to enable the correct contract size adjustment to be made. ERC of Building Component + ERC of P&M = Total ERC to which contract size adjustment should be applied. The appropriate % adjustment should be made in accordance with the scale for contract size adjustment specified under section 6 of the RCG 2023 Guidance notes. The currency ERC rates are set at £4m (Four Million Pounds) @ 1st April 2021 (AVD) for the RCG 2023 Publication. | The data consists of a typical Industrial shell. Works include the Industrial shell as described and includes works up to 1m perimeter to the building (1m wide paving slabs & foul/storm drainage). Costs are for the shell only and do not include for internal rooms such as offices or toilets which should be added for seperately. See Variations for assistance. | - | - | - | - | - | If heating is required an addition of £32/m2 (GIA) should be made to the beacon cost. Internal offices (in Industrial complexes) should be added by reference to Cost Guide code series 42P04A -42P40V, Internal WC - 42P40W | - | - | - |  | m2 | - | 3 - INDUSTRIAL | David Grace | Jim Allen | 838.0227 | Option 1 | 1038.9839 | 23.98% | 647.4078 | 464.8233 | -44.53% | -55.26% | 464.8233 | -44.53% | Price Book Data | P. Avo | VOA_GPN_GOV_UK\7243572 | 2021-09-21 | Low | - | Low | - | - | Copied to latest DCS. | NA | SPONS A&B | 2 | (BEAMS Note 2) Standard | - | - | 2 | TRUE
3451 | 41T22E | 5021 | 41T22E | Industrial Buildings | No Wall Cladding | 251 - 500m2 | Eaves Height - 34m | - | Building Area only; Site strip vegetation; Strip foundations; Column bases; Uninsulated Concrete GF slab with DPM and Mesh,150 thick up to 10,000m2, 200mm thick over 10,000m2 GIA; Steel Portal frame with bolts and baseplates; Coated galvanised trapezoidal roof sheets with no insulation, on steel purlins; Roof lights; valley gutters; matching fascia and soffit; Rainwater downpipes and gutters; Single phase electrics, lighting and power; EXCLUDES heating ; Underslab storm drainage from internal downpipes on building area greater than 1,000m2 | Location Adjustment Applicable (See Guidance Notes) - ERC = UK mean of 1.00 | (BEAMS Note 2) The ERC for this item should be added to all other rateable items on the hereditament (except land). Therefore the total of the ERC of the other Building Items and the P&M ERC (where applicable) to enable the correct contract size adjustment to be made. ERC of Building Component + ERC of P&M = Total ERC to which contract size adjustment should be applied. The appropriate % adjustment should be made in accordance with the scale for contract size adjustment specified under section 6 of the RCG 2023 Guidance notes. The currency ERC rates are set at £4m (Four Million Pounds) @ 1st April 2021 (AVD) for the RCG 2023 Publication. | The data consists of a typical Industrial shell. Works include the Industrial shell as described and includes works up to 1m perimeter to the building (1m wide paving slabs & foul/storm drainage). Costs are for the shell only and do not include for internal rooms such as offices or toilets which should be added for seperately. See Variations for assistance. | - | - | - | - | - | If heating is required an addition of £32/m2 (GIA) should be made to the beacon cost. Internal offices (in Industrial complexes) should be added by reference to Cost Guide code series 42P04A -42P40V, Internal WC - 42P40W | - | - | - |  | m2 | - | 3 - INDUSTRIAL | David Grace | Jim Allen | 861.0875 | Option 1 | 1067.5798 | 23.98% | 648.896 | 465.8918 | -45.89% | -56.36% | 465.8918 | -45.89% | Price Book Data | P. Avo | VOA_GPN_GOV_UK\7243572 | 2021-09-21 | Low | - | Low | - | - | Copied to latest DCS. | NA | SPONS A&B | 2 | (BEAMS Note 2) Standard | - | - | 2 | TRUE
3452 | 41T22F | 5046 | 41T22F | Industrial Buildings | No Wall Cladding | 251 - 500m2 | Eaves Height - 35m | - | Building Area only; Site strip vegetation; Strip foundations; Column bases; Uninsulated Concrete GF slab with DPM and Mesh,150 thick up to 10,000m2, 200mm thick over 10,000m2 GIA; Steel Portal frame with bolts and baseplates; Coated galvanised trapezoidal roof sheets with no insulation, on steel purlins; Roof lights; valley gutters; matching fascia and soffit; Rainwater downpipes and gutters; Single phase electrics, lighting and power; EXCLUDES heating ; Underslab storm drainage from internal downpipes on building area greater than 1,000m2 | Location Adjustment Applicable (See Guidance Notes) - ERC = UK mean of 1.00 | (BEAMS Note 2) The ERC for this item should be added to all other rateable items on the hereditament (except land). Therefore the total of the ERC of the other Building Items and the P&M ERC (where applicable) to enable the correct contract size adjustment to be made. ERC of Building Component + ERC of P&M = Total ERC to which contract size adjustment should be applied. The appropriate % adjustment should be made in accordance with the scale for contract size adjustment specified under section 6 of the RCG 2023 Guidance notes. The currency ERC rates are set at £4m (Four Million Pounds) @ 1st April 2021 (AVD) for the RCG 2023 Publication. | The data consists of a typical Industrial shell. Works include the Industrial shell as described and includes works up to 1m perimeter to the building (1m wide paving slabs & foul/storm drainage). Costs are for the shell only and do not include for internal rooms such as offices or toilets which should be added for seperately. See Variations for assistance. | - | - | - | - | - | If heating is required an addition of £32/m2 (GIA) should be made to the beacon cost. Internal offices (in Industrial complexes) should be added by reference to Cost Guide code series 42P04A -42P40V, Internal WC - 42P40W | - | - | - |  | m2 | - | 3 - INDUSTRIAL | David Grace | Jim Allen | 884.9212 | Option 1 | 1097.1289 | 23.98% | 650.3842 | 466.9603 | -47.23% | -57.44% | 466.9603 | -47.23% | Price Book Data | P. Avo | VOA_GPN_GOV_UK\7243572 | 2021-09-21 | Low | - | Low | - | - | Copied to latest DCS. | NA | SPONS A&B | 2 | (BEAMS Note 2) Standard | - | - | 2 | TRUE
3453 | 41T24N | 5058 | 41T24N | Industrial Buildings | No Wall Cladding | 501 - 1,000m2 | Eaves Height - 21m | - | Building Area only; Site strip vegetation; Strip foundations; Column bases; Uninsulated Concrete GF slab with DPM and Mesh,150 thick up to 10,000m2, 200mm thick over 10,000m2 GIA; Steel Portal frame with bolts and baseplates; Coated galvanised trapezoidal roof sheets with no insulation, on steel purlins; Roof lights; valley gutters; matching fascia and soffit; Rainwater downpipes and gutters; Single phase electrics, lighting and power; EXCLUDES heating ; Underslab storm drainage from internal downpipes on building area greater than 1,000m2 | Location Adjustment Applicable (See Guidance Notes) - ERC = UK mean of 1.00 | (BEAMS Note 2) The ERC for this item should be added to all other rateable items on the hereditament (except land). Therefore the total of the ERC of the other Building Items and the P&M ERC (where applicable) to enable the correct contract size adjustment to be made. ERC of Building Component + ERC of P&M = Total ERC to which contract size adjustment should be applied. The appropriate % adjustment should be made in accordance with the scale for contract size adjustment specified under section 6 of the RCG 2023 Guidance notes. The currency ERC rates are set at £4m (Four Million Pounds) @ 1st April 2021 (AVD) for the RCG 2023 Publication. | The data consists of a typical Industrial shell. Works include the Industrial shell as described and includes works up to 1m perimeter to the building (1m wide paving slabs & foul/storm drainage). Costs are for the shell only and do not include for internal rooms such as offices or toilets which should be added for seperately. See Variations for assistance. | - | - | - | - | - | If heating is required an addition of £32/m2 (GIA) should be made to the beacon cost. Internal offices (in Industrial complexes) should be added by reference to Cost Guide code series 42P04A -42P40V, Internal WC - 42P40W | - | - | - |  | m2 | - | 3 - INDUSTRIAL | David Grace | Jim Allen | 423.6243 | Option 1 | 525.2112 | 23.98% | 561.3602 | 403.0432 | -4.858% | -23.26% | 403.0432 | -4.858% | Price Book Data | P. Avo | VOA_GPN_GOV_UK\7243572 | 2021-09-22 | Low | - | Low | - | - | Copied to latest DCS. | NA | SPONS A&B | 2 | (BEAMS Note 2) Standard | - | - | 2 | TRUE
3454 | 41T24Q | 5060 | 41T24Q | Industrial Buildings | No Wall Cladding | 501 - 1,000m2 | Eaves Height - 23m | - | Building Area only; Site strip vegetation; Strip foundations; Column bases; Uninsulated Concrete GF slab with DPM and Mesh,150 thick up to 10,000m2, 200mm thick over 10,000m2 GIA; Steel Portal frame with bolts and baseplates; Coated galvanised trapezoidal roof sheets with no insulation, on steel purlins; Roof lights; valley gutters; matching fascia and soffit; Rainwater downpipes and gutters; Single phase electrics, lighting and power; EXCLUDES heating ; Underslab storm drainage from internal downpipes on building area greater than 1,000m2 | Location Adjustment Applicable (See Guidance Notes) - ERC = UK mean of 1.00 | (BEAMS Note 2) The ERC for this item should be added to all other rateable items on the hereditament (except land). Therefore the total of the ERC of the other Building Items and the P&M ERC (where applicable) to enable the correct contract size adjustment to be made. ERC of Building Component + ERC of P&M = Total ERC to which contract size adjustment should be applied. The appropriate % adjustment should be made in accordance with the scale for contract size adjustment specified under section 6 of the RCG 2023 Guidance notes. The currency ERC rates are set at £4m (Four Million Pounds) @ 1st April 2021 (AVD) for the RCG 2023 Publication. | The data consists of a typical Industrial shell. Works include the Industrial shell as described and includes works up to 1m perimeter to the building (1m wide paving slabs & foul/storm drainage). Costs are for the shell only and do not include for internal rooms such as offices or toilets which should be added for seperately. See Variations for assistance. | - | - | - | - | - | If heating is required an addition of £32/m2 (GIA) should be made to the beacon cost. Internal offices (in Industrial complexes) should be added by reference to Cost Guide code series 42P04A -42P40V, Internal WC - 42P40W | - | - | - |  | m2 | - | 3 - INDUSTRIAL | David Grace | Jim Allen | 446.6891 | Option 1 | 553.807 | 23.98% | 562.8484 | 404.1117 | -9.532% | -27.03% | 404.1117 | -9.532% | Price Book Data | P. Avo | VOA_GPN_GOV_UK\7243572 | 2021-09-22 | Low | - | Low | - | - | Copied to latest DCS. | NA | SPONS A&B | 2 | (BEAMS Note 2) Standard | - | - | 2 | TRUE
3455 | 41T24R | 4791 | 41T24R | Industrial Buildings | No Wall Cladding | 501 - 1,000m2 | Eaves Height - 24m | - | Building Area only; Site strip vegetation; Strip foundations; Column bases; Uninsulated Concrete GF slab with DPM and Mesh,150 thick up to 10,000m2, 200mm thick over 10,000m2 GIA; Steel Portal frame with bolts and baseplates; Coated galvanised trapezoidal roof sheets with no insulation, on steel purlins; Roof lights; valley gutters; matching fascia and soffit; Rainwater downpipes and gutters; Single phase electrics, lighting and power; EXCLUDES heating ; Underslab storm drainage from internal downpipes on building area greater than 1,000m2 | Location Adjustment Applicable (See Guidance Notes) - ERC = UK mean of 1.00 | (BEAMS Note 2) The ERC for this item should be added to all other rateable items on the hereditament (except land). Therefore the total of the ERC of the other Building Items and the P&M ERC (where applicable) to enable the correct contract size adjustment to be made. ERC of Building Component + ERC of P&M = Total ERC to which contract size adjustment should be applied. The appropriate % adjustment should be made in accordance with the scale for contract size adjustment specified under section 6 of the RCG 2023 Guidance notes. The currency ERC rates are set at £4m (Four Million Pounds) @ 1st April 2021 (AVD) for the RCG 2023 Publication. | The data consists of a typical Industrial shell. Works include the Industrial shell as described and includes works up to 1m perimeter to the building (1m wide paving slabs & foul/storm drainage). Costs are for the shell only and do not include for internal rooms such as offices or toilets which should be added for seperately. See Variations for assistance. | - | - | - | - | - | If heating is required an addition of £32/m2 (GIA) should be made to the beacon cost. Internal offices (in Industrial complexes) should be added by reference to Cost Guide code series 42P04A -42P40V, Internal WC - 42P40W | - | - | - |  | m2 | - | 3 - INDUSTRIAL | David Grace | Jim Allen | 458.2216 | Option 1 | 568.105 | 23.98% | 563.5925 | 404.646 | -11.69% | -28.77% | 404.646 | -11.69% | Price Book Data | P. Avo | VOA_GPN_GOV_UK\7243572 | 2021-09-22 | Low | - | Low | - | - | Copied to latest DCS. | NA | SPONS A&B | 2 | (BEAMS Note 2) Standard | - | - | 2 | TRUE
3456 | 41T24S | 4792 | 41T24S | Industrial Buildings | No Wall Cladding | 501 - 1,000m2 | Eaves Height - 25m | - | Building Area only; Site strip vegetation; Strip foundations; Column bases; Uninsulated Concrete GF slab with DPM and Mesh,150 thick up to 10,000m2, 200mm thick over 10,000m2 GIA; Steel Portal frame with bolts and baseplates; Coated galvanised trapezoidal roof sheets with no insulation, on steel purlins; Roof lights; valley gutters; matching fascia and soffit; Rainwater downpipes and gutters; Single phase electrics, lighting and power; EXCLUDES heating ; Underslab storm drainage from internal downpipes on building area greater than 1,000m2 | Location Adjustment Applicable (See Guidance Notes) - ERC = UK mean of 1.00 | (BEAMS Note 2) The ERC for this item should be added to all other rateable items on the hereditament (except land). Therefore the total of the ERC of the other Building Items and the P&M ERC (where applicable) to enable the correct contract size adjustment to be made. ERC of Building Component + ERC of P&M = Total ERC to which contract size adjustment should be applied. The appropriate % adjustment should be made in accordance with the scale for contract size adjustment specified under section 6 of the RCG 2023 Guidance notes. The currency ERC rates are set at £4m (Four Million Pounds) @ 1st April 2021 (AVD) for the RCG 2023 Publication. | The data consists of a typical Industrial shell. Works include the Industrial shell as described and includes works up to 1m perimeter to the building (1m wide paving slabs & foul/storm drainage). Costs are for the shell only and do not include for internal rooms such as offices or toilets which should be added for seperately. See Variations for assistance. | - | - | - | - | - | If heating is required an addition of £32/m2 (GIA) should be made to the beacon cost. Internal offices (in Industrial complexes) should be added by reference to Cost Guide code series 42P04A -42P40V, Internal WC - 42P40W | - | - | - |  | m2 | - | 3 - INDUSTRIAL | David Grace | Jim Allen | 469.754 | Option 1 | 582.4029 | 23.98% | 564.3366 | 405.1802 | -13.75% | -30.43% | 405.1802 | -13.75% | Price Book Data | P. Avo | VOA_GPN_GOV_UK\7243572 | 2021-09-22 | Low | - | Low | - | - | Copied to latest DCS. | NA | SPONS A&B | 2 | (BEAMS Note 2) Standard | - | - | 2 | TRUE
3457 | 41T24T | 4793 | 41T24T | Industrial Buildings | No Wall Cladding | 501 - 1,000m2 | Eaves Height - 26m | - | Building Area only; Site strip vegetation; Strip foundations; Column bases; Uninsulated Concrete GF slab with DPM and Mesh,150 thick up to 10,000m2, 200mm thick over 10,000m2 GIA; Steel Portal frame with bolts and baseplates; Coated galvanised trapezoidal roof sheets with no insulation, on steel purlins; Roof lights; valley gutters; matching fascia and soffit; Rainwater downpipes and gutters; Single phase electrics, lighting and power; EXCLUDES heating ; Underslab storm drainage from internal downpipes on building area greater than 1,000m2 | Location Adjustment Applicable (See Guidance Notes) - ERC = UK mean of 1.00 | (BEAMS Note 2) The ERC for this item should be added to all other rateable items on the hereditament (except land). Therefore the total of the ERC of the other Building Items and the P&M ERC (where applicable) to enable the correct contract size adjustment to be made. ERC of Building Component + ERC of P&M = Total ERC to which contract size adjustment should be applied. The appropriate % adjustment should be made in accordance with the scale for contract size adjustment specified under section 6 of the RCG 2023 Guidance notes. The currency ERC rates are set at £4m (Four Million Pounds) @ 1st April 2021 (AVD) for the RCG 2023 Publication. | The data consists of a typical Industrial shell. Works include the Industrial shell as described and includes works up to 1m perimeter to the building (1m wide paving slabs & foul/storm drainage). Costs are for the shell only and do not include for internal rooms such as offices or toilets which should be added for seperately. See Variations for assistance. | - | - | - | - | - | If heating is required an addition of £32/m2 (GIA) should be made to the beacon cost. Internal offices (in Industrial complexes) should be added by reference to Cost Guide code series 42P04A -42P40V, Internal WC - 42P40W | - | - | - |  | m2 | - | 3 - INDUSTRIAL | David Grace | Jim Allen | 487.437 | Option 1 | 604.3264 | 23.98% | 565.0808 | 405.7145 | -16.77% | -32.87% | 405.7145 | -16.77% | Price Book Data | P. Avo | VOA_GPN_GOV_UK\7243572 | 2021-09-22 | Low | - | Low | - | - | Copied to latest DCS. | NA | SPONS A&B | 2 | (BEAMS Note 2) Standard | - | - | 2 | TRUE
3458 | 41T24V | 4794 | 41T24V | Industrial Buildings | No Wall Cladding | 501 - 1,000m2 | Eaves Height - 27m | - | Building Area only; Site strip vegetation; Strip foundations; Column bases; Uninsulated Concrete GF slab with DPM and Mesh,150 thick up to 10,000m2, 200mm thick over 10,000m2 GIA; Steel Portal frame with bolts and baseplates; Coated galvanised trapezoidal roof sheets with no insulation, on steel purlins; Roof lights; valley gutters; matching fascia and soffit; Rainwater downpipes and gutters; Single phase electrics, lighting and power; EXCLUDES heating ; Underslab storm drainage from internal downpipes on building area greater than 1,000m2 | Location Adjustment Applicable (See Guidance Notes) - ERC = UK mean of 1.00 | (BEAMS Note 2) The ERC for this item should be added to all other rateable items on the hereditament (except land). Therefore the total of the ERC of the other Building Items and the P&M ERC (where applicable) to enable the correct contract size adjustment to be made. ERC of Building Component + ERC of P&M = Total ERC to which contract size adjustment should be applied. The appropriate % adjustment should be made in accordance with the scale for contract size adjustment specified under section 6 of the RCG 2023 Guidance notes. The currency ERC rates are set at £4m (Four Million Pounds) @ 1st April 2021 (AVD) for the RCG 2023 Publication. | The data consists of a typical Industrial shell. Works include the Industrial shell as described and includes works up to 1m perimeter to the building (1m wide paving slabs & foul/storm drainage). Costs are for the shell only and do not include for internal rooms such as offices or toilets which should be added for seperately. See Variations for assistance. | - | - | - | - | - | If heating is required an addition of £32/m2 (GIA) should be made to the beacon cost. Internal offices (in Industrial complexes) should be added by reference to Cost Guide code series 42P04A -42P40V, Internal WC - 42P40W | - | - | - |  | m2 | - | 3 - INDUSTRIAL | David Grace | Jim Allen | 502.0448 | Option 1 | 622.4372 | 23.98% | 565.8249 | 406.2487 | -19.08% | -34.73% | 406.2487 | -19.08% | Price Book Data | P. Avo | VOA_GPN_GOV_UK\7243572 | 2021-09-22 | Low | - | Low | - | - | Copied to latest DCS. | NA | SPONS A&B | 2 | (BEAMS Note 2) Standard | - | - | 2 | TRUE
3459 | 41T24W | 5022 | 41T24W | Industrial Buildings | No Wall Cladding | 501 - 1,000m2 | Eaves Height - 28m | - | Building Area only; Site strip vegetation; Strip foundations; Column bases; Uninsulated Concrete GF slab with DPM and Mesh,150 thick up to 10,000m2, 200mm thick over 10,000m2 GIA; Steel Portal frame with bolts and baseplates; Coated galvanised trapezoidal roof sheets with no insulation, on steel purlins; Roof lights; valley gutters; matching fascia and soffit; Rainwater downpipes and gutters; Single phase electrics, lighting and power; EXCLUDES heating ; Underslab storm drainage from internal downpipes on building area greater than 1,000m2 | Location Adjustment Applicable (See Guidance Notes) - ERC = UK mean of 1.00 | (BEAMS Note 2) The ERC for this item should be added to all other rateable items on the hereditament (except land). Therefore the total of the ERC of the other Building Items and the P&M ERC (where applicable) to enable the correct contract size adjustment to be made. ERC of Building Component + ERC of P&M = Total ERC to which contract size adjustment should be applied. The appropriate % adjustment should be made in accordance with the scale for contract size adjustment specified under section 6 of the RCG 2023 Guidance notes. The currency ERC rates are set at £4m (Four Million Pounds) @ 1st April 2021 (AVD) for the RCG 2023 Publication. | The data consists of a typical Industrial shell. Works include the Industrial shell as described and includes works up to 1m perimeter to the building (1m wide paving slabs & foul/storm drainage). Costs are for the shell only and do not include for internal rooms such as offices or toilets which should be added for seperately. See Variations for assistance. | - | - | - | - | - | If heating is required an addition of £32/m2 (GIA) should be made to the beacon cost. Internal offices (in Industrial complexes) should be added by reference to Cost Guide code series 42P04A -42P40V, Internal WC - 42P40W | - | - | - |  | m2 | - | 3 - INDUSTRIAL | David Grace | Jim Allen | 514.346 | Option 1 | 637.6883 | 23.98% | 566.569 | 406.783 | -20.91% | -36.21% | 406.783 | -20.91% | Price Book Data | P. Avo | VOA_GPN_GOV_UK\7243572 | 2021-09-22 | Low | - | Low | - | - | Copied to latest DCS. | NA | SPONS A&B | 2 | (BEAMS Note 2) Standard | - | - | 2 | TRUE
3460 | 41T24X | 5023 | 41T24X | Industrial Buildings | No Wall Cladding | 501 - 1,000m2 | Eaves Height - 29m | - | Building Area only; Site strip vegetation; Strip foundations; Column bases; Uninsulated Concrete GF slab with DPM and Mesh,150 thick up to 10,000m2, 200mm thick over 10,000m2 GIA; Steel Portal frame with bolts and baseplates; Coated galvanised trapezoidal roof sheets with no insulation, on steel purlins; Roof lights; valley gutters; matching fascia and soffit; Rainwater downpipes and gutters; Single phase electrics, lighting and power; EXCLUDES heating ; Underslab storm drainage from internal downpipes on building area greater than 1,000m2 | Location Adjustment Applicable (See Guidance Notes) - ERC = UK mean of 1.00 | (BEAMS Note 2) The ERC for this item should be added to all other rateable items on the hereditament (except land). Therefore the total of the ERC of the other Building Items and the P&M ERC (where applicable) to enable the correct contract size adjustment to be made. ERC of Building Component + ERC of P&M = Total ERC to which contract size adjustment should be applied. The appropriate % adjustment should be made in accordance with the scale for contract size adjustment specified under section 6 of the RCG 2023 Guidance notes. The currency ERC rates are set at £4m (Four Million Pounds) @ 1st April 2021 (AVD) for the RCG 2023 Publication. | The data consists of a typical Industrial shell. Works include the Industrial shell as described and includes works up to 1m perimeter to the building (1m wide paving slabs & foul/storm drainage). Costs are for the shell only and do not include for internal rooms such as offices or toilets which should be added for seperately. See Variations for assistance. | - | - | - | - | - | If heating is required an addition of £32/m2 (GIA) should be made to the beacon cost. Internal offices (in Industrial complexes) should be added by reference to Cost Guide code series 42P04A -42P40V, Internal WC - 42P40W | - | - | - |  | m2 | - | 3 - INDUSTRIAL | David Grace | Jim Allen | 530.4914 | Option 1 | 657.7054 | 23.98% | 567.3131 | 407.3173 | -23.22% | -38.07% | 407.3173 | -23.22% | Price Book Data | P. Avo | VOA_GPN_GOV_UK\7243572 | 2021-09-22 | Low | - | Low | - | - | Copied to latest DCS. | NA | SPONS A&B | 2 | (BEAMS Note 2) Standard | - | - | 2 | TRUE
3461 | 41T24Y | 4795 | 41T24Y | Industrial Buildings | No Wall Cladding | 501 - 1,000m2 | Eaves Height - 30m | - | Building Area only; Site strip vegetation; Strip foundations; Column bases; Uninsulated Concrete GF slab with DPM and Mesh,150 thick up to 10,000m2, 200mm thick over 10,000m2 GIA; Steel Portal frame with bolts and baseplates; Coated galvanised trapezoidal roof sheets with no insulation, on steel purlins; Roof lights; valley gutters; matching fascia and soffit; Rainwater downpipes and gutters; Single phase electrics, lighting and power; EXCLUDES heating ; Underslab storm drainage from internal downpipes on building area greater than 1,000m2 | Location Adjustment Applicable (See Guidance Notes) - ERC = UK mean of 1.00 | (BEAMS Note 2) The ERC for this item should be added to all other rateable items on the hereditament (except land). Therefore the total of the ERC of the other Building Items and the P&M ERC (where applicable) to enable the correct contract size adjustment to be made. ERC of Building Component + ERC of P&M = Total ERC to which contract size adjustment should be applied. The appropriate % adjustment should be made in accordance with the scale for contract size adjustment specified under section 6 of the RCG 2023 Guidance notes. The currency ERC rates are set at £4m (Four Million Pounds) @ 1st April 2021 (AVD) for the RCG 2023 Publication. | The data consists of a typical Industrial shell. Works include the Industrial shell as described and includes works up to 1m perimeter to the building (1m wide paving slabs & foul/storm drainage). Costs are for the shell only and do not include for internal rooms such as offices or toilets which should be added for seperately. See Variations for assistance. | - | - | - | - | - | If heating is required an addition of £32/m2 (GIA) should be made to the beacon cost. Internal offices (in Industrial complexes) should be added by reference to Cost Guide code series 42P04A -42P40V, Internal WC - 42P40W | - | - | - |  | m2 | - | 3 - INDUSTRIAL | David Grace | Jim Allen | 545.0991 | Option 1 | 675.8162 | 23.98% | 568.0572 | 407.8515 | -25.18% | -39.65% | 407.8515 | -25.18% | Price Book Data | P. Avo | VOA_GPN_GOV_UK\7243572 | 2021-09-22 | Low | - | Low | - | - | Copied to latest DCS. | NA | SPONS A&B | 2 | (BEAMS Note 2) Standard | - | - | 2 | TRUE
3462 | 41T26A | 4796 | 41T26A | Industrial Buildings | No Wall Cladding | 501 - 1,000m2 | Eaves Height - 31m | - | Building Area only; Site strip vegetation; Strip foundations; Column bases; Uninsulated Concrete GF slab with DPM and Mesh,150 thick up to 10,000m2, 200mm thick over 10,000m2 GIA; Steel Portal frame with bolts and baseplates; Coated galvanised trapezoidal roof sheets with no insulation, on steel purlins; Roof lights; valley gutters; matching fascia and soffit; Rainwater downpipes and gutters; Single phase electrics, lighting and power; EXCLUDES heating ; Underslab storm drainage from internal downpipes on building area greater than 1,000m2 | Location Adjustment Applicable (See Guidance Notes) - ERC = UK mean of 1.00 | (BEAMS Note 2) The ERC for this item should be added to all other rateable items on the hereditament (except land). Therefore the total of the ERC of the other Building Items and the P&M ERC (where applicable) to enable the correct contract size adjustment to be made. ERC of Building Component + ERC of P&M = Total ERC to which contract size adjustment should be applied. The appropriate % adjustment should be made in accordance with the scale for contract size adjustment specified under section 6 of the RCG 2023 Guidance notes. The currency ERC rates are set at £4m (Four Million Pounds) @ 1st April 2021 (AVD) for the RCG 2023 Publication. | The data consists of a typical Industrial shell. Works include the Industrial shell as described and includes works up to 1m perimeter to the building (1m wide paving slabs & foul/storm drainage). Costs are for the shell only and do not include for internal rooms such as offices or toilets which should be added for seperately. See Variations for assistance. | - | - | - | - | - | If heating is required an addition of £32/m2 (GIA) should be made to the beacon cost. Internal offices (in Industrial complexes) should be added by reference to Cost Guide code series 42P04A -42P40V, Internal WC - 42P40W | - | - | - |  | m2 | - | 3 - INDUSTRIAL | David Grace | Jim Allen | 563.551 | Option 1 | 698.6929 | 23.98% | 568.8014 | 408.3858 | -27.53% | -41.55% | 408.3858 | -27.53% | Price Book Data | P. Avo | VOA_GPN_GOV_UK\7243572 | 2021-09-22 | Low | - | Low | - | - | Copied to latest DCS. | NA | SPONS A&B | 2 | (BEAMS Note 2) Standard | - | - | 2 | TRUE
3463 | 41T26C | 4797 | 41T26C | Industrial Buildings | No Wall Cladding | 501 - 1,000m2 | Eaves Height - 32m | - | Building Area only; Site strip vegetation; Strip foundations; Column bases; Uninsulated Concrete GF slab with DPM and Mesh,150 thick up to 10,000m2, 200mm thick over 10,000m2 GIA; Steel Portal frame with bolts and baseplates; Coated galvanised trapezoidal roof sheets with no insulation, on steel purlins; Roof lights; valley gutters; matching fascia and soffit; Rainwater downpipes and gutters; Single phase electrics, lighting and power; EXCLUDES heating ; Underslab storm drainage from internal downpipes on building area greater than 1,000m2 | Location Adjustment Applicable (See Guidance Notes) - ERC = UK mean of 1.00 | (BEAMS Note 2) The ERC for this item should be added to all other rateable items on the hereditament (except land). Therefore the total of the ERC of the other Building Items and the P&M ERC (where applicable) to enable the correct contract size adjustment to be made. ERC of Building Component + ERC of P&M = Total ERC to which contract size adjustment should be applied. The appropriate % adjustment should be made in accordance with the scale for contract size adjustment specified under section 6 of the RCG 2023 Guidance notes. The currency ERC rates are set at £4m (Four Million Pounds) @ 1st April 2021 (AVD) for the RCG 2023 Publication. | The data consists of a typical Industrial shell. Works include the Industrial shell as described and includes works up to 1m perimeter to the building (1m wide paving slabs & foul/storm drainage). Costs are for the shell only and do not include for internal rooms such as offices or toilets which should be added for seperately. See Variations for assistance. | - | - | - | - | - | If heating is required an addition of £32/m2 (GIA) should be made to the beacon cost. Internal offices (in Industrial complexes) should be added by reference to Cost Guide code series 42P04A -42P40V, Internal WC - 42P40W | - | - | - |  | m2 | - | 3 - INDUSTRIAL | David Grace | Jim Allen | 578.1588 | Option 1 | 716.8036 | 23.98% | 569.5455 | 408.92 | -29.27% | -42.95% | 408.92 | -29.27% | Price Book Data | P. Avo | VOA_GPN_GOV_UK\7243572 | 2021-09-22 | Low | - | Low | - | - | Copied to latest DCS. | NA | SPONS A&B | 2 | (BEAMS Note 2) Standard | - | - | 2 | TRUE
3464 | 41T26D | 4798 | 41T26D | Industrial Buildings | No Wall Cladding | 501 - 1,000m2 | Eaves Height - 33m | - | Building Area only; Site strip vegetation; Strip foundations; Column bases; Uninsulated Concrete GF slab with DPM and Mesh,150 thick up to 10,000m2, 200mm thick over 10,000m2 GIA; Steel Portal frame with bolts and baseplates; Coated galvanised trapezoidal roof sheets with no insulation, on steel purlins; Roof lights; valley gutters; matching fascia and soffit; Rainwater downpipes and gutters; Single phase electrics, lighting and power; EXCLUDES heating ; Underslab storm drainage from internal downpipes on building area greater than 1,000m2 | Location Adjustment Applicable (See Guidance Notes) - ERC = UK mean of 1.00 | (BEAMS Note 2) The ERC for this item should be added to all other rateable items on the hereditament (except land). Therefore the total of the ERC of the other Building Items and the P&M ERC (where applicable) to enable the correct contract size adjustment to be made. ERC of Building Component + ERC of P&M = Total ERC to which contract size adjustment should be applied. The appropriate % adjustment should be made in accordance with the scale for contract size adjustment specified under section 6 of the RCG 2023 Guidance notes. The currency ERC rates are set at £4m (Four Million Pounds) @ 1st April 2021 (AVD) for the RCG 2023 Publication. | The data consists of a typical Industrial shell. Works include the Industrial shell as described and includes works up to 1m perimeter to the building (1m wide paving slabs & foul/storm drainage). Costs are for the shell only and do not include for internal rooms such as offices or toilets which should be added for seperately. See Variations for assistance. | - | - | - | - | - | If heating is required an addition of £32/m2 (GIA) should be made to the beacon cost. Internal offices (in Industrial complexes) should be added by reference to Cost Guide code series 42P04A -42P40V, Internal WC - 42P40W | - | - | - |  | m2 | - | 3 - INDUSTRIAL | David Grace | Jim Allen | 592.7665 | Option 1 | 734.9143 | 23.98% | 570.2896 | 409.4543 | -30.92% | -44.29% | 409.4543 | -30.92% | Price Book Data | P. Avo | VOA_GPN_GOV_UK\7243572 | 2021-09-22 | Low | - | Low | - | - | Copied to latest DCS. | NA | SPONS A&B | 2 | (BEAMS Note 2) Standard | - | - | 2 | TRUE
3465 | 41T26E | 4799 | 41T26E | Industrial Buildings | No Wall Cladding | 501 - 1,000m2 | Eaves Height - 34m | - | Building Area only; Site strip vegetation; Strip foundations; Column bases; Uninsulated Concrete GF slab with DPM and Mesh,150 thick up to 10,000m2, 200mm thick over 10,000m2 GIA; Steel Portal frame with bolts and baseplates; Coated galvanised trapezoidal roof sheets with no insulation, on steel purlins; Roof lights; valley gutters; matching fascia and soffit; Rainwater downpipes and gutters; Single phase electrics, lighting and power; EXCLUDES heating ; Underslab storm drainage from internal downpipes on building area greater than 1,000m2 | Location Adjustment Applicable (See Guidance Notes) - ERC = UK mean of 1.00 | (BEAMS Note 2) The ERC for this item should be added to all other rateable items on the hereditament (except land). Therefore the total of the ERC of the other Building Items and the P&M ERC (where applicable) to enable the correct contract size adjustment to be made. ERC of Building Component + ERC of P&M = Total ERC to which contract size adjustment should be applied. The appropriate % adjustment should be made in accordance with the scale for contract size adjustment specified under section 6 of the RCG 2023 Guidance notes. The currency ERC rates are set at £4m (Four Million Pounds) @ 1st April 2021 (AVD) for the RCG 2023 Publication. | The data consists of a typical Industrial shell. Works include the Industrial shell as described and includes works up to 1m perimeter to the building (1m wide paving slabs & foul/storm drainage). Costs are for the shell only and do not include for internal rooms such as offices or toilets which should be added for seperately. See Variations for assistance. | - | - | - | - | - | If heating is required an addition of £32/m2 (GIA) should be made to the beacon cost. Internal offices (in Industrial complexes) should be added by reference to Cost Guide code series 42P04A -42P40V, Internal WC - 42P40W | - | - | - |  | m2 | - | 3 - INDUSTRIAL | David Grace | Jim Allen | 607.3742 | Option 1 | 753.0251 | 23.98% | 571.0337 | 409.9886 | -32.5% | -45.55% | 409.9886 | -32.5% | Price Book Data | P. Avo | VOA_GPN_GOV_UK\7243572 | 2021-09-22 | Low | - | Low | - | - | Copied to latest DCS. | NA | SPONS A&B | 2 | (BEAMS Note 2) Standard | - | - | 2 | TRUE
3466 | 41T26F | 4800 | 41T26F | Industrial Buildings | No Wall Cladding | 501 - 1,000m2 | Eaves Height - 35m | - | Building Area only; Site strip vegetation; Strip foundations; Column bases; Uninsulated Concrete GF slab with DPM and Mesh,150 thick up to 10,000m2, 200mm thick over 10,000m2 GIA; Steel Portal frame with bolts and baseplates; Coated galvanised trapezoidal roof sheets with no insulation, on steel purlins; Roof lights; valley gutters; matching fascia and soffit; Rainwater downpipes and gutters; Single phase electrics, lighting and power; EXCLUDES heating ; Underslab storm drainage from internal downpipes on building area greater than 1,000m2 | Location Adjustment Applicable (See Guidance Notes) - ERC = UK mean of 1.00 | (BEAMS Note 2) The ERC for this item should be added to all other rateable items on the hereditament (except land). Therefore the total of the ERC of the other Building Items and the P&M ERC (where applicable) to enable the correct contract size adjustment to be made. ERC of Building Component + ERC of P&M = Total ERC to which contract size adjustment should be applied. The appropriate % adjustment should be made in accordance with the scale for contract size adjustment specified under section 6 of the RCG 2023 Guidance notes. The currency ERC rates are set at £4m (Four Million Pounds) @ 1st April 2021 (AVD) for the RCG 2023 Publication. | The data consists of a typical Industrial shell. Works include the Industrial shell as described and includes works up to 1m perimeter to the building (1m wide paving slabs & foul/storm drainage). Costs are for the shell only and do not include for internal rooms such as offices or toilets which should be added for seperately. See Variations for assistance. | - | - | - | - | - | If heating is required an addition of £32/m2 (GIA) should be made to the beacon cost. Internal offices (in Industrial complexes) should be added by reference to Cost Guide code series 42P04A -42P40V, Internal WC - 42P40W | - | - | - |  | m2 | - | 3 - INDUSTRIAL | David Grace | Jim Allen | 621.2131 | Option 1 | 770.1826 | 23.98% | 571.7778 | 410.5228 | -33.92% | -46.7% | 410.5228 | -33.92% | Price Book Data | P. Avo | VOA_GPN_GOV_UK\7243572 | 2021-09-22 | Low | - | Low | - | - | Copied to latest DCS. | NA | SPONS A&B | 2 | (BEAMS Note 2) Standard | - | - | 2 | TRUE
3467 | 41T28N | 4813 | 41T28N | Industrial Buildings | No Wall Cladding | 5,001 - 10,000m2 | Eaves Height - 21m | - | Building Area only; Site strip vegetation; Strip foundations; Column bases; Uninsulated Concrete GF slab with DPM and Mesh,150 thick up to 10,000m2, 200mm thick over 10,000m2 GIA; Steel Portal frame with bolts and baseplates; Coated galvanised trapezoidal roof sheets with no insulation, on steel purlins; Roof lights; valley gutters; matching fascia and soffit; Rainwater downpipes and gutters; Single phase electrics, lighting and power; Gas fuelled hot air burners; Underslab storm drainage from internal downpipes on building area greater than 1,000m2; | Location Adjustment Applicable (See Guidance Notes) - ERC = UK mean of 1.00 | (BEAMS Note 2) The ERC for this item should be added to all other rateable items on the hereditament (except land). Therefore the total of the ERC of the other Building Items and the P&M ERC (where applicable) to enable the correct contract size adjustment to be made. ERC of Building Component + ERC of P&M = Total ERC to which contract size adjustment should be applied. The appropriate % adjustment should be made in accordance with the scale for contract size adjustment specified under section 6 of the RCG 2023 Guidance notes. The currency ERC rates are set at £4m (Four Million Pounds) @ 1st April 2021 (AVD) for the RCG 2023 Publication. | The data consists of a typical Industrial shell. Works include the Industrial shell as described and includes works up to 1m perimeter to the building (1m wide paving slabs & foul/storm drainage). Costs are for the shell only and do not include for internal rooms such as offices or toilets which should be added for seperately. See Variations for assistance. | - | - | - | - | - | If no heating is present a deduction of £28m2 (GIA) should be made to the beacon cost. Internal offices (in Industrial complexes) should be added by reference to Cost Guide code series 42P04A -42P40V, Internal WC - 42P40W, amenity blocks - showers & toilets (New code TBC) & Canteens (New CodeTBC) | - | - | - |  | m2 | - | 3 - INDUSTRIAL | David Grace | Jim Allen | 325.2143 | Option 1 | 403.202 | 23.98% | 596.4025 | 428.2027 | 31.67% | 6.201% | 428.2027 | 31.67% | Price Book Data | P. Avo | VOA_GPN_GOV_UK\7243572 | 2021-09-29 | Low | - | Low | - | - | Copied to latest DCS. | NA | SPONS A&B | 2 | (BEAMS Note 2) Standard | - | - | 2 | FALSE
3468 | 41T28P | 4814 | 41T28P | Industrial Buildings | No Wall Cladding | 5,001 - 10,000m2 | Eaves Height - 22m | - | Building Area only; Site strip vegetation; Strip foundations; Column bases; Uninsulated Concrete GF slab with DPM and Mesh,150 thick up to 10,000m2, 200mm thick over 10,000m2 GIA; Steel Portal frame with bolts and baseplates; Coated galvanised trapezoidal roof sheets with no insulation, on steel purlins; Roof lights; valley gutters; matching fascia and soffit; Rainwater downpipes and gutters; Single phase electrics, lighting and power; Gas fuelled hot air burners; Underslab storm drainage from internal downpipes on building area greater than 1,000m2; | Location Adjustment Applicable (See Guidance Notes) - ERC = UK mean of 1.00 | (BEAMS Note 2) The ERC for this item should be added to all other rateable items on the hereditament (except land). Therefore the total of the ERC of the other Building Items and the P&M ERC (where applicable) to enable the correct contract size adjustment to be made. ERC of Building Component + ERC of P&M = Total ERC to which contract size adjustment should be applied. The appropriate % adjustment should be made in accordance with the scale for contract size adjustment specified under section 6 of the RCG 2023 Guidance notes. The currency ERC rates are set at £4m (Four Million Pounds) @ 1st April 2021 (AVD) for the RCG 2023 Publication. | The data consists of a typical Industrial shell. Works include the Industrial shell as described and includes works up to 1m perimeter to the building (1m wide paving slabs & foul/storm drainage). Costs are for the shell only and do not include for internal rooms such as offices or toilets which should be added for seperately. See Variations for assistance. | - | - | - | - | - | If no heating is present a deduction of £28m2 (GIA) should be made to the beacon cost. Internal offices (in Industrial complexes) should be added by reference to Cost Guide code series 42P04A -42P40V, Internal WC - 42P40W, amenity blocks - showers & toilets (New code TBC) & Canteens (New CodeTBC) | - | - | - |  | m2 | - | 3 - INDUSTRIAL | David Grace | Jim Allen | 332.1338 | Option 1 | 411.7808 | 23.98% | 596.4911 | 428.2664 | 28.94% | 4.003% | 428.2664 | 28.94% | Price Book Data | P. Avo | VOA_GPN_GOV_UK\7243572 | 2021-09-29 | Low | - | Low | - | - | Copied to latest DCS. | NA | SPONS A&B | 2 | (BEAMS Note 2) Standard | - | - | 2 | FALSE
3469 | 41T28Q | 4815 | 41T28Q | Industrial Buildings | No Wall Cladding | 5,001 - 10,000m2 | Eaves Height - 23m | - | Building Area only; Site strip vegetation; Strip foundations; Column bases; Uninsulated Concrete GF slab with DPM and Mesh,150 thick up to 10,000m2, 200mm thick over 10,000m2 GIA; Steel Portal frame with bolts and baseplates; Coated galvanised trapezoidal roof sheets with no insulation, on steel purlins; Roof lights; valley gutters; matching fascia and soffit; Rainwater downpipes and gutters; Single phase electrics, lighting and power; Gas fuelled hot air burners; Underslab storm drainage from internal downpipes on building area greater than 1,000m2; | Location Adjustment Applicable (See Guidance Notes) - ERC = UK mean of 1.00 | (BEAMS Note 2) The ERC for this item should be added to all other rateable items on the hereditament (except land). Therefore the total of the ERC of the other Building Items and the P&M ERC (where applicable) to enable the correct contract size adjustment to be made. ERC of Building Component + ERC of P&M = Total ERC to which contract size adjustment should be applied. The appropriate % adjustment should be made in accordance with the scale for contract size adjustment specified under section 6 of the RCG 2023 Guidance notes. The currency ERC rates are set at £4m (Four Million Pounds) @ 1st April 2021 (AVD) for the RCG 2023 Publication. | The data consists of a typical Industrial shell. Works include the Industrial shell as described and includes works up to 1m perimeter to the building (1m wide paving slabs & foul/storm drainage). Costs are for the shell only and do not include for internal rooms such as offices or toilets which should be added for seperately. See Variations for assistance. | - | - | - | - | - | If no heating is present a deduction of £28m2 (GIA) should be made to the beacon cost. Internal offices (in Industrial complexes) should be added by reference to Cost Guide code series 42P04A -42P40V, Internal WC - 42P40W, amenity blocks - showers & toilets (New code TBC) & Canteens (New CodeTBC) | - | - | - |  | m2 | - | 3 - INDUSTRIAL | David Grace | Jim Allen | 339.0532 | Option 1 | 420.3596 | 23.98% | 596.5797 | 428.33 | 26.33% | 1.896% | 428.33 | 26.33% | Price Book Data | P. Avo | VOA_GPN_GOV_UK\7243572 | 2021-09-29 | Low | - | Low | - | - | Copied to latest DCS. | NA | SPONS A&B | 1.56 | (BEAMS Note 2) Standard | - | - | 2 | FALSE
3470 | 41T28R | 5024 | 41T28R | Industrial Buildings | No Wall Cladding | 5,001 - 10,000m2 | Eaves Height - 24m | - | Building Area only; Site strip vegetation; Strip foundations; Column bases; Uninsulated Concrete GF slab with DPM and Mesh,150 thick up to 10,000m2, 200mm thick over 10,000m2 GIA; Steel Portal frame with bolts and baseplates; Coated galvanised trapezoidal roof sheets with no insulation, on steel purlins; Roof lights; valley gutters; matching fascia and soffit; Rainwater downpipes and gutters; Single phase electrics, lighting and power; Gas fuelled hot air burners; Underslab storm drainage from internal downpipes on building area greater than 1,000m2; | Location Adjustment Applicable (See Guidance Notes) - ERC = UK mean of 1.00 | (BEAMS Note 2) The ERC for this item should be added to all other rateable items on the hereditament (except land). Therefore the total of the ERC of the other Building Items and the P&M ERC (where applicable) to enable the correct contract size adjustment to be made. ERC of Building Component + ERC of P&M = Total ERC to which contract size adjustment should be applied. The appropriate % adjustment should be made in accordance with the scale for contract size adjustment specified under section 6 of the RCG 2023 Guidance notes. The currency ERC rates are set at £4m (Four Million Pounds) @ 1st April 2021 (AVD) for the RCG 2023 Publication. | The data consists of a typical Industrial shell. Works include the Industrial shell as described and includes works up to 1m perimeter to the building (1m wide paving slabs & foul/storm drainage). Costs are for the shell only and do not include for internal rooms such as offices or toilets which should be added for seperately. See Variations for assistance. | - | - | - | - | - | If no heating is present a deduction of £28m2 (GIA) should be made to the beacon cost. Internal offices (in Industrial complexes) should be added by reference to Cost Guide code series 42P04A -42P40V, Internal WC - 42P40W, amenity blocks - showers & toilets (New code TBC) & Canteens (New CodeTBC) | - | - | - |  | m2 | - | 3 - INDUSTRIAL | David Grace | Jim Allen | 345.2038 | Option 1 | 427.9851 | 23.98% | 596.6683 | 428.3936 | 24.1% | 0.09544% | 428.3936 | 24.1% | Price Book Data | P. Avo | VOA_GPN_GOV_UK\7243572 | 2021-09-29 | Low | - | Low | - | - | Copied to latest DCS. | NA | SPONS A&B | 2 | (BEAMS Note 2) Standard | - | - | 2 | FALSE
3471 | 41T28S | 4816 | 41T28S | Industrial Buildings | No Wall Cladding | 5,001 - 10,000m2 | Eaves Height - 25m | - | Building Area only; Site strip vegetation; Strip foundations; Column bases; Uninsulated Concrete GF slab with DPM and Mesh,150 thick up to 10,000m2, 200mm thick over 10,000m2 GIA; Steel Portal frame with bolts and baseplates; Coated galvanised trapezoidal roof sheets with no insulation, on steel purlins; Roof lights; valley gutters; matching fascia and soffit; Rainwater downpipes and gutters; Single phase electrics, lighting and power; Gas fuelled hot air burners; Underslab storm drainage from internal downpipes on building area greater than 1,000m2; | Location Adjustment Applicable (See Guidance Notes) - ERC = UK mean of 1.00 | (BEAMS Note 2) The ERC for this item should be added to all other rateable items on the hereditament (except land). Therefore the total of the ERC of the other Building Items and the P&M ERC (where applicable) to enable the correct contract size adjustment to be made. ERC of Building Component + ERC of P&M = Total ERC to which contract size adjustment should be applied. The appropriate % adjustment should be made in accordance with the scale for contract size adjustment specified under section 6 of the RCG 2023 Guidance notes. The currency ERC rates are set at £4m (Four Million Pounds) @ 1st April 2021 (AVD) for the RCG 2023 Publication. | The data consists of a typical Industrial shell. Works include the Industrial shell as described and includes works up to 1m perimeter to the building (1m wide paving slabs & foul/storm drainage). Costs are for the shell only and do not include for internal rooms such as offices or toilets which should be added for seperately. See Variations for assistance. | - | - | - | - | - | If no heating is present a deduction of £28m2 (GIA) should be made to the beacon cost. Internal offices (in Industrial complexes) should be added by reference to Cost Guide code series 42P04A -42P40V, Internal WC - 42P40W, amenity blocks - showers & toilets (New code TBC) & Canteens (New CodeTBC) | - | - | - |  | m2 | - | 3 - INDUSTRIAL | David Grace | Jim Allen | 352.1233 | Option 1 | 436.5639 | 23.98% | 596.7569 | 428.4572 | 21.68% | -1.857% | 428.4572 | 21.68% | Price Book Data | P. Avo | VOA_GPN_GOV_UK\7243572 | 2021-09-29 | Low | - | Low | - | - | Copied to latest DCS. | NA | SPONS A&B | 2 | (BEAMS Note 2) Standard | - | - | 2 | FALSE
3472 | 41T28T | 4817 | 41T28T | Industrial Buildings | No Wall Cladding | 5,001 - 10,000m2 | Eaves Height - 26m | - | Building Area only; Site strip vegetation; Strip foundations; Column bases; Uninsulated Concrete GF slab with DPM and Mesh,150 thick up to 10,000m2, 200mm thick over 10,000m2 GIA; Steel Portal frame with bolts and baseplates; Coated galvanised trapezoidal roof sheets with no insulation, on steel purlins; Roof lights; valley gutters; matching fascia and soffit; Rainwater downpipes and gutters; Single phase electrics, lighting and power; Gas fuelled hot air burners; Underslab storm drainage from internal downpipes on building area greater than 1,000m2; | Location Adjustment Applicable (See Guidance Notes) - ERC = UK mean of 1.00 | (BEAMS Note 2) The ERC for this item should be added to all other rateable items on the hereditament (except land). Therefore the total of the ERC of the other Building Items and the P&M ERC (where applicable) to enable the correct contract size adjustment to be made. ERC of Building Component + ERC of P&M = Total ERC to which contract size adjustment should be applied. The appropriate % adjustment should be made in accordance with the scale for contract size adjustment specified under section 6 of the RCG 2023 Guidance notes. The currency ERC rates are set at £4m (Four Million Pounds) @ 1st April 2021 (AVD) for the RCG 2023 Publication. | The data consists of a typical Industrial shell. Works include the Industrial shell as described and includes works up to 1m perimeter to the building (1m wide paving slabs & foul/storm drainage). Costs are for the shell only and do not include for internal rooms such as offices or toilets which should be added for seperately. See Variations for assistance. | - | - | - | - | - | If no heating is present a deduction of £28m2 (GIA) should be made to the beacon cost. Internal offices (in Industrial complexes) should be added by reference to Cost Guide code series 42P04A -42P40V, Internal WC - 42P40W, amenity blocks - showers & toilets (New code TBC) & Canteens (New CodeTBC) | - | - | - |  | m2 | - | 3 - INDUSTRIAL | David Grace | Jim Allen | 362.8869 | Option 1 | 449.9086 | 23.98% | 596.8455 | 428.5208 | 18.09% | -4.754% | 428.5208 | 18.09% | Price Book Data | P. Avo | VOA_GPN_GOV_UK\7243572 | 2021-09-29 | Low | - | Low | - | - | Copied to latest DCS. | NA | SPONS A&B | 2 | (BEAMS Note 2) Standard | - | - | 2 | FALSE
3473 | 41T28V | 4818 | 41T28V | Industrial Buildings | No Wall Cladding | 5,001 - 10,000m2 | Eaves Height - 27m | - | Building Area only; Site strip vegetation; Strip foundations; Column bases; Uninsulated Concrete GF slab with DPM and Mesh,150 thick up to 10,000m2, 200mm thick over 10,000m2 GIA; Steel Portal frame with bolts and baseplates; Coated galvanised trapezoidal roof sheets with no insulation, on steel purlins; Roof lights; valley gutters; matching fascia and soffit; Rainwater downpipes and gutters; Single phase electrics, lighting and power; Gas fuelled hot air burners; Underslab storm drainage from internal downpipes on building area greater than 1,000m2; | Location Adjustment Applicable (See Guidance Notes) - ERC = UK mean of 1.00 | (BEAMS Note 2) The ERC for this item should be added to all other rateable items on the hereditament (except land). Therefore the total of the ERC of the other Building Items and the P&M ERC (where applicable) to enable the correct contract size adjustment to be made. ERC of Building Component + ERC of P&M = Total ERC to which contract size adjustment should be applied. The appropriate % adjustment should be made in accordance with the scale for contract size adjustment specified under section 6 of the RCG 2023 Guidance notes. The currency ERC rates are set at £4m (Four Million Pounds) @ 1st April 2021 (AVD) for the RCG 2023 Publication. | The data consists of a typical Industrial shell. Works include the Industrial shell as described and includes works up to 1m perimeter to the building (1m wide paving slabs & foul/storm drainage). Costs are for the shell only and do not include for internal rooms such as offices or toilets which should be added for seperately. See Variations for assistance. | - | - | - | - | - | If no heating is present a deduction of £28m2 (GIA) should be made to the beacon cost. Internal offices (in Industrial complexes) should be added by reference to Cost Guide code series 42P04A -42P40V, Internal WC - 42P40W, amenity blocks - showers & toilets (New code TBC) & Canteens (New CodeTBC) | - | - | - |  | m2 | - | 3 - INDUSTRIAL | David Grace | Jim Allen | 372.1128 | Option 1 | 461.347 | 23.98% | 596.9341 | 428.5844 | 15.18% | -7.101% | 428.5844 | 15.18% | Price Book Data | P. Avo | VOA_GPN_GOV_UK\7243572 | 2021-09-29 | Low | - | Low | - | - | Copied to latest DCS. | NA | SPONS A&B | 2 | (BEAMS Note 2) Standard | - | - | 2 | FALSE
3474 | 41T28W | 4819 | 41T28W | Industrial Buildings | No Wall Cladding | 5,001 - 10,000m2 | Eaves Height - 28m | - | Building Area only; Site strip vegetation; Strip foundations; Column bases; Uninsulated Concrete GF slab with DPM and Mesh,150 thick up to 10,000m2, 200mm thick over 10,000m2 GIA; Steel Portal frame with bolts and baseplates; Coated galvanised trapezoidal roof sheets with no insulation, on steel purlins; Roof lights; valley gutters; matching fascia and soffit; Rainwater downpipes and gutters; Single phase electrics, lighting and power; Gas fuelled hot air burners; Underslab storm drainage from internal downpipes on building area greater than 1,000m2; | Location Adjustment Applicable (See Guidance Notes) - ERC = UK mean of 1.00 | (BEAMS Note 2) The ERC for this item should be added to all other rateable items on the hereditament (except land). Therefore the total of the ERC of the other Building Items and the P&M ERC (where applicable) to enable the correct contract size adjustment to be made. ERC of Building Component + ERC of P&M = Total ERC to which contract size adjustment should be applied. The appropriate % adjustment should be made in accordance with the scale for contract size adjustment specified under section 6 of the RCG 2023 Guidance notes. The currency ERC rates are set at £4m (Four Million Pounds) @ 1st April 2021 (AVD) for the RCG 2023 Publication. | The data consists of a typical Industrial shell. Works include the Industrial shell as described and includes works up to 1m perimeter to the building (1m wide paving slabs & foul/storm drainage). Costs are for the shell only and do not include for internal rooms such as offices or toilets which should be added for seperately. See Variations for assistance. | - | - | - | - | - | If no heating is present a deduction of £28m2 (GIA) should be made to the beacon cost. Internal offices (in Industrial complexes) should be added by reference to Cost Guide code series 42P04A -42P40V, Internal WC - 42P40W, amenity blocks - showers & toilets (New code TBC) & Canteens (New CodeTBC) | - | - | - |  | m2 | - | 3 - INDUSTRIAL | David Grace | Jim Allen | 379.8011 | Option 1 | 470.879 | 23.98% | 597.0228 | 428.6481 | 12.86% | -8.969% | 428.6481 | 12.86% | Price Book Data | P. Avo | VOA_GPN_GOV_UK\7243572 | 2021-09-29 | Low | - | Low | - | - | Copied to latest DCS. | NA | SPONS A&B | 2 | (BEAMS Note 2) Standard | - | - | 2 | FALSE
3475 | 41T28X | 4820 | 41T28X | Industrial Buildings | No Wall Cladding | 5,001 - 10,000m2 | Eaves Height - 29m | - | Building Area only; Site strip vegetation; Strip foundations; Column bases; Uninsulated Concrete GF slab with DPM and Mesh,150 thick up to 10,000m2, 200mm thick over 10,000m2 GIA; Steel Portal frame with bolts and baseplates; Coated galvanised trapezoidal roof sheets with no insulation, on steel purlins; Roof lights; valley gutters; matching fascia and soffit; Rainwater downpipes and gutters; Single phase electrics, lighting and power; Gas fuelled hot air burners; Underslab storm drainage from internal downpipes on building area greater than 1,000m2; | Location Adjustment Applicable (See Guidance Notes) - ERC = UK mean of 1.00 | (BEAMS Note 2) The ERC for this item should be added to all other rateable items on the hereditament (except land). Therefore the total of the ERC of the other Building Items and the P&M ERC (where applicable) to enable the correct contract size adjustment to be made. ERC of Building Component + ERC of P&M = Total ERC to which contract size adjustment should be applied. The appropriate % adjustment should be made in accordance with the scale for contract size adjustment specified under section 6 of the RCG 2023 Guidance notes. The currency ERC rates are set at £4m (Four Million Pounds) @ 1st April 2021 (AVD) for the RCG 2023 Publication. | The data consists of a typical Industrial shell. Works include the Industrial shell as described and includes works up to 1m perimeter to the building (1m wide paving slabs & foul/storm drainage). Costs are for the shell only and do not include for internal rooms such as offices or toilets which should be added for seperately. See Variations for assistance. | - | - | - | - | - | If no heating is present a deduction of £28m2 (GIA) should be made to the beacon cost. Internal offices (in Industrial complexes) should be added by reference to Cost Guide code series 42P04A -42P40V, Internal WC - 42P40W, amenity blocks - showers & toilets (New code TBC) & Canteens (New CodeTBC) | - | - | - |  | m2 | - | 3 - INDUSTRIAL | David Grace | Jim Allen | 383.6452 | Option 1 | 475.6449 | 23.98% | 597.1114 | 428.7117 | 11.75% | -9.867% | 428.7117 | 11.75% | Price Book Data | P. Avo | VOA_GPN_GOV_UK\7243572 | 2021-09-29 | Low | - | Low | - | - | Copied to latest DCS. | NA | SPONS A&B | 2 | (BEAMS Note 2) Standard | - | - | 2 | FALSE
3476 | 41T28Y | 4821 | 41T28Y | Industrial Buildings | No Wall Cladding | 5,001 - 10,000m2 | Eaves Height - 30m | - | Building Area only; Site strip vegetation; Strip foundations; Column bases; Uninsulated Concrete GF slab with DPM and Mesh,150 thick up to 10,000m2, 200mm thick over 10,000m2 GIA; Steel Portal frame with bolts and baseplates; Coated galvanised trapezoidal roof sheets with no insulation, on steel purlins; Roof lights; valley gutters; matching fascia and soffit; Rainwater downpipes and gutters; Single phase electrics, lighting and power; Gas fuelled hot air burners; Underslab storm drainage from internal downpipes on building area greater than 1,000m2; | Location Adjustment Applicable (See Guidance Notes) - ERC = UK mean of 1.00 | (BEAMS Note 2) The ERC for this item should be added to all other rateable items on the hereditament (except land). Therefore the total of the ERC of the other Building Items and the P&M ERC (where applicable) to enable the correct contract size adjustment to be made. ERC of Building Component + ERC of P&M = Total ERC to which contract size adjustment should be applied. The appropriate % adjustment should be made in accordance with the scale for contract size adjustment specified under section 6 of the RCG 2023 Guidance notes. The currency ERC rates are set at £4m (Four Million Pounds) @ 1st April 2021 (AVD) for the RCG 2023 Publication. | The data consists of a typical Industrial shell. Works include the Industrial shell as described and includes works up to 1m perimeter to the building (1m wide paving slabs & foul/storm drainage). Costs are for the shell only and do not include for internal rooms such as offices or toilets which should be added for seperately. See Variations for assistance. | - | - | - | - | - | If no heating is present a deduction of £28m2 (GIA) should be made to the beacon cost. Internal offices (in Industrial complexes) should be added by reference to Cost Guide code series 42P04A -42P40V, Internal WC - 42P40W, amenity blocks - showers & toilets (New code TBC) & Canteens (New CodeTBC) | - | - | - |  | m2 | - | 3 - INDUSTRIAL | David Grace | Jim Allen | 396.7153 | Option 1 | 491.8493 | 23.98% | 597.2 | 428.7753 | 8.081% | -12.82% | 428.7753 | 8.081% | Price Book Data | P. Avo | VOA_GPN_GOV_UK\7243572 | 2021-09-29 | Low | - | Low | - | - | Copied to latest DCS. | NA | SPONS A&B | 2 | (BEAMS Note 2) Standard | - | - | 2 | FALSE
3477 | 41T29A | 4822 | 41T29A | Industrial Buildings | No Wall Cladding | 5,001 - 10,000m2 | Eaves Height - 31m | - | Building Area only; Site strip vegetation; Strip foundations; Column bases; Uninsulated Concrete GF slab with DPM and Mesh,150 thick up to 10,000m2, 200mm thick over 10,000m2 GIA; Steel Portal frame with bolts and baseplates; Coated galvanised trapezoidal roof sheets with no insulation, on steel purlins; Roof lights; valley gutters; matching fascia and soffit; Rainwater downpipes and gutters; Single phase electrics, lighting and power; Gas fuelled hot air burners; Underslab storm drainage from internal downpipes on building area greater than 1,000m2; | Location Adjustment Applicable (See Guidance Notes) - ERC = UK mean of 1.00 | (BEAMS Note 2) The ERC for this item should be added to all other rateable items on the hereditament (except land). Therefore the total of the ERC of the other Building Items and the P&M ERC (where applicable) to enable the correct contract size adjustment to be made. ERC of Building Component + ERC of P&M = Total ERC to which contract size adjustment should be applied. The appropriate % adjustment should be made in accordance with the scale for contract size adjustment specified under section 6 of the RCG 2023 Guidance notes. The currency ERC rates are set at £4m (Four Million Pounds) @ 1st April 2021 (AVD) for the RCG 2023 Publication. | The data consists of a typical Industrial shell. Works include the Industrial shell as described and includes works up to 1m perimeter to the building (1m wide paving slabs & foul/storm drainage). Costs are for the shell only and do not include for internal rooms such as offices or toilets which should be added for seperately. See Variations for assistance. | - | - | - | - | - | If no heating is present a deduction of £28m2 (GIA) should be made to the beacon cost. Internal offices (in Industrial complexes) should be added by reference to Cost Guide code series 42P04A -42P40V, Internal WC - 42P40W, amenity blocks - showers & toilets (New code TBC) & Canteens (New CodeTBC) | - | - | - |  | m2 | - | 3 - INDUSTRIAL | David Grace | Jim Allen | 408.2477 | Option 1 | 506.1472 | 23.98% | 597.2886 | 428.8389 | 5.044% | -15.27% | 428.8389 | 5.044% | Price Book Data | P. Avo | VOA_GPN_GOV_UK\7243572 | 2021-09-29 | Low | - | Low | - | - | Copied to latest DCS. | NA | SPONS A&B | 2 | (BEAMS Note 2) Standard | - | - | 2 | FALSE
3478 | 41T29C | 4823 | 41T29C | Industrial Buildings | No Wall Cladding | 5,001 - 10,000m2 | Eaves Height - 32m | - | Building Area only; Site strip vegetation; Strip foundations; Column bases; Uninsulated Concrete GF slab with DPM and Mesh,150 thick up to 10,000m2, 200mm thick over 10,000m2 GIA; Steel Portal frame with bolts and baseplates; Coated galvanised trapezoidal roof sheets with no insulation, on steel purlins; Roof lights; valley gutters; matching fascia and soffit; Rainwater downpipes and gutters; Single phase electrics, lighting and power; Gas fuelled hot air burners; Underslab storm drainage from internal downpipes on building area greater than 1,000m2; | Location Adjustment Applicable (See Guidance Notes) - ERC = UK mean of 1.00 | (BEAMS Note 2) The ERC for this item should be added to all other rateable items on the hereditament (except land). Therefore the total of the ERC of the other Building Items and the P&M ERC (where applicable) to enable the correct contract size adjustment to be made. ERC of Building Component + ERC of P&M = Total ERC to which contract size adjustment should be applied. The appropriate % adjustment should be made in accordance with the scale for contract size adjustment specified under section 6 of the RCG 2023 Guidance notes. The currency ERC rates are set at £4m (Four Million Pounds) @ 1st April 2021 (AVD) for the RCG 2023 Publication. | The data consists of a typical Industrial shell. Works include the Industrial shell as described and includes works up to 1m perimeter to the building (1m wide paving slabs & foul/storm drainage). Costs are for the shell only and do not include for internal rooms such as offices or toilets which should be added for seperately. See Variations for assistance. | - | - | - | - | - | If no heating is present a deduction of £28m2 (GIA) should be made to the beacon cost. Internal offices (in Industrial complexes) should be added by reference to Cost Guide code series 42P04A -42P40V, Internal WC - 42P40W, amenity blocks - showers & toilets (New code TBC) & Canteens (New CodeTBC) | - | - | - |  | m2 | - | 3 - INDUSTRIAL | David Grace | Jim Allen | 416.7049 | Option 1 | 516.6324 | 23.98% | 597.3772 | 428.9025 | 2.927% | -16.98% | 428.9025 | 2.927% | Price Book Data | P. Avo | VOA_GPN_GOV_UK\7243572 | 2021-09-29 | Low | - | Low | - | - | Copied to latest DCS. | NA | SPONS A&B | 2 | (BEAMS Note 2) Standard | - | - | 2 | FALSE
3479 | 41T29D | 4824 | 41T29D | Industrial Buildings | No Wall Cladding | 5,001 - 10,000m2 | Eaves Height - 33m | - | Building Area only; Site strip vegetation; Strip foundations; Column bases; Uninsulated Concrete GF slab with DPM and Mesh,150 thick up to 10,000m2, 200mm thick over 10,000m2 GIA; Steel Portal frame with bolts and baseplates; Coated galvanised trapezoidal roof sheets with no insulation, on steel purlins; Roof lights; valley gutters; matching fascia and soffit; Rainwater downpipes and gutters; Single phase electrics, lighting and power; Gas fuelled hot air burners; Underslab storm drainage from internal downpipes on building area greater than 1,000m2; | Location Adjustment Applicable (See Guidance Notes) - ERC = UK mean of 1.00 | (BEAMS Note 2) The ERC for this item should be added to all other rateable items on the hereditament (except land). Therefore the total of the ERC of the other Building Items and the P&M ERC (where applicable) to enable the correct contract size adjustment to be made. ERC of Building Component + ERC of P&M = Total ERC to which contract size adjustment should be applied. The appropriate % adjustment should be made in accordance with the scale for contract size adjustment specified under section 6 of the RCG 2023 Guidance notes. The currency ERC rates are set at £4m (Four Million Pounds) @ 1st April 2021 (AVD) for the RCG 2023 Publication. | The data consists of a typical Industrial shell. Works include the Industrial shell as described and includes works up to 1m perimeter to the building (1m wide paving slabs & foul/storm drainage). Costs are for the shell only and do not include for internal rooms such as offices or toilets which should be added for seperately. See Variations for assistance. | - | - | - | - | - | If no heating is present a deduction of £28m2 (GIA) should be made to the beacon cost. Internal offices (in Industrial complexes) should be added by reference to Cost Guide code series 42P04A -42P40V, Internal WC - 42P40W, amenity blocks - showers & toilets (New code TBC) & Canteens (New CodeTBC) | - | - | - |  | m2 | - | 3 - INDUSTRIAL | David Grace | Jim Allen | 425.162 | Option 1 | 527.1175 | 23.98% | 597.4658 | 428.9661 | 0.8948% | -18.62% | 428.9661 | 0.8948% | Price Book Data | P. Avo | VOA_GPN_GOV_UK\7243572 | 2021-09-29 | Low | - | Low | - | - | Copied to latest DCS. | NA | SPONS A&B | 2 | (BEAMS Note 2) Standard | - | - | 2 | FALSE
3480 | 41T29E | 4825 | 41T29E | Industrial Buildings | No Wall Cladding | 5,001 - 10,000m2 | Eaves Height - 34m | - | Building Area only; Site strip vegetation; Strip foundations; Column bases; Uninsulated Concrete GF slab with DPM and Mesh,150 thick up to 10,000m2, 200mm thick over 10,000m2 GIA; Steel Portal frame with bolts and baseplates; Coated galvanised trapezoidal roof sheets with no insulation, on steel purlins; Roof lights; valley gutters; matching fascia and soffit; Rainwater downpipes and gutters; Single phase electrics, lighting and power; Gas fuelled hot air burners; Underslab storm drainage from internal downpipes on building area greater than 1,000m2; | Location Adjustment Applicable (See Guidance Notes) - ERC = UK mean of 1.00 | (BEAMS Note 2) The ERC for this item should be added to all other rateable items on the hereditament (except land). Therefore the total of the ERC of the other Building Items and the P&M ERC (where applicable) to enable the correct contract size adjustment to be made. ERC of Building Component + ERC of P&M = Total ERC to which contract size adjustment should be applied. The appropriate % adjustment should be made in accordance with the scale for contract size adjustment specified under section 6 of the RCG 2023 Guidance notes. The currency ERC rates are set at £4m (Four Million Pounds) @ 1st April 2021 (AVD) for the RCG 2023 Publication. | The data consists of a typical Industrial shell. Works include the Industrial shell as described and includes works up to 1m perimeter to the building (1m wide paving slabs & foul/storm drainage). Costs are for the shell only and do not include for internal rooms such as offices or toilets which should be added for seperately. See Variations for assistance. | - | - | - | - | - | If no heating is present a deduction of £28m2 (GIA) should be made to the beacon cost. Internal offices (in Industrial complexes) should be added by reference to Cost Guide code series 42P04A -42P40V, Internal WC - 42P40W, amenity blocks - showers & toilets (New code TBC) & Canteens (New CodeTBC) | - | - | - |  | m2 | - | 3 - INDUSTRIAL | David Grace | Jim Allen | 433.6191 | Option 1 | 537.6027 | 23.98% | 597.5544 | 429.0298 | -1.058% | -20.2% | 429.0298 | -1.058% | Price Book Data | P. Avo | VOA_GPN_GOV_UK\7243572 | 2021-09-29 | Low | - | Low | - | - | Copied to latest DCS. | NA | SPONS A&B | 2 | (BEAMS Note 2) Standard | - | - | 2 | FALSE
3481 | 41T29F | 4826 | 41T29F | Industrial Buildings | No Wall Cladding | 5,001 - 10,000m2 | Eaves Height - 35m | - | Building Area only; Site strip vegetation; Strip foundations; Column bases; Uninsulated Concrete GF slab with DPM and Mesh,150 thick up to 10,000m2, 200mm thick over 10,000m2 GIA; Steel Portal frame with bolts and baseplates; Coated galvanised trapezoidal roof sheets with no insulation, on steel purlins; Roof lights; valley gutters; matching fascia and soffit; Rainwater downpipes and gutters; Single phase electrics, lighting and power; Gas fuelled hot air burners; Underslab storm drainage from internal downpipes on building area greater than 1,000m2; | Location Adjustment Applicable (See Guidance Notes) - ERC = UK mean of 1.00 | (BEAMS Note 2) The ERC for this item should be added to all other rateable items on the hereditament (except land). Therefore the total of the ERC of the other Building Items and the P&M ERC (where applicable) to enable the correct contract size adjustment to be made. ERC of Building Component + ERC of P&M = Total ERC to which contract size adjustment should be applied. The appropriate % adjustment should be made in accordance with the scale for contract size adjustment specified under section 6 of the RCG 2023 Guidance notes. The currency ERC rates are set at £4m (Four Million Pounds) @ 1st April 2021 (AVD) for the RCG 2023 Publication. | The data consists of a typical Industrial shell. Works include the Industrial shell as described and includes works up to 1m perimeter to the building (1m wide paving slabs & foul/storm drainage). Costs are for the shell only and do not include for internal rooms such as offices or toilets which should be added for seperately. See Variations for assistance. | - | - | - | - | - | If no heating is present a deduction of £28m2 (GIA) should be made to the beacon cost. Internal offices (in Industrial complexes) should be added by reference to Cost Guide code series 42P04A -42P40V, Internal WC - 42P40W, amenity blocks - showers & toilets (New code TBC) & Canteens (New CodeTBC) | - | - | - |  | m2 | - | 3 - INDUSTRIAL | David Grace | Jim Allen | 441.3074 | Option 1 | 547.1347 | 23.98% | 597.643 | 429.0934 | -2.768% | -21.57% | 429.0934 | -2.768% | Price Book Data | P. Avo | VOA_GPN_GOV_UK\7243572 | 2021-09-29 | Low | - | Low | - | - | Copied to latest DCS. | NA | SPONS A&B | 2 | (BEAMS Note 2) Standard | - | - | 2 | FALSE
3482 | 42A08T | 9113 | 42A08T | Industrial Buildings | No Wall Cladding | 0 - 100m2 | Eaves Height - 21m | - | Building Area only; Site strip vegetation; Strip foundations; Column bases; Uninsulated Concrete GF slab with DPM and Mesh,150 thick up to 10,000m2, 200mm thick over 10,000m2 GIA; Steel Portal frame with bolts and baseplates; Coated galvanised trapezoidal roof sheets with no insulation, on steel purlins; Roof lights; valley gutters; matching fascia and soffit; Rainwater downpipes and gutters; Single phase electrics, lighting and power; EXCLUDES heating ; Underslab storm drainage from internal downpipes on building area greater than 1,000m2 | Location Adjustment Applicable (See Guidance Notes) - ERC = UK mean of 1.00 | (BEAMS Note 2) The ERC for this item should be added to all other rateable items on the hereditament (except land). Therefore the total of the ERC of the other Building Items and the P&M ERC (where applicable) to enable the correct contract size adjustment to be made. ERC of Building Component + ERC of P&M = Total ERC to which contract size adjustment should be applied. The appropriate % adjustment should be made in accordance with the scale for contract size adjustment specified under section 6 of the RCG 2023 Guidance notes. The currency ERC rates are set at £4m (Four Million Pounds) @ 1st April 2021 (AVD) for the RCG 2023 Publication. | The data consists of a typical Industrial shell. Works include the Industrial shell as described and includes works up to 1m perimeter to the building (1m wide paving slabs & foul/storm drainage). Costs are for the shell only and do not include for internal rooms such as offices or toilets which should be added for seperately. See Variations for assistance. | - | - | - | - | - | If heating is required an addition of £32/m2 (GIA) should be made to the beacon cost. Internal offices (in Industrial complexes) should be added by reference to Cost Guide code series 42P04A -42P40V, Internal WC - 42P40W | - | - | - |  | m2 | - | 3 - INDUSTRIAL | David Grace | Jim Allen | #N/A | Option 1 | ERROR | 0% | 906.0487 | 650.5213 | 0% | 0% | 650.5213 | 0% | Price Book Data | P. Avo | VOA_GPN_GOV_UK\7243572 | 2021-09-23 | Low | - | Low | - | - | Copied to latest DCS. | NA | SPONS A&B | 2 | (BEAMS Note 2) Standard | - | - | 2 | TRUE
3483 | 42A08U | 9114 | 42A08U | Industrial Buildings | No Wall Cladding | 0 - 100m2 | Eaves Height - 22m | - | Building Area only; Site strip vegetation; Strip foundations; Column bases; Uninsulated Concrete GF slab with DPM and Mesh,150 thick up to 10,000m2, 200mm thick over 10,000m2 GIA; Steel Portal frame with bolts and baseplates; Coated galvanised trapezoidal roof sheets with no insulation, on steel purlins; Roof lights; valley gutters; matching fascia and soffit; Rainwater downpipes and gutters; Single phase electrics, lighting and power; EXCLUDES heating ; Underslab storm drainage from internal downpipes on building area greater than 1,000m2 | Location Adjustment Applicable (See Guidance Notes) - ERC = UK mean of 1.00 | (BEAMS Note 2) The ERC for this item should be added to all other rateable items on the hereditament (except land). Therefore the total of the ERC of the other Building Items and the P&M ERC (where applicable) to enable the correct contract size adjustment to be made. ERC of Building Component + ERC of P&M = Total ERC to which contract size adjustment should be applied. The appropriate % adjustment should be made in accordance with the scale for contract size adjustment specified under section 6 of the RCG 2023 Guidance notes. The currency ERC rates are set at £4m (Four Million Pounds) @ 1st April 2021 (AVD) for the RCG 2023 Publication. | The data consists of a typical Industrial shell. Works include the Industrial shell as described and includes works up to 1m perimeter to the building (1m wide paving slabs & foul/storm drainage). Costs are for the shell only and do not include for internal rooms such as offices or toilets which should be added for seperately. See Variations for assistance. | - | - | - | - | - | If heating is required an addition of £32/m2 (GIA) should be made to the beacon cost. Internal offices (in Industrial complexes) should be added by reference to Cost Guide code series 42P04A -42P40V, Internal WC - 42P40W | - | - | - |  | m2 | - | 3 - INDUSTRIAL | David Grace | Jim Allen | #N/A | Option 1 | ERROR | 0% | 909.3559 | 652.8958 | 0% | 0% | 652.8958 | 0% | Price Book Data | P. Avo | VOA_GPN_GOV_UK\7243572 | 2021-09-23 | Low | - | Low | - | - | Copied to latest DCS. | NA | SPONS A&B | 2 | (BEAMS Note 2) Standard | - | - | 2 | TRUE
3484 | 42A08V | 9115 | 42A08V | Industrial Buildings | No Wall Cladding | 0 - 100m2 | Eaves Height - 23m | - | Building Area only; Site strip vegetation; Strip foundations; Column bases; Uninsulated Concrete GF slab with DPM and Mesh,150 thick up to 10,000m2, 200mm thick over 10,000m2 GIA; Steel Portal frame with bolts and baseplates; Coated galvanised trapezoidal roof sheets with no insulation, on steel purlins; Roof lights; valley gutters; matching fascia and soffit; Rainwater downpipes and gutters; Single phase electrics, lighting and power; EXCLUDES heating ; Underslab storm drainage from internal downpipes on building area greater than 1,000m2 | Location Adjustment Applicable (See Guidance Notes) - ERC = UK mean of 1.00 | (BEAMS Note 2) The ERC for this item should be added to all other rateable items on the hereditament (except land). Therefore the total of the ERC of the other Building Items and the P&M ERC (where applicable) to enable the correct contract size adjustment to be made. ERC of Building Component + ERC of P&M = Total ERC to which contract size adjustment should be applied. The appropriate % adjustment should be made in accordance with the scale for contract size adjustment specified under section 6 of the RCG 2023 Guidance notes. The currency ERC rates are set at £4m (Four Million Pounds) @ 1st April 2021 (AVD) for the RCG 2023 Publication. | The data consists of a typical Industrial shell. Works include the Industrial shell as described and includes works up to 1m perimeter to the building (1m wide paving slabs & foul/storm drainage). Costs are for the shell only and do not include for internal rooms such as offices or toilets which should be added for seperately. See Variations for assistance. | - | - | - | - | - | If heating is required an addition of £32/m2 (GIA) should be made to the beacon cost. Internal offices (in Industrial complexes) should be added by reference to Cost Guide code series 42P04A -42P40V, Internal WC - 42P40W | - | - | - |  | m2 | - | 3 - INDUSTRIAL | David Grace | Jim Allen | #N/A | Option 1 | ERROR | 0% | 912.6631 | 655.2703 | 0% | 0% | 655.2703 | 0% | Price Book Data | P. Avo | VOA_GPN_GOV_UK\7243572 | 2021-09-24 | Low | - | Low | - | - | Copied to latest DCS. | NA | SPONS A&B | 2 | (BEAMS Note 2) Standard | - | - | 2 | TRUE
3485 | 42A08W | 9116 | 42A08W | Industrial Buildings | No Wall Cladding | 0 - 100m2 | Eaves Height - 24m | - | Building Area only; Site strip vegetation; Strip foundations; Column bases; Uninsulated Concrete GF slab with DPM and Mesh,150 thick up to 10,000m2, 200mm thick over 10,000m2 GIA; Steel Portal frame with bolts and baseplates; Coated galvanised trapezoidal roof sheets with no insulation, on steel purlins; Roof lights; valley gutters; matching fascia and soffit; Rainwater downpipes and gutters; Single phase electrics, lighting and power; Gas fuelled hot air burners; Underslab storm drainage from internal downpipes on building area greater than 1,000m2; | Location Adjustment Applicable (See Guidance Notes) - ERC = UK mean of 1.00 | (BEAMS Note 2) The ERC for this item should be added to all other rateable items on the hereditament (except land). Therefore the total of the ERC of the other Building Items and the P&M ERC (where applicable) to enable the correct contract size adjustment to be made. ERC of Building Component + ERC of P&M = Total ERC to which contract size adjustment should be applied. The appropriate % adjustment should be made in accordance with the scale for contract size adjustment specified under section 6 of the RCG 2023 Guidance notes. The currency ERC rates are set at £4m (Four Million Pounds) @ 1st April 2021 (AVD) for the RCG 2023 Publication. | The data consists of a typical Industrial shell. Works include the Industrial shell as described and includes works up to 1m perimeter to the building (1m wide paving slabs & foul/storm drainage). Costs are for the shell only and do not include for internal rooms such as offices or toilets which should be added for seperately. See Variations for assistance. | - | - | - | - | - | If no heating is present a deduction of £28m2 (GIA) should be made to the beacon cost. Internal offices (in Industrial complexes) should be added by reference to Cost Guide code series 42P04A -42P40V, Internal WC - 42P40W, amenity blocks - showers & toilets (New code TBC) & Canteens (New CodeTBC) | - | - | - |  | m2 | - | 3 - INDUSTRIAL | David Grace | Jim Allen | #N/A | Option 1 | ERROR | 0% | 915.9704 | 657.6448 | 0% | 0% | 657.6448 | 0% | Price Book Data | P. Avo | VOA_GPN_GOV_UK\7243572 | 2021-09-24 | Low | - | Low | - | - | Copied to latest DCS. | NA | SPONS A&B | 2 | (BEAMS Note 2) Standard | - | - | 2 | FALSE
3486 | 42A08X | 9117 | 42A08X | Industrial Buildings | No Wall Cladding | 0 - 100m2 | Eaves Height - 25m | - | Building Area only; Site strip vegetation; Strip foundations; Column bases; Uninsulated Concrete GF slab with DPM and Mesh,150 thick up to 10,000m2, 200mm thick over 10,000m2 GIA; Steel Portal frame with bolts and baseplates; Coated galvanised trapezoidal roof sheets with no insulation, on steel purlins; Roof lights; valley gutters; matching fascia and soffit; Rainwater downpipes and gutters; Single phase electrics, lighting and power; Gas fuelled hot air burners; Underslab storm drainage from internal downpipes on building area greater than 1,000m2; | Location Adjustment Applicable (See Guidance Notes) - ERC = UK mean of 1.00 | (BEAMS Note 2) The ERC for this item should be added to all other rateable items on the hereditament (except land). Therefore the total of the ERC of the other Building Items and the P&M ERC (where applicable) to enable the correct contract size adjustment to be made. ERC of Building Component + ERC of P&M = Total ERC to which contract size adjustment should be applied. The appropriate % adjustment should be made in accordance with the scale for contract size adjustment specified under section 6 of the RCG 2023 Guidance notes. The currency ERC rates are set at £4m (Four Million Pounds) @ 1st April 2021 (AVD) for the RCG 2023 Publication. | The data consists of a typical Industrial shell. Works include the Industrial shell as described and includes works up to 1m perimeter to the building (1m wide paving slabs & foul/storm drainage). Costs are for the shell only and do not include for internal rooms such as offices or toilets which should be added for seperately. See Variations for assistance. | - | - | - | - | - | If no heating is present a deduction of £28m2 (GIA) should be made to the beacon cost. Internal offices (in Industrial complexes) should be added by reference to Cost Guide code series 42P04A -42P40V, Internal WC - 42P40W, amenity blocks - showers & toilets (New code TBC) & Canteens (New CodeTBC) | - | - | - |  | m2 | - | 3 - INDUSTRIAL | David Grace | Jim Allen | #N/A | Option 1 | ERROR | 0% | 919.2776 | 660.0193 | 0% | 0% | 660.0193 | 0% | Price Book Data | P. Avo | VOA_GPN_GOV_UK\7243572 | 2021-10-07 | Low | - | Low | - | - | Copied to latest DCS. | NA | SPONS A&B | 2 | (BEAMS Note 2) Standard | - | - | 2 | FALSE
3487 | 42A08Y | 9118 | 42A08Y | Industrial Buildings | No Wall Cladding | 0 - 100m2 | Eaves Height - 26m | - | Building Area only; Site strip vegetation; Strip foundations; Column bases; Uninsulated Concrete GF slab with DPM and Mesh,150 thick up to 10,000m2, 200mm thick over 10,000m2 GIA; Steel Portal frame with bolts and baseplates; Coated galvanised trapezoidal roof sheets with no insulation, on steel purlins; Roof lights; valley gutters; matching fascia and soffit; Rainwater downpipes and gutters; Single phase electrics, lighting and power; Gas fuelled hot air burners; Underslab storm drainage from internal downpipes on building area greater than 1,000m2; | Location Adjustment Applicable (See Guidance Notes) - ERC = UK mean of 1.00 | (BEAMS Note 2) The ERC for this item should be added to all other rateable items on the hereditament (except land). Therefore the total of the ERC of the other Building Items and the P&M ERC (where applicable) to enable the correct contract size adjustment to be made. ERC of Building Component + ERC of P&M = Total ERC to which contract size adjustment should be applied. The appropriate % adjustment should be made in accordance with the scale for contract size adjustment specified under section 6 of the RCG 2023 Guidance notes. The currency ERC rates are set at £4m (Four Million Pounds) @ 1st April 2021 (AVD) for the RCG 2023 Publication. | The data consists of a typical Industrial shell. Works include the Industrial shell as described and includes works up to 1m perimeter to the building (1m wide paving slabs & foul/storm drainage). Costs are for the shell only and do not include for internal rooms such as offices or toilets which should be added for seperately. See Variations for assistance. | - | - | - | - | - | If no heating is present a deduction of £28m2 (GIA) should be made to the beacon cost. Internal offices (in Industrial complexes) should be added by reference to Cost Guide code series 42P04A -42P40V, Internal WC - 42P40W, amenity blocks - showers & toilets (New code TBC) & Canteens (New CodeTBC) | - | - | - |  | m2 | - | 3 - INDUSTRIAL | David Grace | Jim Allen | #N/A | Option 1 | ERROR | 0% | 922.5848 | 662.3938 | 0% | 0% | 662.3938 | 0% | Price Book Data | P. Avo | VOA_GPN_GOV_UK\7243572 | 2021-09-24 | Low | - | Low | - | - | Copied to latest DCS. | NA | SPONS A&B | 2 | (BEAMS Note 2) Standard | - | - | 2 | FALSE
3488 | 42A08Z | 9119 | 42A08Z | Industrial Buildings | No Wall Cladding | 0 - 100m2 | Eaves Height - 27m | - | Building Area only; Site strip vegetation; Strip foundations; Column bases; Uninsulated Concrete GF slab with DPM and Mesh,150 thick up to 10,000m2, 200mm thick over 10,000m2 GIA; Steel Portal frame with bolts and baseplates; Coated galvanised trapezoidal roof sheets with no insulation, on steel purlins; Roof lights; valley gutters; matching fascia and soffit; Rainwater downpipes and gutters; Single phase electrics, lighting and power; Gas fuelled hot air burners; Underslab storm drainage from internal downpipes on building area greater than 1,000m2; | Location Adjustment Applicable (See Guidance Notes) - ERC = UK mean of 1.00 | (BEAMS Note 2) The ERC for this item should be added to all other rateable items on the hereditament (except land). Therefore the total of the ERC of the other Building Items and the P&M ERC (where applicable) to enable the correct contract size adjustment to be made. ERC of Building Component + ERC of P&M = Total ERC to which contract size adjustment should be applied. The appropriate % adjustment should be made in accordance with the scale for contract size adjustment specified under section 6 of the RCG 2023 Guidance notes. The currency ERC rates are set at £4m (Four Million Pounds) @ 1st April 2021 (AVD) for the RCG 2023 Publication. | The data consists of a typical Industrial shell. Works include the Industrial shell as described and includes works up to 1m perimeter to the building (1m wide paving slabs & foul/storm drainage). Costs are for the shell only and do not include for internal rooms such as offices or toilets which should be added for seperately. See Variations for assistance. | - | - | - | - | - | If no heating is present a deduction of £28m2 (GIA) should be made to the beacon cost. Internal offices (in Industrial complexes) should be added by reference to Cost Guide code series 42P04A -42P40V, Internal WC - 42P40W, amenity blocks - showers & toilets (New code TBC) & Canteens (New CodeTBC) | - | - | - |  | m2 | - | 3 - INDUSTRIAL | David Grace | Jim Allen | #N/A | Option 1 | ERROR | 0% | 925.892 | 664.7683 | 0% | 0% | 664.7683 | 0% | Price Book Data | P. Avo | VOA_GPN_GOV_UK\7243572 | 2021-09-24 | Low | - | Low | - | - | Copied to latest DCS. | NA | SPONS A&B | 2 | (BEAMS Note 2) Standard | - | - | 2 | FALSE
3489 | 42A09A | 9120 | 42A09A | Industrial Buildings | No Wall Cladding | 0 - 100m2 | Eaves Height - 28m | - | Building Area only; Site strip vegetation; Strip foundations; Column bases; Uninsulated Concrete GF slab with DPM and Mesh,150 thick up to 10,000m2, 200mm thick over 10,000m2 GIA; Steel Portal frame with bolts and baseplates; Coated galvanised trapezoidal roof sheets with no insulation, on steel purlins; Roof lights; valley gutters; matching fascia and soffit; Rainwater downpipes and gutters; Single phase electrics, lighting and power; EXCLUDES heating ; Underslab storm drainage from internal downpipes on building area greater than 1,000m2 | Location Adjustment Applicable (See Guidance Notes) - ERC = UK mean of 1.00 | (BEAMS Note 2) The ERC for this item should be added to all other rateable items on the hereditament (except land). Therefore the total of the ERC of the other Building Items and the P&M ERC (where applicable) to enable the correct contract size adjustment to be made. ERC of Building Component + ERC of P&M = Total ERC to which contract size adjustment should be applied. The appropriate % adjustment should be made in accordance with the scale for contract size adjustment specified under section 6 of the RCG 2023 Guidance notes. The currency ERC rates are set at £4m (Four Million Pounds) @ 1st April 2021 (AVD) for the RCG 2023 Publication. | The data consists of a typical Industrial shell. Works include the Industrial shell as described and includes works up to 1m perimeter to the building (1m wide paving slabs & foul/storm drainage). Costs are for the shell only and do not include for internal rooms such as offices or toilets which should be added for seperately. See Variations for assistance. | - | - | - | - | - | If heating is required an addition of £32/m2 (GIA) should be made to the beacon cost. Internal offices (in Industrial complexes) should be added by reference to Cost Guide code series 42P04A -42P40V, Internal WC - 42P40W | - | - | - |  | m2 | - | 3 - INDUSTRIAL | David Grace | Jim Allen | #N/A | Option 1 | ERROR | 0% | 929.1992 | 667.1428 | 0% | 0% | 667.1428 | 0% | Price Book Data | P. Avo | VOA_GPN_GOV_UK\7243572 | 2021-09-24 | Low | - | Low | - | - | Copied to latest DCS. | NA | SPONS A&B | 2 | (BEAMS Note 2) Standard | - | - | 2 | TRUE
3490 | 42A09B | 9121 | 42A09B | Industrial Buildings | No Wall Cladding | 0 - 100m2 | Eaves Height - 29m | - | Building Area only; Site strip vegetation; Strip foundations; Column bases; Uninsulated Concrete GF slab with DPM and Mesh,150 thick up to 10,000m2, 200mm thick over 10,000m2 GIA; Steel Portal frame with bolts and baseplates; Coated galvanised trapezoidal roof sheets with no insulation, on steel purlins; Roof lights; valley gutters; matching fascia and soffit; Rainwater downpipes and gutters; Single phase electrics, lighting and power; EXCLUDES heating ; Underslab storm drainage from internal downpipes on building area greater than 1,000m2 | Location Adjustment Applicable (See Guidance Notes) - ERC = UK mean of 1.00 | (BEAMS Note 2) The ERC for this item should be added to all other rateable items on the hereditament (except land). Therefore the total of the ERC of the other Building Items and the P&M ERC (where applicable) to enable the correct contract size adjustment to be made. ERC of Building Component + ERC of P&M = Total ERC to which contract size adjustment should be applied. The appropriate % adjustment should be made in accordance with the scale for contract size adjustment specified under section 6 of the RCG 2023 Guidance notes. The currency ERC rates are set at £4m (Four Million Pounds) @ 1st April 2021 (AVD) for the RCG 2023 Publication. | The data consists of a typical Industrial shell. Works include the Industrial shell as described and includes works up to 1m perimeter to the building (1m wide paving slabs & foul/storm drainage). Costs are for the shell only and do not include for internal rooms such as offices or toilets which should be added for seperately. See Variations for assistance. | - | - | - | - | - | If heating is required an addition of £32/m2 (GIA) should be made to the beacon cost. Internal offices (in Industrial complexes) should be added by reference to Cost Guide code series 42P04A -42P40V, Internal WC - 42P40W | - | - | - |  | m2 | - | 3 - INDUSTRIAL | David Grace | Jim Allen | #N/A | Option 1 | ERROR | 0% | 932.5064 | 669.5173 | 0% | 0% | 669.5173 | 0% | Price Book Data | P. Avo | VOA_GPN_GOV_UK\7243572 | 2021-09-24 | Low | - | Low | - | - | Copied to latest DCS. | NA | SPONS A&B | 2 | (BEAMS Note 2) Standard | - | - | 2 | TRUE
3491 | 42A09C | 9122 | 42A09C | Industrial Buildings | No Wall Cladding | 0 - 100m2 | Eaves Height - 30m | - | Building Area only; Site strip vegetation; Strip foundations; Column bases; Uninsulated Concrete GF slab with DPM and Mesh,150 thick up to 10,000m2, 200mm thick over 10,000m2 GIA; Steel Portal frame with bolts and baseplates; Coated galvanised trapezoidal roof sheets with no insulation, on steel purlins; Roof lights; valley gutters; matching fascia and soffit; Rainwater downpipes and gutters; Single phase electrics, lighting and power; EXCLUDES heating ; Underslab storm drainage from internal downpipes on building area greater than 1,000m2 | Location Adjustment Applicable (See Guidance Notes) - ERC = UK mean of 1.00 | (BEAMS Note 2) The ERC for this item should be added to all other rateable items on the hereditament (except land). Therefore the total of the ERC of the other Building Items and the P&M ERC (where applicable) to enable the correct contract size adjustment to be made. ERC of Building Component + ERC of P&M = Total ERC to which contract size adjustment should be applied. The appropriate % adjustment should be made in accordance with the scale for contract size adjustment specified under section 6 of the RCG 2023 Guidance notes. The currency ERC rates are set at £4m (Four Million Pounds) @ 1st April 2021 (AVD) for the RCG 2023 Publication. | The data consists of a typical Industrial shell. Works include the Industrial shell as described and includes works up to 1m perimeter to the building (1m wide paving slabs & foul/storm drainage). Costs are for the shell only and do not include for internal rooms such as offices or toilets which should be added for seperately. See Variations for assistance. | - | - | - | - | - | If heating is required an addition of £32/m2 (GIA) should be made to the beacon cost. Internal offices (in Industrial complexes) should be added by reference to Cost Guide code series 42P04A -42P40V, Internal WC - 42P40W | - | - | - |  | m2 | - | 3 - INDUSTRIAL | David Grace | Jim Allen | #N/A | Option 1 | ERROR | 0% | 935.8136 | 671.8918 | 0% | 0% | 671.8918 | 0% | Price Book Data | P. Avo | VOA_GPN_GOV_UK\7243572 | 2021-09-24 | Low | - | Low | - | - | Copied to latest DCS. | NA | SPONS A&B | 2 | (BEAMS Note 2) Standard | - | - | 2 | TRUE
3492 | 42A09D | 9123 | 42A09D | Industrial Buildings | No Wall Cladding | 0 - 100m2 | Eaves Height - 31m | - | Building Area only; Site strip vegetation; Strip foundations; Column bases; Uninsulated Concrete GF slab with DPM and Mesh,150 thick up to 10,000m2, 200mm thick over 10,000m2 GIA; Steel Portal frame with bolts and baseplates; Coated galvanised trapezoidal roof sheets with no insulation, on steel purlins; Roof lights; valley gutters; matching fascia and soffit; Rainwater downpipes and gutters; Single phase electrics, lighting and power; EXCLUDES heating ; Underslab storm drainage from internal downpipes on building area greater than 1,000m2 | Location Adjustment Applicable (See Guidance Notes) - ERC = UK mean of 1.00 | (BEAMS Note 2) The ERC for this item should be added to all other rateable items on the hereditament (except land). Therefore the total of the ERC of the other Building Items and the P&M ERC (where applicable) to enable the correct contract size adjustment to be made. ERC of Building Component + ERC of P&M = Total ERC to which contract size adjustment should be applied. The appropriate % adjustment should be made in accordance with the scale for contract size adjustment specified under section 6 of the RCG 2023 Guidance notes. The currency ERC rates are set at £4m (Four Million Pounds) @ 1st April 2021 (AVD) for the RCG 2023 Publication. | The data consists of a typical Industrial shell. Works include the Industrial shell as described and includes works up to 1m perimeter to the building (1m wide paving slabs & foul/storm drainage). Costs are for the shell only and do not include for internal rooms such as offices or toilets which should be added for seperately. See Variations for assistance. | - | - | - | - | - | If heating is required an addition of £32/m2 (GIA) should be made to the beacon cost. Internal offices (in Industrial complexes) should be added by reference to Cost Guide code series 42P04A -42P40V, Internal WC - 42P40W | - | - | - |  | m2 | - | 3 - INDUSTRIAL | David Grace | Jim Allen | #N/A | Option 1 | ERROR | 0% | 939.1208 | 674.2663 | 0% | 0% | 674.2663 | 0% | Price Book Data | P. Avo | VOA_GPN_GOV_UK\7243572 | 2021-09-24 | Low | - | Low | - | - | Copied to latest DCS. | NA | SPONS A&B | 2 | (BEAMS Note 2) Standard | - | - | 2 | TRUE
3493 | 42A09E | 9124 | 42A09E | Industrial Buildings | No Wall Cladding | 0 - 100m2 | Eaves Height - 32m | - | Building Area only; Site strip vegetation; Strip foundations; Column bases; Uninsulated Concrete GF slab with DPM and Mesh,150 thick up to 10,000m2, 200mm thick over 10,000m2 GIA; Steel Portal frame with bolts and baseplates; Coated galvanised trapezoidal roof sheets with no insulation, on steel purlins; Roof lights; valley gutters; matching fascia and soffit; Rainwater downpipes and gutters; Single phase electrics, lighting and power; EXCLUDES heating ; Underslab storm drainage from internal downpipes on building area greater than 1,000m2 | Location Adjustment Applicable (See Guidance Notes) - ERC = UK mean of 1.00 | (BEAMS Note 2) The ERC for this item should be added to all other rateable items on the hereditament (except land). Therefore the total of the ERC of the other Building Items and the P&M ERC (where applicable) to enable the correct contract size adjustment to be made. ERC of Building Component + ERC of P&M = Total ERC to which contract size adjustment should be applied. The appropriate % adjustment should be made in accordance with the scale for contract size adjustment specified under section 6 of the RCG 2023 Guidance notes. The currency ERC rates are set at £4m (Four Million Pounds) @ 1st April 2021 (AVD) for the RCG 2023 Publication. | The data consists of a typical Industrial shell. Works include the Industrial shell as described and includes works up to 1m perimeter to the building (1m wide paving slabs & foul/storm drainage). Costs are for the shell only and do not include for internal rooms such as offices or toilets which should be added for seperately. See Variations for assistance. | - | - | - | - | - | If heating is required an addition of £32/m2 (GIA) should be made to the beacon cost. Internal offices (in Industrial complexes) should be added by reference to Cost Guide code series 42P04A -42P40V, Internal WC - 42P40W | - | - | - |  | m2 | - | 3 - INDUSTRIAL | David Grace | Jim Allen | #N/A | Option 1 | ERROR | 0% | 942.428 | 676.6408 | 0% | 0% | 676.6408 | 0% | Price Book Data | P. Avo | VOA_GPN_GOV_UK\7243572 | 2021-09-24 | Low | - | Low | - | - | Copied to latest DCS. | NA | SPONS A&B | 2 | (BEAMS Note 2) Standard | - | - | 2 | TRUE
3494 | 42A09F | 9125 | 42A09F | Industrial Buildings | No Wall Cladding | 0 - 100m2 | Eaves Height - 33m | - | Building Area only; Site strip vegetation; Strip foundations; Column bases; Uninsulated Concrete GF slab with DPM and Mesh,150 thick up to 10,000m2, 200mm thick over 10,000m2 GIA; Steel Portal frame with bolts and baseplates; Coated galvanised trapezoidal roof sheets with no insulation, on steel purlins; Roof lights; valley gutters; matching fascia and soffit; Rainwater downpipes and gutters; Single phase electrics, lighting and power; EXCLUDES heating ; Underslab storm drainage from internal downpipes on building area greater than 1,000m2 | Location Adjustment Applicable (See Guidance Notes) - ERC = UK mean of 1.00 | (BEAMS Note 2) The ERC for this item should be added to all other rateable items on the hereditament (except land). Therefore the total of the ERC of the other Building Items and the P&M ERC (where applicable) to enable the correct contract size adjustment to be made. ERC of Building Component + ERC of P&M = Total ERC to which contract size adjustment should be applied. The appropriate % adjustment should be made in accordance with the scale for contract size adjustment specified under section 6 of the RCG 2023 Guidance notes. The currency ERC rates are set at £4m (Four Million Pounds) @ 1st April 2021 (AVD) for the RCG 2023 Publication. | The data consists of a typical Industrial shell. Works include the Industrial shell as described and includes works up to 1m perimeter to the building (1m wide paving slabs & foul/storm drainage). Costs are for the shell only and do not include for internal rooms such as offices or toilets which should be added for seperately. See Variations for assistance. | - | - | - | - | - | If heating is required an addition of £32/m2 (GIA) should be made to the beacon cost. Internal offices (in Industrial complexes) should be added by reference to Cost Guide code series 42P04A -42P40V, Internal WC - 42P40W | - | - | - |  | m2 | - | 3 - INDUSTRIAL | David Grace | Jim Allen | #N/A | Option 1 | ERROR | 0% | 945.7352 | 679.0153 | 0% | 0% | 679.0153 | 0% | Price Book Data | P. Avo | VOA_GPN_GOV_UK\7243572 | 2021-09-24 | Low | - | Low | - | - | Copied to latest DCS. | NA | SPONS A&B | 2 | (BEAMS Note 2) Standard | - | - | 2 | TRUE
3495 | 42A09G | 9126 | 42A09G | Industrial Buildings | No Wall Cladding | 0 - 100m2 | Eaves Height - 34m | - | Building Area only; Site strip vegetation; Strip foundations; Column bases; Uninsulated Concrete GF slab with DPM and Mesh,150 thick up to 10,000m2, 200mm thick over 10,000m2 GIA; Steel Portal frame with bolts and baseplates; Coated galvanised trapezoidal roof sheets with no insulation, on steel purlins; Roof lights; valley gutters; matching fascia and soffit; Rainwater downpipes and gutters; Single phase electrics, lighting and power; EXCLUDES heating ; Underslab storm drainage from internal downpipes on building area greater than 1,000m2 | Location Adjustment Applicable (See Guidance Notes) - ERC = UK mean of 1.00 | (BEAMS Note 2) The ERC for this item should be added to all other rateable items on the hereditament (except land). Therefore the total of the ERC of the other Building Items and the P&M ERC (where applicable) to enable the correct contract size adjustment to be made. ERC of Building Component + ERC of P&M = Total ERC to which contract size adjustment should be applied. The appropriate % adjustment should be made in accordance with the scale for contract size adjustment specified under section 6 of the RCG 2023 Guidance notes. The currency ERC rates are set at £4m (Four Million Pounds) @ 1st April 2021 (AVD) for the RCG 2023 Publication. | The data consists of a typical Industrial shell. Works include the Industrial shell as described and includes works up to 1m perimeter to the building (1m wide paving slabs & foul/storm drainage). Costs are for the shell only and do not include for internal rooms such as offices or toilets which should be added for seperately. See Variations for assistance. | - | - | - | - | - | If heating is required an addition of £32/m2 (GIA) should be made to the beacon cost. Internal offices (in Industrial complexes) should be added by reference to Cost Guide code series 42P04A -42P40V, Internal WC - 42P40W | - | - | - |  | m2 | - | 3 - INDUSTRIAL | David Grace | Jim Allen | #N/A | Option 1 | ERROR | 0% | 949.0424 | 681.3898 | 0% | 0% | 681.3898 | 0% | Price Book Data | P. Avo | VOA_GPN_GOV_UK\7243572 | 2021-09-24 | Low | - | Low | - | - | Copied to latest DCS. | NA | SPONS A&B | 2 | (BEAMS Note 2) Standard | - | - | 2 | TRUE
3496 | 42A09H | 9127 | 42A09H | Industrial Buildings | No Wall Cladding | 0 - 100m2 | Eaves Height - 35m | - | Building Area only; Site strip vegetation; Strip foundations; Column bases; Uninsulated Concrete GF slab with DPM and Mesh,150 thick up to 10,000m2, 200mm thick over 10,000m2 GIA; Steel Portal frame with bolts and baseplates; Coated galvanised trapezoidal roof sheets with no insulation, on steel purlins; Roof lights; valley gutters; matching fascia and soffit; Rainwater downpipes and gutters; Single phase electrics, lighting and power; EXCLUDES heating ; Underslab storm drainage from internal downpipes on building area greater than 1,000m2 | Location Adjustment Applicable (See Guidance Notes) - ERC = UK mean of 1.00 | (BEAMS Note 2) The ERC for this item should be added to all other rateable items on the hereditament (except land). Therefore the total of the ERC of the other Building Items and the P&M ERC (where applicable) to enable the correct contract size adjustment to be made. ERC of Building Component + ERC of P&M = Total ERC to which contract size adjustment should be applied. The appropriate % adjustment should be made in accordance with the scale for contract size adjustment specified under section 6 of the RCG 2023 Guidance notes. The currency ERC rates are set at £4m (Four Million Pounds) @ 1st April 2021 (AVD) for the RCG 2023 Publication. | The data consists of a typical Industrial shell. Works include the Industrial shell as described and includes works up to 1m perimeter to the building (1m wide paving slabs & foul/storm drainage). Costs are for the shell only and do not include for internal rooms such as offices or toilets which should be added for seperately. See Variations for assistance. | - | - | - | - | - | If heating is required an addition of £32/m2 (GIA) should be made to the beacon cost. Internal offices (in Industrial complexes) should be added by reference to Cost Guide code series 42P04A -42P40V, Internal WC - 42P40W | - | - | - |  | m2 | - | 3 - INDUSTRIAL | David Grace | Jim Allen | #N/A | Option 1 | ERROR | 0% | 952.3496 | 683.7643 | 0% | 0% | 683.7643 | 0% | Price Book Data | P. Avo | VOA_GPN_GOV_UK\7243572 | 2021-09-24 | Low | - | Low | - | - | Copied to latest DCS. | NA | SPONS A&B | 2 | (BEAMS Note 2) Standard | - | - | 2 | TRUE
3497 | 42A10K | 9163 | 42A10K | Industrial Buildings | No Wall Cladding | 101 - 250m2 | Eaves Height - 21m | - | Building Area only; Site strip vegetation; Strip foundations; Column bases; Uninsulated Concrete GF slab with DPM and Mesh,150 thick up to 10,000m2, 200mm thick over 10,000m2 GIA; Steel Portal frame with bolts and baseplates; Coated galvanised trapezoidal roof sheets with no insulation, on steel purlins; Roof lights; valley gutters; matching fascia and soffit; Rainwater downpipes and gutters; Single phase electrics, lighting and power; EXCLUDES heating ; Underslab storm drainage from internal downpipes on building area greater than 1,000m2 | Location Adjustment Applicable (See Guidance Notes) - ERC = UK mean of 1.00 | (BEAMS Note 2) The ERC for this item should be added to all other rateable items on the hereditament (except land). Therefore the total of the ERC of the other Building Items and the P&M ERC (where applicable) to enable the correct contract size adjustment to be made. ERC of Building Component + ERC of P&M = Total ERC to which contract size adjustment should be applied. The appropriate % adjustment should be made in accordance with the scale for contract size adjustment specified under section 6 of the RCG 2023 Guidance notes. The currency ERC rates are set at £4m (Four Million Pounds) @ 1st April 2021 (AVD) for the RCG 2023 Publication. | The data consists of a typical Industrial shell. Works include the Industrial shell as described and includes works up to 1m perimeter to the building (1m wide paving slabs & foul/storm drainage). Costs are for the shell only and do not include for internal rooms such as offices or toilets which should be added for seperately. See Variations for assistance. | - | - | - | - | - | If heating is required an addition of £32/m2 (GIA) should be made to the beacon cost. Internal offices (in Industrial complexes) should be added by reference to Cost Guide code series 42P04A -42P40V, Internal WC - 42P40W | - | - | - |  | m2 | - | 3 - INDUSTRIAL | David Grace | Jim Allen | #N/A | Option 1 | ERROR | 0% | 792.6498 | 569.1036 | 0% | 0% | 569.1036 | 0% | Price Book Data | P. Avo | VOA_GPN_GOV_UK\7243572 | 2021-09-20 | Low | - | Low | - | - | Copied to latest DCS. | NA | SPONS A&B | 2 | (BEAMS Note 2) Standard | - | - | 2 | TRUE
3498 | 42A10L | 9164 | 42A10L | Industrial Buildings | No Wall Cladding | 101 - 250m2 | Eaves Height - 22m | - | Building Area only; Site strip vegetation; Strip foundations; Column bases; Uninsulated Concrete GF slab with DPM and Mesh,150 thick up to 10,000m2, 200mm thick over 10,000m2 GIA; Steel Portal frame with bolts and baseplates; Coated galvanised trapezoidal roof sheets with no insulation, on steel purlins; Roof lights; valley gutters; matching fascia and soffit; Rainwater downpipes and gutters; Single phase electrics, lighting and power; EXCLUDES heating ; Underslab storm drainage from internal downpipes on building area greater than 1,000m2 | Location Adjustment Applicable (See Guidance Notes) - ERC = UK mean of 1.00 | (BEAMS Note 2) The ERC for this item should be added to all other rateable items on the hereditament (except land). Therefore the total of the ERC of the other Building Items and the P&M ERC (where applicable) to enable the correct contract size adjustment to be made. ERC of Building Component + ERC of P&M = Total ERC to which contract size adjustment should be applied. The appropriate % adjustment should be made in accordance with the scale for contract size adjustment specified under section 6 of the RCG 2023 Guidance notes. The currency ERC rates are set at £4m (Four Million Pounds) @ 1st April 2021 (AVD) for the RCG 2023 Publication. | The data consists of a typical Industrial shell. Works include the Industrial shell as described and includes works up to 1m perimeter to the building (1m wide paving slabs & foul/storm drainage). Costs are for the shell only and do not include for internal rooms such as offices or toilets which should be added for seperately. See Variations for assistance. | - | - | - | - | - | If heating is required an addition of £32/m2 (GIA) should be made to the beacon cost. Internal offices (in Industrial complexes) should be added by reference to Cost Guide code series 42P04A -42P40V, Internal WC - 42P40W | - | - | - |  | m2 | - | 3 - INDUSTRIAL | David Grace | Jim Allen | #N/A | Option 1 | ERROR | 0% | 795.2956 | 571.0032 | 0% | 0% | 571.0032 | 0% | Price Book Data | P. Avo | VOA_GPN_GOV_UK\7243572 | 2021-09-20 | Low | - | Low | - | - | Copied to latest DCS. | NA | SPONS A&B | 2 | (BEAMS Note 2) Standard | - | - | 2 | TRUE
3499 | 42A10M | 9165 | 42A10M | Industrial Buildings | No Wall Cladding | 101 - 250m2 | Eaves Height - 23m | - | Building Area only; Site strip vegetation; Strip foundations; Column bases; Uninsulated Concrete GF slab with DPM and Mesh,150 thick up to 10,000m2, 200mm thick over 10,000m2 GIA; Steel Portal frame with bolts and baseplates; Coated galvanised trapezoidal roof sheets with no insulation, on steel purlins; Roof lights; valley gutters; matching fascia and soffit; Rainwater downpipes and gutters; Single phase electrics, lighting and power; EXCLUDES heating ; Underslab storm drainage from internal downpipes on building area greater than 1,000m2 | Location Adjustment Applicable (See Guidance Notes) - ERC = UK mean of 1.00 | (BEAMS Note 2) The ERC for this item should be added to all other rateable items on the hereditament (except land). Therefore the total of the ERC of the other Building Items and the P&M ERC (where applicable) to enable the correct contract size adjustment to be made. ERC of Building Component + ERC of P&M = Total ERC to which contract size adjustment should be applied. The appropriate % adjustment should be made in accordance with the scale for contract size adjustment specified under section 6 of the RCG 2023 Guidance notes. The currency ERC rates are set at £4m (Four Million Pounds) @ 1st April 2021 (AVD) for the RCG 2023 Publication. | The data consists of a typical Industrial shell. Works include the Industrial shell as described and includes works up to 1m perimeter to the building (1m wide paving slabs & foul/storm drainage). Costs are for the shell only and do not include for internal rooms such as offices or toilets which should be added for seperately. See Variations for assistance. | - | - | - | - | - | If heating is required an addition of £32/m2 (GIA) should be made to the beacon cost. Internal offices (in Industrial complexes) should be added by reference to Cost Guide code series 42P04A -42P40V, Internal WC - 42P40W | - | - | - |  | m2 | - | 3 - INDUSTRIAL | David Grace | Jim Allen | #N/A | Option 1 | ERROR | 0% | 797.9413 | 572.9028 | 0% | 0% | 572.9028 | 0% | Price Book Data | P. Avo | VOA_GPN_GOV_UK\7243572 | 2021-09-20 | Low | - | Low | - | - | Copied to latest DCS. | NA | SPONS A&B | 2 | (BEAMS Note 2) Standard | - | - | 2 | TRUE
3500 | 42A10N | 9166 | 42A10N | Industrial Buildings | No Wall Cladding | 101 - 250m2 | Eaves Height - 24m | - | Building Area only; Site strip vegetation; Strip foundations; Column bases; Uninsulated Concrete GF slab with DPM and Mesh,150 thick up to 10,000m2, 200mm thick over 10,000m2 GIA; Steel Portal frame with bolts and baseplates; Coated galvanised trapezoidal roof sheets with no insulation, on steel purlins; Roof lights; valley gutters; matching fascia and soffit; Rainwater downpipes and gutters; Single phase electrics, lighting and power; EXCLUDES heating ; Underslab storm drainage from internal downpipes on building area greater than 1,000m2 | Location Adjustment Applicable (See Guidance Notes) - ERC = UK mean of 1.00 | (BEAMS Note 2) The ERC for this item should be added to all other rateable items on the hereditament (except land). Therefore the total of the ERC of the other Building Items and the P&M ERC (where applicable) to enable the correct contract size adjustment to be made. ERC of Building Component + ERC of P&M = Total ERC to which contract size adjustment should be applied. The appropriate % adjustment should be made in accordance with the scale for contract size adjustment specified under section 6 of the RCG 2023 Guidance notes. The currency ERC rates are set at £4m (Four Million Pounds) @ 1st April 2021 (AVD) for the RCG 2023 Publication. | The data consists of a typical Industrial shell. Works include the Industrial shell as described and includes works up to 1m perimeter to the building (1m wide paving slabs & foul/storm drainage). Costs are for the shell only and do not include for internal rooms such as offices or toilets which should be added for seperately. See Variations for assistance. | - | - | - | - | - | If heating is required an addition of £32/m2 (GIA) should be made to the beacon cost. Internal offices (in Industrial complexes) should be added by reference to Cost Guide code series 42P04A -42P40V, Internal WC - 42P40W | - | - | - |  | m2 | - | 3 - INDUSTRIAL | David Grace | Jim Allen | #N/A | Option 1 | ERROR | 0% | 800.5871 | 574.8024 | 0% | 0% | 574.8024 | 0% | Price Book Data | P. Avo | VOA_GPN_GOV_UK\7243572 | 2021-09-20 | Low | - | Low | - | - | Copied to latest DCS. | NA | SPONS A&B | 2 | (BEAMS Note 2) Standard | - | - | 2 | TRUE
3501 | 42A10P | 9167 | 42A10P | Industrial Buildings | No Wall Cladding | 101 - 250m2 | Eaves Height - 25m | - | Building Area only; Site strip vegetation; Strip foundations; Column bases; Uninsulated Concrete GF slab with DPM and Mesh,150 thick up to 10,000m2, 200mm thick over 10,000m2 GIA; Steel Portal frame with bolts and baseplates; Coated galvanised trapezoidal roof sheets with no insulation, on steel purlins; Roof lights; valley gutters; matching fascia and soffit; Rainwater downpipes and gutters; Single phase electrics, lighting and power; EXCLUDES heating ; Underslab storm drainage from internal downpipes on building area greater than 1,000m2 | Location Adjustment Applicable (See Guidance Notes) - ERC = UK mean of 1.00 | (BEAMS Note 2) The ERC for this item should be added to all other rateable items on the hereditament (except land). Therefore the total of the ERC of the other Building Items and the P&M ERC (where applicable) to enable the correct contract size adjustment to be made. ERC of Building Component + ERC of P&M = Total ERC to which contract size adjustment should be applied. The appropriate % adjustment should be made in accordance with the scale for contract size adjustment specified under section 6 of the RCG 2023 Guidance notes. The currency ERC rates are set at £4m (Four Million Pounds) @ 1st April 2021 (AVD) for the RCG 2023 Publication. | The data consists of a typical Industrial shell. Works include the Industrial shell as described and includes works up to 1m perimeter to the building (1m wide paving slabs & foul/storm drainage). Costs are for the shell only and do not include for internal rooms such as offices or toilets which should be added for seperately. See Variations for assistance. | - | - | - | - | - | If heating is required an addition of £32/m2 (GIA) should be made to the beacon cost. Internal offices (in Industrial complexes) should be added by reference to Cost Guide code series 42P04A -42P40V, Internal WC - 42P40W | - | - | - |  | m2 | - | 3 - INDUSTRIAL | David Grace | Jim Allen | #N/A | Option 1 | ERROR | 0% | 803.2328 | 576.702 | 0% | 0% | 576.702 | 0% | Price Book Data | P. Avo | VOA_GPN_GOV_UK\7243572 | 2021-09-20 | Low | - | Low | - | - | Copied to latest DCS. | NA | SPONS A&B | 2 | (BEAMS Note 2) Standard | - | - | 2 | TRUE
3502 | 42A10Q | 9168 | 42A10Q | Industrial Buildings | No Wall Cladding | 101 - 250m2 | Eaves Height - 26m | - | Building Area only; Site strip vegetation; Strip foundations; Column bases; Uninsulated Concrete GF slab with DPM and Mesh,150 thick up to 10,000m2, 200mm thick over 10,000m2 GIA; Steel Portal frame with bolts and baseplates; Coated galvanised trapezoidal roof sheets with no insulation, on steel purlins; Roof lights; valley gutters; matching fascia and soffit; Rainwater downpipes and gutters; Single phase electrics, lighting and power; EXCLUDES heating ; Underslab storm drainage from internal downpipes on building area greater than 1,000m2 | Location Adjustment Applicable (See Guidance Notes) - ERC = UK mean of 1.00 | (BEAMS Note 2) The ERC for this item should be added to all other rateable items on the hereditament (except land). Therefore the total of the ERC of the other Building Items and the P&M ERC (where applicable) to enable the correct contract size adjustment to be made. ERC of Building Component + ERC of P&M = Total ERC to which contract size adjustment should be applied. The appropriate % adjustment should be made in accordance with the scale for contract size adjustment specified under section 6 of the RCG 2023 Guidance notes. The currency ERC rates are set at £4m (Four Million Pounds) @ 1st April 2021 (AVD) for the RCG 2023 Publication. | The data consists of a typical Industrial shell. Works include the Industrial shell as described and includes works up to 1m perimeter to the building (1m wide paving slabs & foul/storm drainage). Costs are for the shell only and do not include for internal rooms such as offices or toilets which should be added for seperately. See Variations for assistance. | - | - | - | - | - | If heating is required an addition of £32/m2 (GIA) should be made to the beacon cost. Internal offices (in Industrial complexes) should be added by reference to Cost Guide code series 42P04A -42P40V, Internal WC - 42P40W | - | - | - |  | m2 | - | 3 - INDUSTRIAL | David Grace | Jim Allen | #N/A | Option 1 | ERROR | 0% | 805.8786 | 578.6016 | 0% | 0% | 578.6016 | 0% | Price Book Data | P. Avo | VOA_GPN_GOV_UK\7243572 | 2021-09-20 | Low | - | Low | - | - | Copied to latest DCS. | NA | SPONS A&B | 2 | (BEAMS Note 2) Standard | - | - | 2 | TRUE
3503 | 42A10R | 9169 | 42A10R | Industrial Buildings | No Wall Cladding | 101 - 250m2 | Eaves Height - 27m | - | Building Area only; Site strip vegetation; Strip foundations; Column bases; Uninsulated Concrete GF slab with DPM and Mesh,150 thick up to 10,000m2, 200mm thick over 10,000m2 GIA; Steel Portal frame with bolts and baseplates; Coated galvanised trapezoidal roof sheets with no insulation, on steel purlins; Roof lights; valley gutters; matching fascia and soffit; Rainwater downpipes and gutters; Single phase electrics, lighting and power; EXCLUDES heating ; Underslab storm drainage from internal downpipes on building area greater than 1,000m2 | Location Adjustment Applicable (See Guidance Notes) - ERC = UK mean of 1.00 | (BEAMS Note 2) The ERC for this item should be added to all other rateable items on the hereditament (except land). Therefore the total of the ERC of the other Building Items and the P&M ERC (where applicable) to enable the correct contract size adjustment to be made. ERC of Building Component + ERC of P&M = Total ERC to which contract size adjustment should be applied. The appropriate % adjustment should be made in accordance with the scale for contract size adjustment specified under section 6 of the RCG 2023 Guidance notes. The currency ERC rates are set at £4m (Four Million Pounds) @ 1st April 2021 (AVD) for the RCG 2023 Publication. | The data consists of a typical Industrial shell. Works include the Industrial shell as described and includes works up to 1m perimeter to the building (1m wide paving slabs & foul/storm drainage). Costs are for the shell only and do not include for internal rooms such as offices or toilets which should be added for seperately. See Variations for assistance. | - | - | - | - | - | If heating is required an addition of £32/m2 (GIA) should be made to the beacon cost. Internal offices (in Industrial complexes) should be added by reference to Cost Guide code series 42P04A -42P40V, Internal WC - 42P40W | - | - | - |  | m2 | - | 3 - INDUSTRIAL | David Grace | Jim Allen | #N/A | Option 1 | ERROR | 0% | 808.5244 | 580.5012 | 0% | 0% | 580.5012 | 0% | Price Book Data | P. Avo | VOA_GPN_GOV_UK\7243572 | 2021-09-20 | Low | - | Low | - | - | Copied to latest DCS. | NA | SPONS A&B | 2 | (BEAMS Note 2) Standard | - | - | 2 | TRUE
3504 | 42A10S | 9170 | 42A10S | Industrial Buildings | No Wall Cladding | 101 - 250m2 | Eaves Height - 28m | - | Building Area only; Site strip vegetation; Strip foundations; Column bases; Uninsulated Concrete GF slab with DPM and Mesh,150 thick up to 10,000m2, 200mm thick over 10,000m2 GIA; Steel Portal frame with bolts and baseplates; Coated galvanised trapezoidal roof sheets with no insulation, on steel purlins; Roof lights; valley gutters; matching fascia and soffit; Rainwater downpipes and gutters; Single phase electrics, lighting and power; EXCLUDES heating ; Underslab storm drainage from internal downpipes on building area greater than 1,000m2 | Location Adjustment Applicable (See Guidance Notes) - ERC = UK mean of 1.00 | (BEAMS Note 2) The ERC for this item should be added to all other rateable items on the hereditament (except land). Therefore the total of the ERC of the other Building Items and the P&M ERC (where applicable) to enable the correct contract size adjustment to be made. ERC of Building Component + ERC of P&M = Total ERC to which contract size adjustment should be applied. The appropriate % adjustment should be made in accordance with the scale for contract size adjustment specified under section 6 of the RCG 2023 Guidance notes. The currency ERC rates are set at £4m (Four Million Pounds) @ 1st April 2021 (AVD) for the RCG 2023 Publication. | The data consists of a typical Industrial shell. Works include the Industrial shell as described and includes works up to 1m perimeter to the building (1m wide paving slabs & foul/storm drainage). Costs are for the shell only and do not include for internal rooms such as offices or toilets which should be added for seperately. See Variations for assistance. | - | - | - | - | - | If heating is required an addition of £32/m2 (GIA) should be made to the beacon cost. Internal offices (in Industrial complexes) should be added by reference to Cost Guide code series 42P04A -42P40V, Internal WC - 42P40W | - | - | - |  | m2 | - | 3 - INDUSTRIAL | David Grace | Jim Allen | #N/A | Option 1 | ERROR | 0% | 811.1701 | 582.4007 | 0% | 0% | 582.4007 | 0% | Price Book Data | P. Avo | VOA_GPN_GOV_UK\7243572 | 2021-09-20 | Low | - | Low | - | - | Copied to latest DCS. | NA | SPONS A&B | 2 | (BEAMS Note 2) Standard | - | - | 2 | TRUE
3505 | 42A10T | 9171 | 42A10T | Industrial Buildings | No Wall Cladding | 101 - 250m2 | Eaves Height - 29m | - | Building Area only; Site strip vegetation; Strip foundations; Column bases; Uninsulated Concrete GF slab with DPM and Mesh,150 thick up to 10,000m2, 200mm thick over 10,000m2 GIA; Steel Portal frame with bolts and baseplates; Coated galvanised trapezoidal roof sheets with no insulation, on steel purlins; Roof lights; valley gutters; matching fascia and soffit; Rainwater downpipes and gutters; Single phase electrics, lighting and power; EXCLUDES heating ; Underslab storm drainage from internal downpipes on building area greater than 1,000m2 | Location Adjustment Applicable (See Guidance Notes) - ERC = UK mean of 1.00 | (BEAMS Note 2) The ERC for this item should be added to all other rateable items on the hereditament (except land). Therefore the total of the ERC of the other Building Items and the P&M ERC (where applicable) to enable the correct contract size adjustment to be made. ERC of Building Component + ERC of P&M = Total ERC to which contract size adjustment should be applied. The appropriate % adjustment should be made in accordance with the scale for contract size adjustment specified under section 6 of the RCG 2023 Guidance notes. The currency ERC rates are set at £4m (Four Million Pounds) @ 1st April 2021 (AVD) for the RCG 2023 Publication. | The data consists of a typical Industrial shell. Works include the Industrial shell as described and includes works up to 1m perimeter to the building (1m wide paving slabs & foul/storm drainage). Costs are for the shell only and do not include for internal rooms such as offices or toilets which should be added for seperately. See Variations for assistance. | - | - | - | - | - | If heating is required an addition of £32/m2 (GIA) should be made to the beacon cost. Internal offices (in Industrial complexes) should be added by reference to Cost Guide code series 42P04A -42P40V, Internal WC - 42P40W | - | - | - |  | m2 | - | 3 - INDUSTRIAL | David Grace | Jim Allen | #N/A | Option 1 | ERROR | 0% | 813.8159 | 584.3003 | 0% | 0% | 584.3003 | 0% | Price Book Data | P. Avo | VOA_GPN_GOV_UK\7243572 | 2021-09-20 | Low | - | Low | - | - | Copied to latest DCS. | NA | SPONS A&B | 2 | (BEAMS Note 2) Standard | - | - | 2 | TRUE
3506 | 42A10U | 9172 | 42A10U | Industrial Buildings | No Wall Cladding | 101 - 250m2 | Eaves Height - 30m | - | Building Area only; Site strip vegetation; Strip foundations; Column bases; Uninsulated Concrete GF slab with DPM and Mesh,150 thick up to 10,000m2, 200mm thick over 10,000m2 GIA; Steel Portal frame with bolts and baseplates; Coated galvanised trapezoidal roof sheets with no insulation, on steel purlins; Roof lights; valley gutters; matching fascia and soffit; Rainwater downpipes and gutters; Single phase electrics, lighting and power; EXCLUDES heating ; Underslab storm drainage from internal downpipes on building area greater than 1,000m2 | Location Adjustment Applicable (See Guidance Notes) - ERC = UK mean of 1.00 | (BEAMS Note 2) The ERC for this item should be added to all other rateable items on the hereditament (except land). Therefore the total of the ERC of the other Building Items and the P&M ERC (where applicable) to enable the correct contract size adjustment to be made. ERC of Building Component + ERC of P&M = Total ERC to which contract size adjustment should be applied. The appropriate % adjustment should be made in accordance with the scale for contract size adjustment specified under section 6 of the RCG 2023 Guidance notes. The currency ERC rates are set at £4m (Four Million Pounds) @ 1st April 2021 (AVD) for the RCG 2023 Publication. | The data consists of a typical Industrial shell. Works include the Industrial shell as described and includes works up to 1m perimeter to the building (1m wide paving slabs & foul/storm drainage). Costs are for the shell only and do not include for internal rooms such as offices or toilets which should be added for seperately. See Variations for assistance. | - | - | - | - | - | If heating is required an addition of £32/m2 (GIA) should be made to the beacon cost. Internal offices (in Industrial complexes) should be added by reference to Cost Guide code series 42P04A -42P40V, Internal WC - 42P40W | - | - | - |  | m2 | - | 3 - INDUSTRIAL | David Grace | Jim Allen | #N/A | Option 1 | ERROR | 0% | 816.4616 | 586.1999 | 0% | 0% | 586.1999 | 0% | Price Book Data | P. Avo | VOA_GPN_GOV_UK\7243572 | 2021-09-20 | Low | - | Low | - | - | Copied to latest DCS. | NA | SPONS A&B | 2 | (BEAMS Note 2) Standard | - | - | 2 | TRUE
3507 | 42A10V | 9173 | 42A10V | Industrial Buildings | No Wall Cladding | 101 - 250m2 | Eaves Height - 31m | - | Building Area only; Site strip vegetation; Strip foundations; Column bases; Uninsulated Concrete GF slab with DPM and Mesh,150 thick up to 10,000m2, 200mm thick over 10,000m2 GIA; Steel Portal frame with bolts and baseplates; Coated galvanised trapezoidal roof sheets with no insulation, on steel purlins; Roof lights; valley gutters; matching fascia and soffit; Rainwater downpipes and gutters; Single phase electrics, lighting and power; EXCLUDES heating ; Underslab storm drainage from internal downpipes on building area greater than 1,000m2 | Location Adjustment Applicable (See Guidance Notes) - ERC = UK mean of 1.00 | (BEAMS Note 2) The ERC for this item should be added to all other rateable items on the hereditament (except land). Therefore the total of the ERC of the other Building Items and the P&M ERC (where applicable) to enable the correct contract size adjustment to be made. ERC of Building Component + ERC of P&M = Total ERC to which contract size adjustment should be applied. The appropriate % adjustment should be made in accordance with the scale for contract size adjustment specified under section 6 of the RCG 2023 Guidance notes. The currency ERC rates are set at £4m (Four Million Pounds) @ 1st April 2021 (AVD) for the RCG 2023 Publication. | The data consists of a typical Industrial shell. Works include the Industrial shell as described and includes works up to 1m perimeter to the building (1m wide paving slabs & foul/storm drainage). Costs are for the shell only and do not include for internal rooms such as offices or toilets which should be added for seperately. See Variations for assistance. | - | - | - | - | - | If heating is required an addition of £32/m2 (GIA) should be made to the beacon cost. Internal offices (in Industrial complexes) should be added by reference to Cost Guide code series 42P04A -42P40V, Internal WC - 42P40W | - | - | - |  | m2 | - | 3 - INDUSTRIAL | David Grace | Jim Allen | #N/A | Option 1 | ERROR | 0% | 819.1074 | 588.0995 | 0% | 0% | 588.0995 | 0% | Price Book Data | P. Avo | VOA_GPN_GOV_UK\7243572 | 2021-09-20 | Low | - | Low | - | - | Copied to latest DCS. | NA | SPONS A&B | 2 | (BEAMS Note 2) Standard | - | - | 2 | TRUE
3508 | 42A10W | 9174 | 42A10W | Industrial Buildings | No Wall Cladding | 101 - 250m2 | Eaves Height - 32m | - | Building Area only; Site strip vegetation; Strip foundations; Column bases; Uninsulated Concrete GF slab with DPM and Mesh,150 thick up to 10,000m2, 200mm thick over 10,000m2 GIA; Steel Portal frame with bolts and baseplates; Coated galvanised trapezoidal roof sheets with no insulation, on steel purlins; Roof lights; valley gutters; matching fascia and soffit; Rainwater downpipes and gutters; Single phase electrics, lighting and power; EXCLUDES heating ; Underslab storm drainage from internal downpipes on building area greater than 1,000m2 | Location Adjustment Applicable (See Guidance Notes) - ERC = UK mean of 1.00 | (BEAMS Note 2) The ERC for this item should be added to all other rateable items on the hereditament (except land). Therefore the total of the ERC of the other Building Items and the P&M ERC (where applicable) to enable the correct contract size adjustment to be made. ERC of Building Component + ERC of P&M = Total ERC to which contract size adjustment should be applied. The appropriate % adjustment should be made in accordance with the scale for contract size adjustment specified under section 6 of the RCG 2023 Guidance notes. The currency ERC rates are set at £4m (Four Million Pounds) @ 1st April 2021 (AVD) for the RCG 2023 Publication. | The data consists of a typical Industrial shell. Works include the Industrial shell as described and includes works up to 1m perimeter to the building (1m wide paving slabs & foul/storm drainage). Costs are for the shell only and do not include for internal rooms such as offices or toilets which should be added for seperately. See Variations for assistance. | - | - | - | - | - | If heating is required an addition of £32/m2 (GIA) should be made to the beacon cost. Internal offices (in Industrial complexes) should be added by reference to Cost Guide code series 42P04A -42P40V, Internal WC - 42P40W | - | - | - |  | m2 | - | 3 - INDUSTRIAL | David Grace | Jim Allen | #N/A | Option 1 | ERROR | 0% | 821.7531 | 589.9991 | 0% | 0% | 589.9991 | 0% | Price Book Data | P. Avo | VOA_GPN_GOV_UK\7243572 | 2021-09-20 | Low | - | Low | - | - | Copied to latest DCS. | NA | SPONS A&B | 2 | (BEAMS Note 2) Standard | - | - | 2 | TRUE
3509 | 42A10X | 9175 | 42A10X | Industrial Buildings | No Wall Cladding | 101 - 250m2 | Eaves Height - 33m | - | Building Area only; Site strip vegetation; Strip foundations; Column bases; Uninsulated Concrete GF slab with DPM and Mesh,150 thick up to 10,000m2, 200mm thick over 10,000m2 GIA; Steel Portal frame with bolts and baseplates; Coated galvanised trapezoidal roof sheets with no insulation, on steel purlins; Roof lights; valley gutters; matching fascia and soffit; Rainwater downpipes and gutters; Single phase electrics, lighting and power; EXCLUDES heating ; Underslab storm drainage from internal downpipes on building area greater than 1,000m2 | Location Adjustment Applicable (See Guidance Notes) - ERC = UK mean of 1.00 | (BEAMS Note 2) The ERC for this item should be added to all other rateable items on the hereditament (except land). Therefore the total of the ERC of the other Building Items and the P&M ERC (where applicable) to enable the correct contract size adjustment to be made. ERC of Building Component + ERC of P&M = Total ERC to which contract size adjustment should be applied. The appropriate % adjustment should be made in accordance with the scale for contract size adjustment specified under section 6 of the RCG 2023 Guidance notes. The currency ERC rates are set at £4m (Four Million Pounds) @ 1st April 2021 (AVD) for the RCG 2023 Publication. | The data consists of a typical Industrial shell. Works include the Industrial shell as described and includes works up to 1m perimeter to the building (1m wide paving slabs & foul/storm drainage). Costs are for the shell only and do not include for internal rooms such as offices or toilets which should be added for seperately. See Variations for assistance. | - | - | - | - | - | If heating is required an addition of £32/m2 (GIA) should be made to the beacon cost. Internal offices (in Industrial complexes) should be added by reference to Cost Guide code series 42P04A -42P40V, Internal WC - 42P40W | - | - | - |  | m2 | - | 3 - INDUSTRIAL | David Grace | Jim Allen | #N/A | Option 1 | ERROR | 0% | 824.3989 | 591.8987 | 0% | 0% | 591.8987 | 0% | Price Book Data | P. Avo | VOA_GPN_GOV_UK\7243572 | 2021-09-20 | Low | - | Low | - | - | Copied to latest DCS. | NA | SPONS A&B | 2 | (BEAMS Note 2) Standard | - | - | 2 | TRUE
3510 | 42A10Y | 9176 | 42A10Y | Industrial Buildings | No Wall Cladding | 101 - 250m2 | Eaves Height - 34m | - | Building Area only; Site strip vegetation; Strip foundations; Column bases; Uninsulated Concrete GF slab with DPM and Mesh,150 thick up to 10,000m2, 200mm thick over 10,000m2 GIA; Steel Portal frame with bolts and baseplates; Coated galvanised trapezoidal roof sheets with no insulation, on steel purlins; Roof lights; valley gutters; matching fascia and soffit; Rainwater downpipes and gutters; Single phase electrics, lighting and power; EXCLUDES heating ; Underslab storm drainage from internal downpipes on building area greater than 1,000m2 | Location Adjustment Applicable (See Guidance Notes) - ERC = UK mean of 1.00 | (BEAMS Note 2) The ERC for this item should be added to all other rateable items on the hereditament (except land). Therefore the total of the ERC of the other Building Items and the P&M ERC (where applicable) to enable the correct contract size adjustment to be made. ERC of Building Component + ERC of P&M = Total ERC to which contract size adjustment should be applied. The appropriate % adjustment should be made in accordance with the scale for contract size adjustment specified under section 6 of the RCG 2023 Guidance notes. The currency ERC rates are set at £4m (Four Million Pounds) @ 1st April 2021 (AVD) for the RCG 2023 Publication. | The data consists of a typical Industrial shell. Works include the Industrial shell as described and includes works up to 1m perimeter to the building (1m wide paving slabs & foul/storm drainage). Costs are for the shell only and do not include for internal rooms such as offices or toilets which should be added for seperately. See Variations for assistance. | - | - | - | - | - | If heating is required an addition of £32/m2 (GIA) should be made to the beacon cost. Internal offices (in Industrial complexes) should be added by reference to Cost Guide code series 42P04A -42P40V, Internal WC - 42P40W | - | - | - |  | m2 | - | 3 - INDUSTRIAL | David Grace | Jim Allen | #N/A | Option 1 | ERROR | 0% | 827.0447 | 593.7983 | 0% | 0% | 593.7983 | 0% | Price Book Data | P. Avo | VOA_GPN_GOV_UK\7243572 | 2021-09-20 | Low | - | Low | - | - | Copied to latest DCS. | NA | SPONS A&B | 2 | (BEAMS Note 2) Standard | - | - | 2 | TRUE
3511 | 42A10Z | 9177 | 42A10Z | Industrial Buildings | No Wall Cladding | 101 - 250m2 | Eaves Height - 35m | - | Building Area only; Site strip vegetation; Strip foundations; Column bases; Uninsulated Concrete GF slab with DPM and Mesh,150 thick up to 10,000m2, 200mm thick over 10,000m2 GIA; Steel Portal frame with bolts and baseplates; Coated galvanised trapezoidal roof sheets with no insulation, on steel purlins; Roof lights; valley gutters; matching fascia and soffit; Rainwater downpipes and gutters; Single phase electrics, lighting and power; EXCLUDES heating ; Underslab storm drainage from internal downpipes on building area greater than 1,000m2 | Location Adjustment Applicable (See Guidance Notes) - ERC = UK mean of 1.00 | (BEAMS Note 2) The ERC for this item should be added to all other rateable items on the hereditament (except land). Therefore the total of the ERC of the other Building Items and the P&M ERC (where applicable) to enable the correct contract size adjustment to be made. ERC of Building Component + ERC of P&M = Total ERC to which contract size adjustment should be applied. The appropriate % adjustment should be made in accordance with the scale for contract size adjustment specified under section 6 of the RCG 2023 Guidance notes. The currency ERC rates are set at £4m (Four Million Pounds) @ 1st April 2021 (AVD) for the RCG 2023 Publication. | The data consists of a typical Industrial shell. Works include the Industrial shell as described and includes works up to 1m perimeter to the building (1m wide paving slabs & foul/storm drainage). Costs are for the shell only and do not include for internal rooms such as offices or toilets which should be added for seperately. See Variations for assistance. | - | - | - | - | - | If heating is required an addition of £32/m2 (GIA) should be made to the beacon cost. Internal offices (in Industrial complexes) should be added by reference to Cost Guide code series 42P04A -42P40V, Internal WC - 42P40W | - | - | - |  | m2 | - | 3 - INDUSTRIAL | David Grace | Jim Allen | #N/A | Option 1 | ERROR | 0% | 829.6904 | 595.6979 | 0% | 0% | 595.6979 | 0% | Price Book Data | P. Avo | VOA_GPN_GOV_UK\7243572 | 2021-09-20 | Low | - | Low | - | - | Copied to latest DCS. | NA | SPONS A&B | 2 | (BEAMS Note 2) Standard | - | - | 2 | TRUE
3512 | 42A13F | 9232 | 42A13F | Industrial Buildings | No Wall Cladding | 1,001 - 5,000m2 | Eaves Height - 21m | - | Building Area only; Site strip vegetation; Strip foundations; Column bases; Uninsulated Concrete GF slab with DPM and Mesh,150 thick up to 10,000m2, 200mm thick over 10,000m2 GIA; Steel Portal frame with bolts and baseplates; Coated galvanised trapezoidal roof sheets with no insulation, on steel purlins; Roof lights; valley gutters; matching fascia and soffit; Rainwater downpipes and gutters; Single phase electrics, lighting and power; EXCLUDES heating ; Underslab storm drainage from internal downpipes on building area greater than 1,000m2 | Location Adjustment Applicable (See Guidance Notes) - ERC = UK mean of 1.00 | (BEAMS Note 2) The ERC for this item should be added to all other rateable items on the hereditament (except land). Therefore the total of the ERC of the other Building Items and the P&M ERC (where applicable) to enable the correct contract size adjustment to be made. ERC of Building Component + ERC of P&M = Total ERC to which contract size adjustment should be applied. The appropriate % adjustment should be made in accordance with the scale for contract size adjustment specified under section 6 of the RCG 2023 Guidance notes. The currency ERC rates are set at £4m (Four Million Pounds) @ 1st April 2021 (AVD) for the RCG 2023 Publication. | The data consists of a typical Industrial shell. Works include the Industrial shell as described and includes works up to 1m perimeter to the building (1m wide paving slabs & foul/storm drainage). Costs are for the shell only and do not include for internal rooms such as offices or toilets which should be added for seperately. See Variations for assistance. | - | - | - | - | - | If heating is required an addition of £32/m2 (GIA) should be made to the beacon cost. Internal offices (in Industrial complexes) should be added by reference to Cost Guide code series 42P04A -42P40V, Internal WC - 42P40W | - | - | - |  | m2 | - | 3 - INDUSTRIAL | David Grace | Jim Allen | #N/A | Option 1 | ERROR | 0% | 562.4778 | 403.8456 | 0% | 0% | 403.8456 | 0% | Price Book Data | P. Avo | VOA_GPN_GOV_UK\7243572 | 2021-09-30 | Low | - | Low | - | - | Copied to latest DCS. | NA | SPONS A&B | 2 | (BEAMS Note 2) Standard | - | - | 2 | TRUE
3513 | 42A13G | 9233 | 42A13G | Industrial Buildings | No Wall Cladding | 1,001 - 5,000m2 | Eaves Height - 22m | - | Building Area only; Site strip vegetation; Strip foundations; Column bases; Uninsulated Concrete GF slab with DPM and Mesh,150 thick up to 10,000m2, 200mm thick over 10,000m2 GIA; Steel Portal frame with bolts and baseplates; Coated galvanised trapezoidal roof sheets with no insulation, on steel purlins; Roof lights; valley gutters; matching fascia and soffit; Rainwater downpipes and gutters; Single phase electrics, lighting and power; EXCLUDES heating ; Underslab storm drainage from internal downpipes on building area greater than 1,000m2 | Location Adjustment Applicable (See Guidance Notes) - ERC = UK mean of 1.00 | (BEAMS Note 2) The ERC for this item should be added to all other rateable items on the hereditament (except land). Therefore the total of the ERC of the other Building Items and the P&M ERC (where applicable) to enable the correct contract size adjustment to be made. ERC of Building Component + ERC of P&M = Total ERC to which contract size adjustment should be applied. The appropriate % adjustment should be made in accordance with the scale for contract size adjustment specified under section 6 of the RCG 2023 Guidance notes. The currency ERC rates are set at £4m (Four Million Pounds) @ 1st April 2021 (AVD) for the RCG 2023 Publication. | The data consists of a typical Industrial shell. Works include the Industrial shell as described and includes works up to 1m perimeter to the building (1m wide paving slabs & foul/storm drainage). Costs are for the shell only and do not include for internal rooms such as offices or toilets which should be added for seperately. See Variations for assistance. | - | - | - | - | - | If heating is required an addition of £32/m2 (GIA) should be made to the beacon cost. Internal offices (in Industrial complexes) should be added by reference to Cost Guide code series 42P04A -42P40V, Internal WC - 42P40W | - | - | - |  | m2 | - | 3 - INDUSTRIAL | David Grace | Jim Allen | #N/A | Option 1 | ERROR | 0% | 562.6931 | 404.0002 | 0% | 0% | 404.0002 | 0% | Price Book Data | P. Avo | VOA_GPN_GOV_UK\7243572 | 2021-09-30 | Low | - | Low | - | - | Copied to latest DCS. | NA | SPONS A&B | 2 | (BEAMS Note 2) Standard | - | - | 2 | TRUE
3514 | 42A13H | 9234 | 42A13H | Industrial Buildings | No Wall Cladding | 1,001 - 5,000m2 | Eaves Height - 23m | - | Building Area only; Site strip vegetation; Strip foundations; Column bases; Uninsulated Concrete GF slab with DPM and Mesh,150 thick up to 10,000m2, 200mm thick over 10,000m2 GIA; Steel Portal frame with bolts and baseplates; Coated galvanised trapezoidal roof sheets with no insulation, on steel purlins; Roof lights; valley gutters; matching fascia and soffit; Rainwater downpipes and gutters; Single phase electrics, lighting and power; EXCLUDES heating ; Underslab storm drainage from internal downpipes on building area greater than 1,000m2 | Location Adjustment Applicable (See Guidance Notes) - ERC = UK mean of 1.00 | (BEAMS Note 2) The ERC for this item should be added to all other rateable items on the hereditament (except land). Therefore the total of the ERC of the other Building Items and the P&M ERC (where applicable) to enable the correct contract size adjustment to be made. ERC of Building Component + ERC of P&M = Total ERC to which contract size adjustment should be applied. The appropriate % adjustment should be made in accordance with the scale for contract size adjustment specified under section 6 of the RCG 2023 Guidance notes. The currency ERC rates are set at £4m (Four Million Pounds) @ 1st April 2021 (AVD) for the RCG 2023 Publication. | The data consists of a typical Industrial shell. Works include the Industrial shell as described and includes works up to 1m perimeter to the building (1m wide paving slabs & foul/storm drainage). Costs are for the shell only and do not include for internal rooms such as offices or toilets which should be added for seperately. See Variations for assistance. | - | - | - | - | - | If heating is required an addition of £32/m2 (GIA) should be made to the beacon cost. Internal offices (in Industrial complexes) should be added by reference to Cost Guide code series 42P04A -42P40V, Internal WC - 42P40W | - | - | - |  | m2 | - | 3 - INDUSTRIAL | David Grace | Jim Allen | #N/A | Option 1 | ERROR | 0% | 562.9085 | 404.1548 | 0% | 0% | 404.1548 | 0% | Price Book Data | P. Avo | VOA_GPN_GOV_UK\7243572 | 2021-09-30 | Low | - | Low | - | - | Copied to latest DCS. | NA | SPONS A&B | 2 | (BEAMS Note 2) Standard | - | - | 2 | TRUE
3515 | 42A13J | 9235 | 42A13J | Industrial Buildings | No Wall Cladding | 1,001 - 5,000m2 | Eaves Height - 24m | - | Building Area only; Site strip vegetation; Strip foundations; Column bases; Uninsulated Concrete GF slab with DPM and Mesh,150 thick up to 10,000m2, 200mm thick over 10,000m2 GIA; Steel Portal frame with bolts and baseplates; Coated galvanised trapezoidal roof sheets with no insulation, on steel purlins; Roof lights; valley gutters; matching fascia and soffit; Rainwater downpipes and gutters; Single phase electrics, lighting and power; EXCLUDES heating ; Underslab storm drainage from internal downpipes on building area greater than 1,000m2 | Location Adjustment Applicable (See Guidance Notes) - ERC = UK mean of 1.00 | (BEAMS Note 2) The ERC for this item should be added to all other rateable items on the hereditament (except land). Therefore the total of the ERC of the other Building Items and the P&M ERC (where applicable) to enable the correct contract size adjustment to be made. ERC of Building Component + ERC of P&M = Total ERC to which contract size adjustment should be applied. The appropriate % adjustment should be made in accordance with the scale for contract size adjustment specified under section 6 of the RCG 2023 Guidance notes. The currency ERC rates are set at £4m (Four Million Pounds) @ 1st April 2021 (AVD) for the RCG 2023 Publication. | The data consists of a typical Industrial shell. Works include the Industrial shell as described and includes works up to 1m perimeter to the building (1m wide paving slabs & foul/storm drainage). Costs are for the shell only and do not include for internal rooms such as offices or toilets which should be added for seperately. See Variations for assistance. | - | - | - | - | - | If heating is required an addition of £32/m2 (GIA) should be made to the beacon cost. Internal offices (in Industrial complexes) should be added by reference to Cost Guide code series 42P04A -42P40V, Internal WC - 42P40W | - | - | - |  | m2 | - | 3 - INDUSTRIAL | David Grace | Jim Allen | #N/A | Option 1 | ERROR | 0% | 563.1238 | 404.3094 | 0% | 0% | 404.3094 | 0% | Price Book Data | P. Avo | VOA_GPN_GOV_UK\7243572 | 2021-09-30 | Low | - | Low | - | - | Copied to latest DCS. | NA | SPONS A&B | 2 | (BEAMS Note 2) Standard | - | - | 2 | TRUE
3516 | 42A13K | 9236 | 42A13K | Industrial Buildings | No Wall Cladding | 1,001 - 5,000m2 | Eaves Height - 25m | - | Building Area only; Site strip vegetation; Strip foundations; Column bases; Uninsulated Concrete GF slab with DPM and Mesh,150 thick up to 10,000m2, 200mm thick over 10,000m2 GIA; Steel Portal frame with bolts and baseplates; Coated galvanised trapezoidal roof sheets with no insulation, on steel purlins; Roof lights; valley gutters; matching fascia and soffit; Rainwater downpipes and gutters; Single phase electrics, lighting and power; EXCLUDES heating ; Underslab storm drainage from internal downpipes on building area greater than 1,000m2 | Location Adjustment Applicable (See Guidance Notes) - ERC = UK mean of 1.00 | (BEAMS Note 2) The ERC for this item should be added to all other rateable items on the hereditament (except land). Therefore the total of the ERC of the other Building Items and the P&M ERC (where applicable) to enable the correct contract size adjustment to be made. ERC of Building Component + ERC of P&M = Total ERC to which contract size adjustment should be applied. The appropriate % adjustment should be made in accordance with the scale for contract size adjustment specified under section 6 of the RCG 2023 Guidance notes. The currency ERC rates are set at £4m (Four Million Pounds) @ 1st April 2021 (AVD) for the RCG 2023 Publication. | The data consists of a typical Industrial shell. Works include the Industrial shell as described and includes works up to 1m perimeter to the building (1m wide paving slabs & foul/storm drainage). Costs are for the shell only and do not include for internal rooms such as offices or toilets which should be added for seperately. See Variations for assistance. | - | - | - | - | - | If heating is required an addition of £32/m2 (GIA) should be made to the beacon cost. Internal offices (in Industrial complexes) should be added by reference to Cost Guide code series 42P04A -42P40V, Internal WC - 42P40W | - | - | - |  | m2 | - | 3 - INDUSTRIAL | David Grace | Jim Allen | #N/A | Option 1 | ERROR | 0% | 563.3391 | 404.464 | 0% | 0% | 404.464 | 0% | Price Book Data | P. Avo | VOA_GPN_GOV_UK\7243572 | 2021-09-30 | Low | - | Low | - | - | Copied to latest DCS. | NA | SPONS A&B | 2 | (BEAMS Note 2) Standard | - | - | 2 | TRUE
3517 | 42A13L | 9237 | 42A13L | Industrial Buildings | No Wall Cladding | 1,001 - 5,000m2 | Eaves Height - 26m | - | Building Area only; Site strip vegetation; Strip foundations; Column bases; Uninsulated Concrete GF slab with DPM and Mesh,150 thick up to 10,000m2, 200mm thick over 10,000m2 GIA; Steel Portal frame with bolts and baseplates; Coated galvanised trapezoidal roof sheets with no insulation, on steel purlins; Roof lights; valley gutters; matching fascia and soffit; Rainwater downpipes and gutters; Single phase electrics, lighting and power; EXCLUDES heating ; Underslab storm drainage from internal downpipes on building area greater than 1,000m2 | Location Adjustment Applicable (See Guidance Notes) - ERC = UK mean of 1.00 | (BEAMS Note 2) The ERC for this item should be added to all other rateable items on the hereditament (except land). Therefore the total of the ERC of the other Building Items and the P&M ERC (where applicable) to enable the correct contract size adjustment to be made. ERC of Building Component + ERC of P&M = Total ERC to which contract size adjustment should be applied. The appropriate % adjustment should be made in accordance with the scale for contract size adjustment specified under section 6 of the RCG 2023 Guidance notes. The currency ERC rates are set at £4m (Four Million Pounds) @ 1st April 2021 (AVD) for the RCG 2023 Publication. | The data consists of a typical Industrial shell. Works include the Industrial shell as described and includes works up to 1m perimeter to the building (1m wide paving slabs & foul/storm drainage). Costs are for the shell only and do not include for internal rooms such as offices or toilets which should be added for seperately. See Variations for assistance. | - | - | - | - | - | If heating is required an addition of £32/m2 (GIA) should be made to the beacon cost. Internal offices (in Industrial complexes) should be added by reference to Cost Guide code series 42P04A -42P40V, Internal WC - 42P40W | - | - | - |  | m2 | - | 3 - INDUSTRIAL | David Grace | Jim Allen | #N/A | Option 1 | ERROR | 0% | 563.5544 | 404.6186 | 0% | 0% | 404.6186 | 0% | Price Book Data | P. Avo | VOA_GPN_GOV_UK\7243572 | 2021-09-30 | Low | - | Low | - | - | Copied to latest DCS. | NA | SPONS A&B | 2 | (BEAMS Note 2) Standard | - | - | 2 | TRUE
3518 | 42A13M | 9238 | 42A13M | Industrial Buildings | No Wall Cladding | 1,001 - 5,000m2 | Eaves Height - 27m | - | Building Area only; Site strip vegetation; Strip foundations; Column bases; Uninsulated Concrete GF slab with DPM and Mesh,150 thick up to 10,000m2, 200mm thick over 10,000m2 GIA; Steel Portal frame with bolts and baseplates; Coated galvanised trapezoidal roof sheets with no insulation, on steel purlins; Roof lights; valley gutters; matching fascia and soffit; Rainwater downpipes and gutters; Single phase electrics, lighting and power; EXCLUDES heating ; Underslab storm drainage from internal downpipes on building area greater than 1,000m2 | Location Adjustment Applicable (See Guidance Notes) - ERC = UK mean of 1.00 | (BEAMS Note 2) The ERC for this item should be added to all other rateable items on the hereditament (except land). Therefore the total of the ERC of the other Building Items and the P&M ERC (where applicable) to enable the correct contract size adjustment to be made. ERC of Building Component + ERC of P&M = Total ERC to which contract size adjustment should be applied. The appropriate % adjustment should be made in accordance with the scale for contract size adjustment specified under section 6 of the RCG 2023 Guidance notes. The currency ERC rates are set at £4m (Four Million Pounds) @ 1st April 2021 (AVD) for the RCG 2023 Publication. | The data consists of a typical Industrial shell. Works include the Industrial shell as described and includes works up to 1m perimeter to the building (1m wide paving slabs & foul/storm drainage). Costs are for the shell only and do not include for internal rooms such as offices or toilets which should be added for seperately. See Variations for assistance. | - | - | - | - | - | If heating is required an addition of £32/m2 (GIA) should be made to the beacon cost. Internal offices (in Industrial complexes) should be added by reference to Cost Guide code series 42P04A -42P40V, Internal WC - 42P40W | - | - | - |  | m2 | - | 3 - INDUSTRIAL | David Grace | Jim Allen | #N/A | Option 1 | ERROR | 0% | 563.7697 | 404.7732 | 0% | 0% | 404.7732 | 0% | Price Book Data | P. Avo | VOA_GPN_GOV_UK\7243572 | 2021-09-30 | Low | - | Low | - | - | Copied to latest DCS. | NA | SPONS A&B | 2 | (BEAMS Note 2) Standard | - | - | 2 | TRUE
3519 | 42A13N | 9239 | 42A13N | Industrial Buildings | No Wall Cladding | 1,001 - 5,000m2 | Eaves Height - 28m | - | Building Area only; Site strip vegetation; Strip foundations; Column bases; Uninsulated Concrete GF slab with DPM and Mesh,150 thick up to 10,000m2, 200mm thick over 10,000m2 GIA; Steel Portal frame with bolts and baseplates; Coated galvanised trapezoidal roof sheets with no insulation, on steel purlins; Roof lights; valley gutters; matching fascia and soffit; Rainwater downpipes and gutters; Single phase electrics, lighting and power; EXCLUDES heating ; Underslab storm drainage from internal downpipes on building area greater than 1,000m2 | Location Adjustment Applicable (See Guidance Notes) - ERC = UK mean of 1.00 | (BEAMS Note 2) The ERC for this item should be added to all other rateable items on the hereditament (except land). Therefore the total of the ERC of the other Building Items and the P&M ERC (where applicable) to enable the correct contract size adjustment to be made. ERC of Building Component + ERC of P&M = Total ERC to which contract size adjustment should be applied. The appropriate % adjustment should be made in accordance with the scale for contract size adjustment specified under section 6 of the RCG 2023 Guidance notes. The currency ERC rates are set at £4m (Four Million Pounds) @ 1st April 2021 (AVD) for the RCG 2023 Publication. | The data consists of a typical Industrial shell. Works include the Industrial shell as described and includes works up to 1m perimeter to the building (1m wide paving slabs & foul/storm drainage). Costs are for the shell only and do not include for internal rooms such as offices or toilets which should be added for seperately. See Variations for assistance. | - | - | - | - | - | If heating is required an addition of £32/m2 (GIA) should be made to the beacon cost. Internal offices (in Industrial complexes) should be added by reference to Cost Guide code series 42P04A -42P40V, Internal WC - 42P40W | - | - | - |  | m2 | - | 3 - INDUSTRIAL | David Grace | Jim Allen | #N/A | Option 1 | ERROR | 0% | 563.985 | 404.9278 | 0% | 0% | 404.9278 | 0% | Price Book Data | P. Avo | VOA_GPN_GOV_UK\7243572 | 2021-09-30 | Low | - | Low | - | - | Copied to latest DCS. | NA | SPONS A&B | 2 | (BEAMS Note 2) Standard | - | - | 2 | TRUE
3520 | 42A13P | 9240 | 42A13P | Industrial Buildings | No Wall Cladding | 1,001 - 5,000m2 | Eaves Height - 29m | - | Building Area only; Site strip vegetation; Strip foundations; Column bases; Uninsulated Concrete GF slab with DPM and Mesh,150 thick up to 10,000m2, 200mm thick over 10,000m2 GIA; Steel Portal frame with bolts and baseplates; Coated galvanised trapezoidal roof sheets with no insulation, on steel purlins; Roof lights; valley gutters; matching fascia and soffit; Rainwater downpipes and gutters; Single phase electrics, lighting and power; EXCLUDES heating ; Underslab storm drainage from internal downpipes on building area greater than 1,000m2 | Location Adjustment Applicable (See Guidance Notes) - ERC = UK mean of 1.00 | (BEAMS Note 2) The ERC for this item should be added to all other rateable items on the hereditament (except land). Therefore the total of the ERC of the other Building Items and the P&M ERC (where applicable) to enable the correct contract size adjustment to be made. ERC of Building Component + ERC of P&M = Total ERC to which contract size adjustment should be applied. The appropriate % adjustment should be made in accordance with the scale for contract size adjustment specified under section 6 of the RCG 2023 Guidance notes. The currency ERC rates are set at £4m (Four Million Pounds) @ 1st April 2021 (AVD) for the RCG 2023 Publication. | The data consists of a typical Industrial shell. Works include the Industrial shell as described and includes works up to 1m perimeter to the building (1m wide paving slabs & foul/storm drainage). Costs are for the shell only and do not include for internal rooms such as offices or toilets which should be added for seperately. See Variations for assistance. | - | - | - | - | - | If heating is required an addition of £32/m2 (GIA) should be made to the beacon cost. Internal offices (in Industrial complexes) should be added by reference to Cost Guide code series 42P04A -42P40V, Internal WC - 42P40W | - | - | - |  | m2 | - | 3 - INDUSTRIAL | David Grace | Jim Allen | #N/A | Option 1 | ERROR | 0% | 564.2003 | 405.0823 | 0% | 0% | 405.0823 | 0% | Price Book Data | P. Avo | VOA_GPN_GOV_UK\7243572 | 2021-09-30 | Low | - | Low | - | - | Copied to latest DCS. | NA | SPONS A&B | 2 | (BEAMS Note 2) Standard | - | - | 2 | TRUE
3521 | 42A13Q | 9241 | 42A13Q | Industrial Buildings | No Wall Cladding | 1,001 - 5,000m2 | Eaves Height - 30m | - | Building Area only; Site strip vegetation; Strip foundations; Column bases; Uninsulated Concrete GF slab with DPM and Mesh,150 thick up to 10,000m2, 200mm thick over 10,000m2 GIA; Steel Portal frame with bolts and baseplates; Coated galvanised trapezoidal roof sheets with no insulation, on steel purlins; Roof lights; valley gutters; matching fascia and soffit; Rainwater downpipes and gutters; Single phase electrics, lighting and power; EXCLUDES heating ; Underslab storm drainage from internal downpipes on building area greater than 1,000m2 | Location Adjustment Applicable (See Guidance Notes) - ERC = UK mean of 1.00 | (BEAMS Note 2) The ERC for this item should be added to all other rateable items on the hereditament (except land). Therefore the total of the ERC of the other Building Items and the P&M ERC (where applicable) to enable the correct contract size adjustment to be made. ERC of Building Component + ERC of P&M = Total ERC to which contract size adjustment should be applied. The appropriate % adjustment should be made in accordance with the scale for contract size adjustment specified under section 6 of the RCG 2023 Guidance notes. The currency ERC rates are set at £4m (Four Million Pounds) @ 1st April 2021 (AVD) for the RCG 2023 Publication. | The data consists of a typical Industrial shell. Works include the Industrial shell as described and includes works up to 1m perimeter to the building (1m wide paving slabs & foul/storm drainage). Costs are for the shell only and do not include for internal rooms such as offices or toilets which should be added for seperately. See Variations for assistance. | - | - | - | - | - | If heating is required an addition of £32/m2 (GIA) should be made to the beacon cost. Internal offices (in Industrial complexes) should be added by reference to Cost Guide code series 42P04A -42P40V, Internal WC - 42P40W | - | - | - |  | m2 | - | 3 - INDUSTRIAL | David Grace | Jim Allen | #N/A | Option 1 | ERROR | 0% | 564.4156 | 405.2369 | 0% | 0% | 405.2369 | 0% | Price Book Data | P. Avo | VOA_GPN_GOV_UK\7243572 | 2021-09-30 | Low | - | Low | - | - | Copied to latest DCS. | NA | SPONS A&B | 2 | (BEAMS Note 2) Standard | - | - | 2 | TRUE
3522 | 42A13R | 9242 | 42A13R | Industrial Buildings | No Wall Cladding | 1,001 - 5,000m2 | Eaves Height - 31m | - | Building Area only; Site strip vegetation; Strip foundations; Column bases; Uninsulated Concrete GF slab with DPM and Mesh,150 thick up to 10,000m2, 200mm thick over 10,000m2 GIA; Steel Portal frame with bolts and baseplates; Coated galvanised trapezoidal roof sheets with no insulation, on steel purlins; Roof lights; valley gutters; matching fascia and soffit; Rainwater downpipes and gutters; Single phase electrics, lighting and power; EXCLUDES heating ; Underslab storm drainage from internal downpipes on building area greater than 1,000m2 | Location Adjustment Applicable (See Guidance Notes) - ERC = UK mean of 1.00 | (BEAMS Note 2) The ERC for this item should be added to all other rateable items on the hereditament (except land). Therefore the total of the ERC of the other Building Items and the P&M ERC (where applicable) to enable the correct contract size adjustment to be made. ERC of Building Component + ERC of P&M = Total ERC to which contract size adjustment should be applied. The appropriate % adjustment should be made in accordance with the scale for contract size adjustment specified under section 6 of the RCG 2023 Guidance notes. The currency ERC rates are set at £4m (Four Million Pounds) @ 1st April 2021 (AVD) for the RCG 2023 Publication. | The data consists of a typical Industrial shell. Works include the Industrial shell as described and includes works up to 1m perimeter to the building (1m wide paving slabs & foul/storm drainage). Costs are for the shell only and do not include for internal rooms such as offices or toilets which should be added for seperately. See Variations for assistance. | - | - | - | - | - | If heating is required an addition of £32/m2 (GIA) should be made to the beacon cost. Internal offices (in Industrial complexes) should be added by reference to Cost Guide code series 42P04A -42P40V, Internal WC - 42P40W | - | - | - |  | m2 | - | 3 - INDUSTRIAL | David Grace | Jim Allen | #N/A | Option 1 | ERROR | 0% | 564.6309 | 405.3915 | 0% | 0% | 405.3915 | 0% | Price Book Data | P. Avo | VOA_GPN_GOV_UK\7243572 | 2021-09-30 | Low | - | Low | - | - | Copied to latest DCS. | NA | SPONS A&B | 2 | (BEAMS Note 2) Standard | - | - | 2 | TRUE
3523 | 42A13S | 9243 | 42A13S | Industrial Buildings | No Wall Cladding | 1,001 - 5,000m2 | Eaves Height - 32m | - | Building Area only; Site strip vegetation; Strip foundations; Column bases; Uninsulated Concrete GF slab with DPM and Mesh,150 thick up to 10,000m2, 200mm thick over 10,000m2 GIA; Steel Portal frame with bolts and baseplates; Coated galvanised trapezoidal roof sheets with no insulation, on steel purlins; Roof lights; valley gutters; matching fascia and soffit; Rainwater downpipes and gutters; Single phase electrics, lighting and power; EXCLUDES heating ; Underslab storm drainage from internal downpipes on building area greater than 1,000m2 | Location Adjustment Applicable (See Guidance Notes) - ERC = UK mean of 1.00 | (BEAMS Note 2) The ERC for this item should be added to all other rateable items on the hereditament (except land). Therefore the total of the ERC of the other Building Items and the P&M ERC (where applicable) to enable the correct contract size adjustment to be made. ERC of Building Component + ERC of P&M = Total ERC to which contract size adjustment should be applied. The appropriate % adjustment should be made in accordance with the scale for contract size adjustment specified under section 6 of the RCG 2023 Guidance notes. The currency ERC rates are set at £4m (Four Million Pounds) @ 1st April 2021 (AVD) for the RCG 2023 Publication. | The data consists of a typical Industrial shell. Works include the Industrial shell as described and includes works up to 1m perimeter to the building (1m wide paving slabs & foul/storm drainage). Costs are for the shell only and do not include for internal rooms such as offices or toilets which should be added for seperately. See Variations for assistance. | - | - | - | - | - | If heating is required an addition of £32/m2 (GIA) should be made to the beacon cost. Internal offices (in Industrial complexes) should be added by reference to Cost Guide code series 42P04A -42P40V, Internal WC - 42P40W | - | - | - |  | m2 | - | 3 - INDUSTRIAL | David Grace | Jim Allen | #N/A | Option 1 | ERROR | 0% | 564.8463 | 405.5461 | 0% | 0% | 405.5461 | 0% | Price Book Data | P. Avo | VOA_GPN_GOV_UK\7243572 | 2021-09-30 | Low | - | Low | - | - | Copied to latest DCS. | NA | SPONS A&B | 2 | (BEAMS Note 2) Standard | - | - | 2 | TRUE
3524 | 42A13T | 9244 | 42A13T | Industrial Buildings | No Wall Cladding | 1,001 - 5,000m2 | Eaves Height - 33m | - | Building Area only; Site strip vegetation; Strip foundations; Column bases; Uninsulated Concrete GF slab with DPM and Mesh,150 thick up to 10,000m2, 200mm thick over 10,000m2 GIA; Steel Portal frame with bolts and baseplates; Coated galvanised trapezoidal roof sheets with no insulation, on steel purlins; Roof lights; valley gutters; matching fascia and soffit; Rainwater downpipes and gutters; Single phase electrics, lighting and power; Gas fuelled hot air burners; Underslab storm drainage from internal downpipes on building area greater than 1,000m2; | Location Adjustment Applicable (See Guidance Notes) - ERC = UK mean of 1.00 | (BEAMS Note 2) The ERC for this item should be added to all other rateable items on the hereditament (except land). Therefore the total of the ERC of the other Building Items and the P&M ERC (where applicable) to enable the correct contract size adjustment to be made. ERC of Building Component + ERC of P&M = Total ERC to which contract size adjustment should be applied. The appropriate % adjustment should be made in accordance with the scale for contract size adjustment specified under section 6 of the RCG 2023 Guidance notes. The currency ERC rates are set at £4m (Four Million Pounds) @ 1st April 2021 (AVD) for the RCG 2023 Publication. | The data consists of a typical Industrial shell. Works include the Industrial shell as described and includes works up to 1m perimeter to the building (1m wide paving slabs & foul/storm drainage). Costs are for the shell only and do not include for internal rooms such as offices or toilets which should be added for seperately. See Variations for assistance. | - | - | - | - | - | If heating is required an addition of £32/m2 (GIA) should be made to the beacon cost. Internal offices (in Industrial complexes) should be added by reference to Cost Guide code series 42P04A -42P40V, Internal WC - 42P40W | - | - | - |  | m2 | - | 3 - INDUSTRIAL | David Grace | Jim Allen | #N/A | Option 1 | ERROR | 0% | 565.0616 | 405.7007 | 0% | 0% | 405.7007 | 0% | Price Book Data | P. Avo | VOA_GPN_GOV_UK\7243572 | 2021-09-30 | Low | - | Low | - | - | Copied to latest DCS. | NA | SPONS A&B | 2 | (BEAMS Note 2) Standard | - | - | 2 | FALSE
3525 | 42A13U | 9245 | 42A13U | Industrial Buildings | No Wall Cladding | 1,001 - 5,000m2 | Eaves Height - 34m | - | Building Area only; Site strip vegetation; Strip foundations; Column bases; Uninsulated Concrete GF slab with DPM and Mesh,150 thick up to 10,000m2, 200mm thick over 10,000m2 GIA; Steel Portal frame with bolts and baseplates; Coated galvanised trapezoidal roof sheets with no insulation, on steel purlins; Roof lights; valley gutters; matching fascia and soffit; Rainwater downpipes and gutters; Single phase electrics, lighting and power; EXCLUDES heating ; Underslab storm drainage from internal downpipes on building area greater than 1,000m2 | Location Adjustment Applicable (See Guidance Notes) - ERC = UK mean of 1.00 | (BEAMS Note 2) The ERC for this item should be added to all other rateable items on the hereditament (except land). Therefore the total of the ERC of the other Building Items and the P&M ERC (where applicable) to enable the correct contract size adjustment to be made. ERC of Building Component + ERC of P&M = Total ERC to which contract size adjustment should be applied. The appropriate % adjustment should be made in accordance with the scale for contract size adjustment specified under section 6 of the RCG 2023 Guidance notes. The currency ERC rates are set at £4m (Four Million Pounds) @ 1st April 2021 (AVD) for the RCG 2023 Publication. | The data consists of a typical Industrial shell. Works include the Industrial shell as described and includes works up to 1m perimeter to the building (1m wide paving slabs & foul/storm drainage). Costs are for the shell only and do not include for internal rooms such as offices or toilets which should be added for seperately. See Variations for assistance. | - | - | - | - | - | If heating is required an addition of £32/m2 (GIA) should be made to the beacon cost. Internal offices (in Industrial complexes) should be added by reference to Cost Guide code series 42P04A -42P40V, Internal WC - 42P40W | - | - | - |  | m2 | - | 3 - INDUSTRIAL | David Grace | Jim Allen | #N/A | Option 1 | ERROR | 0% | 565.2769 | 405.8553 | 0% | 0% | 405.8553 | 0% | Price Book Data | P. Avo | VOA_GPN_GOV_UK\7243572 | 2021-09-30 | Low | - | Low | - | - | Copied to latest DCS. | NA | SPONS A&B | 2 | (BEAMS Note 2) Standard | - | - | 2 | TRUE
3526 | 42A13V | 9246 | 42A13V | Industrial Buildings | No Wall Cladding | 1,001 - 5,000m2 | Eaves Height - 35m | - | Building Area only; Site strip vegetation; Strip foundations; Column bases; Uninsulated Concrete GF slab with DPM and Mesh,150 thick up to 10,000m2, 200mm thick over 10,000m2 GIA; Steel Portal frame with bolts and baseplates; Coated galvanised trapezoidal roof sheets with no insulation, on steel purlins; Roof lights; valley gutters; matching fascia and soffit; Rainwater downpipes and gutters; Single phase electrics, lighting and power; EXCLUDES heating ; Underslab storm drainage from internal downpipes on building area greater than 1,000m2 | Location Adjustment Applicable (See Guidance Notes) - ERC = UK mean of 1.00 | (BEAMS Note 2) The ERC for this item should be added to all other rateable items on the hereditament (except land). Therefore the total of the ERC of the other Building Items and the P&M ERC (where applicable) to enable the correct contract size adjustment to be made. ERC of Building Component + ERC of P&M = Total ERC to which contract size adjustment should be applied. The appropriate % adjustment should be made in accordance with the scale for contract size adjustment specified under section 6 of the RCG 2023 Guidance notes. The currency ERC rates are set at £4m (Four Million Pounds) @ 1st April 2021 (AVD) for the RCG 2023 Publication. | The data consists of a typical Industrial shell. Works include the Industrial shell as described and includes works up to 1m perimeter to the building (1m wide paving slabs & foul/storm drainage). Costs are for the shell only and do not include for internal rooms such as offices or toilets which should be added for seperately. See Variations for assistance. | - | - | - | - | - | If heating is required an addition of £32/m2 (GIA) should be made to the beacon cost. Internal offices (in Industrial complexes) should be added by reference to Cost Guide code series 42P04A -42P40V, Internal WC - 42P40W | - | - | - |  | m2 | - | 3 - INDUSTRIAL | David Grace | Jim Allen | #N/A | Option 1 | ERROR | 0% | 565.4922 | 406.0099 | 0% | 0% | 406.0099 | 0% | Price Book Data | P. Avo | VOA_GPN_GOV_UK\7243572 | 2021-09-30 | Low | - | Low | - | - | Copied to latest DCS. | NA | SPONS A&B | 2 | (BEAMS Note 2) Standard | - | - | 2 | TRUE
3527 | 42A15 | 9290 | 42A15 | Industrial Buildings 2021 | No Wall Cladding 21-35m | No wall cladding | 10001m2-20000m2 | 25.0m eaves ht | Building Area only; Site strip vegetation; Strip foundations with masonry; Column bases; Concrete GF slab with DPM and Mesh, 150 thick up to 10,000m2, 200mm thick over 10,000m2 GIA; Steel Portal frame with bolts and baseplates; Steel sizes UC 838x229x194 and UB 457x191x67kg; Single Coated galvanised trapezoidal roof sheets with on steel purlins; Roof lights; valley gutters; matching fascia and soffit; Rainwater downpipes and gutters; Single phase electrics, lighting and power; Under slab storm drainage from internal downpipes on building area greater than 500m2; 1m perimeter footpath to perimeter of building. | Location Adjustment Applicable (See Guidance Notes) - ERC = UK mean of 1.00 | (BEAMS Note 2) The ERC for this item should be added to all other rateable items on the hereditament (except land). Therefore the total of the ERC of the other Building Items and the P&M ERC (where applicable) to enable the correct contract size adjustment to be made. ERC of Building Component + ERC of P&M = Total ERC to which contract size adjustment should be applied. The appropriate % adjustment should be made in accordance with the scale for contract size adjustment specified under section 6 of the RCG 2023 Guidance notes. The currency ERC rates are set at £4m (Four Million Pounds) @ 1st April 2021 (AVD) for the RCG 2023 Publication. | Excludes External works; Excludes Foul drainage (to be measured on WC addition); Each additional 50mm of concrete in slab £7.22 per m2 GIA. | - | - | - | The plant and machinery listed in the description has been included in this costing. | - | - | - | - |  |  | M2 | m2 | NA | NA | NA | #N/A | Option 1 | ERROR | 0% | 372 | 267.0871 | 0% | 0% | 0 | 0% | Redirected | NA | VOA_GPN_GOV_UK\7246041 | 2019-08-30 | Low | - | Medium | Risk taken from previous CG | - | - | NA | SPONS A&B | NA | (BEAMS Note 2) The ERC for this item should be added to all other rateable items on the hereditament (except land). Therefore the total of the ERC of the other Building Items and the P&M ERC (where applicable) to enable the correct contract size adjustment to be made. ERC of Building Component + ERC of P&M = Total ERC to which contract size adjustment should be applied. The appropriate % adjustment should be made in accordance with the scale for contract size adjustment specified under section 6 of the RCG 2021 Guidance notes. The currency ERC rates are set at £4m (Four Million Pounds) @ 1st April 2019 (AVD) for the RCG 2021 Publication. | - | - | 2 | TRUE
| 42A15R |  | 42A15R | Industrial Buildings | No Wall Cladding | 10,001 - 20,000m2 | Eaves Height - 25m | - | Building Area only; Site strip vegetation; Strip foundations; Column bases; Uninsulated Concrete GF slab with DPM and Mesh,150 thick up to 10,000m2, 200mm thick over 10,000m2 GIA; Steel Portal frame with bolts and baseplates; Coated galvanised trapezoidal roof sheets with no insulation, on steel purlins; Roof lights; valley gutters; matching fascia and soffit; Rainwater downpipes and gutters; Single phase electrics, lighting and power; Gas fuelled hot air burners; Underslab storm drainage from internal downpipes on building area greater than 1,000m2; | Location Adjustment Applicable (See Guidance Notes) - ERC = UK mean of 1.00 | (BEAMS Note 2) The ERC for this item should be added to all other rateable items on the hereditament (except land). Therefore the total of the ERC of the other Building Items and the P&M ERC (where applicable) to enable the correct contract size adjustment to be made. ERC of Building Component + ERC of P&M = Total ERC to which contract size adjustment should be applied. The appropriate % adjustment should be made in accordance with the scale for contract size adjustment specified under section 6 of the RCG 2023 Guidance notes. The currency ERC rates are set at £4m (Four Million Pounds) @ 1st April 2021 (AVD) for the RCG 2023 Publication. | The data consists of a typical Industrial shell. Works include the Industrial shell as described and includes works up to 1m perimeter to the building (1m wide paving slabs & foul/storm drainage). Costs are for the shell only and do not include for internal rooms such as offices or toilets which should be added for seperately. See Variations for assistance. | - | - | - | - | - | If no heating is present a deduction of £28m2 (GIA) should be made to the beacon cost. Internal offices (in Industrial complexes) should be added by reference to Cost Guide code series 42P04A -42P40V, Internal WC - 42P40W, amenity blocks - showers & toilets (New code TBC) & Canteens (New CodeTBC) | - | - | - | 42A15 | m2 | - | 3 - INDUSTRIAL | David Grace | Jim Allen | #N/A | Option 1 | ERROR | 0% | 565.9663 | 406.3503 | 0% | 0% | 406.3503 | 0% | Price Book Data | P. Avo | VOA_GPN_GOV_UK\7243572 | 2021-09-29 | - | - | Low | - | - | Copied to latest DCS. Historic error with code (R missed). Can't update, so create new code and redirect. | NA | SPONS A&B | 1.58 | (BEAMS Note 2) Standard | - | - | 2 | FALSE
3528 | 42A15M | 9286 | 42A15M | Industrial Buildings | No Wall Cladding | 10,001 - 20,000m2 | Eaves Height - 21m | - | Building Area only; Site strip vegetation; Strip foundations; Column bases; Uninsulated Concrete GF slab with DPM and Mesh,150 thick up to 10,000m2, 200mm thick over 10,000m2 GIA; Steel Portal frame with bolts and baseplates; Coated galvanised trapezoidal roof sheets with no insulation, on steel purlins; Roof lights; valley gutters; matching fascia and soffit; Rainwater downpipes and gutters; Single phase electrics, lighting and power; Gas fuelled hot air burners; Underslab storm drainage from internal downpipes on building area greater than 1,000m2; | Location Adjustment Applicable (See Guidance Notes) - ERC = UK mean of 1.00 | (BEAMS Note 2) The ERC for this item should be added to all other rateable items on the hereditament (except land). Therefore the total of the ERC of the other Building Items and the P&M ERC (where applicable) to enable the correct contract size adjustment to be made. ERC of Building Component + ERC of P&M = Total ERC to which contract size adjustment should be applied. The appropriate % adjustment should be made in accordance with the scale for contract size adjustment specified under section 6 of the RCG 2023 Guidance notes. The currency ERC rates are set at £4m (Four Million Pounds) @ 1st April 2021 (AVD) for the RCG 2023 Publication. | The data consists of a typical Industrial shell. Works include the Industrial shell as described and includes works up to 1m perimeter to the building (1m wide paving slabs & foul/storm drainage). Costs are for the shell only and do not include for internal rooms such as offices or toilets which should be added for seperately. See Variations for assistance. | - | - | - | - | - | If no heating is present a deduction of £28m2 (GIA) should be made to the beacon cost. Internal offices (in Industrial complexes) should be added by reference to Cost Guide code series 42P04A -42P40V, Internal WC - 42P40W, amenity blocks - showers & toilets (New code TBC) & Canteens (New CodeTBC) | - | - | - |  | m2 | - | 3 - INDUSTRIAL | David Grace | Jim Allen | #N/A | Option 1 | ERROR | 0% | 565.4944 | 406.0115 | 0% | 0% | 406.0115 | 0% | Price Book Data | P. Avo | VOA_GPN_GOV_UK\7243572 | 2021-09-29 | Low | - | Low | - | - | Copied to latest DCS. | NA | SPONS A&B | 2 | (BEAMS Note 2) Standard | - | - | 2 | FALSE
3529 | 42A15N | 9287 | 42A15N | Industrial Buildings | No Wall Cladding | 10,001 - 20,000m2 | Eaves Height - 22m | - | Building Area only; Site strip vegetation; Strip foundations; Column bases; Uninsulated Concrete GF slab with DPM and Mesh,150 thick up to 10,000m2, 200mm thick over 10,000m2 GIA; Steel Portal frame with bolts and baseplates; Coated galvanised trapezoidal roof sheets with no insulation, on steel purlins; Roof lights; valley gutters; matching fascia and soffit; Rainwater downpipes and gutters; Single phase electrics, lighting and power; Gas fuelled hot air burners; Underslab storm drainage from internal downpipes on building area greater than 1,000m2; | Location Adjustment Applicable (See Guidance Notes) - ERC = UK mean of 1.00 | (BEAMS Note 2) The ERC for this item should be added to all other rateable items on the hereditament (except land). Therefore the total of the ERC of the other Building Items and the P&M ERC (where applicable) to enable the correct contract size adjustment to be made. ERC of Building Component + ERC of P&M = Total ERC to which contract size adjustment should be applied. The appropriate % adjustment should be made in accordance with the scale for contract size adjustment specified under section 6 of the RCG 2023 Guidance notes. The currency ERC rates are set at £4m (Four Million Pounds) @ 1st April 2021 (AVD) for the RCG 2023 Publication. | The data consists of a typical Industrial shell. Works include the Industrial shell as described and includes works up to 1m perimeter to the building (1m wide paving slabs & foul/storm drainage). Costs are for the shell only and do not include for internal rooms such as offices or toilets which should be added for seperately. See Variations for assistance. | - | - | - | - | - | If no heating is present a deduction of £28m2 (GIA) should be made to the beacon cost. Internal offices (in Industrial complexes) should be added by reference to Cost Guide code series 42P04A -42P40V, Internal WC - 42P40W, amenity blocks - showers & toilets (New code TBC) & Canteens (New CodeTBC) | - | - | - |  | m2 | - | 3 - INDUSTRIAL | David Grace | Jim Allen | #N/A | Option 1 | ERROR | 0% | 565.6124 | 406.0962 | 0% | 0% | 406.0962 | 0% | Price Book Data | P. Avo | VOA_GPN_GOV_UK\7243572 | 2021-09-29 | Low | - | Low | - | - | Copied to latest DCS. | NA | SPONS A&B | 2 | (BEAMS Note 2) Standard | - | - | 2 | FALSE
3530 | 42A15P | 9288 | 42A15P | Industrial Buildings | No Wall Cladding | 10,001 - 20,000m2 | Eaves Height - 23m | - | Building Area only; Site strip vegetation; Strip foundations; Column bases; Uninsulated Concrete GF slab with DPM and Mesh,150 thick up to 10,000m2, 200mm thick over 10,000m2 GIA; Steel Portal frame with bolts and baseplates; Coated galvanised trapezoidal roof sheets with no insulation, on steel purlins; Roof lights; valley gutters; matching fascia and soffit; Rainwater downpipes and gutters; Single phase electrics, lighting and power; Gas fuelled hot air burners; Underslab storm drainage from internal downpipes on building area greater than 1,000m2; | Location Adjustment Applicable (See Guidance Notes) - ERC = UK mean of 1.00 | (BEAMS Note 2) The ERC for this item should be added to all other rateable items on the hereditament (except land). Therefore the total of the ERC of the other Building Items and the P&M ERC (where applicable) to enable the correct contract size adjustment to be made. ERC of Building Component + ERC of P&M = Total ERC to which contract size adjustment should be applied. The appropriate % adjustment should be made in accordance with the scale for contract size adjustment specified under section 6 of the RCG 2023 Guidance notes. The currency ERC rates are set at £4m (Four Million Pounds) @ 1st April 2021 (AVD) for the RCG 2023 Publication. | The data consists of a typical Industrial shell. Works include the Industrial shell as described and includes works up to 1m perimeter to the building (1m wide paving slabs & foul/storm drainage). Costs are for the shell only and do not include for internal rooms such as offices or toilets which should be added for seperately. See Variations for assistance. | - | - | - | - | - | If no heating is present a deduction of £28m2 (GIA) should be made to the beacon cost. Internal offices (in Industrial complexes) should be added by reference to Cost Guide code series 42P04A -42P40V, Internal WC - 42P40W, amenity blocks - showers & toilets (New code TBC) & Canteens (New CodeTBC) | - | - | - |  | m2 | - | 3 - INDUSTRIAL | David Grace | Jim Allen | #N/A | Option 1 | ERROR | 0% | 565.7303 | 406.1809 | 0% | 0% | 406.1809 | 0% | Price Book Data | P. Avo | VOA_GPN_GOV_UK\7243572 | 2021-09-29 | Low | - | Low | - | - | Copied to latest DCS. | NA | SPONS A&B | 2 | (BEAMS Note 2) Standard | - | - | 2 | FALSE
3531 | 42A15Q | 9289 | 42A15Q | Industrial Buildings | No Wall Cladding | 10,001 - 20,000m2 | Eaves Height - 24m | - | Building Area only; Site strip vegetation; Strip foundations; Column bases; Uninsulated Concrete GF slab with DPM and Mesh,150 thick up to 10,000m2, 200mm thick over 10,000m2 GIA; Steel Portal frame with bolts and baseplates; Coated galvanised trapezoidal roof sheets with no insulation, on steel purlins; Roof lights; valley gutters; matching fascia and soffit; Rainwater downpipes and gutters; Single phase electrics, lighting and power; Gas fuelled hot air burners; Underslab storm drainage from internal downpipes on building area greater than 1,000m2; | Location Adjustment Applicable (See Guidance Notes) - ERC = UK mean of 1.00 | (BEAMS Note 2) The ERC for this item should be added to all other rateable items on the hereditament (except land). Therefore the total of the ERC of the other Building Items and the P&M ERC (where applicable) to enable the correct contract size adjustment to be made. ERC of Building Component + ERC of P&M = Total ERC to which contract size adjustment should be applied. The appropriate % adjustment should be made in accordance with the scale for contract size adjustment specified under section 6 of the RCG 2023 Guidance notes. The currency ERC rates are set at £4m (Four Million Pounds) @ 1st April 2021 (AVD) for the RCG 2023 Publication. | The data consists of a typical Industrial shell. Works include the Industrial shell as described and includes works up to 1m perimeter to the building (1m wide paving slabs & foul/storm drainage). Costs are for the shell only and do not include for internal rooms such as offices or toilets which should be added for seperately. See Variations for assistance. | - | - | - | - | - | If no heating is present a deduction of £28m2 (GIA) should be made to the beacon cost. Internal offices (in Industrial complexes) should be added by reference to Cost Guide code series 42P04A -42P40V, Internal WC - 42P40W, amenity blocks - showers & toilets (New code TBC) & Canteens (New CodeTBC) | - | - | - |  | m2 | - | 3 - INDUSTRIAL | David Grace | Jim Allen | #N/A | Option 1 | ERROR | 0% | 565.8483 | 406.2656 | 0% | 0% | 406.2656 | 0% | Price Book Data | P. Avo | VOA_GPN_GOV_UK\7243572 | 2021-09-29 | Low | - | Low | - | - | Copied to latest DCS. | NA | SPONS A&B | 2 | (BEAMS Note 2) Standard | - | - | 2 | FALSE
3532 | 42A15S | 9291 | 42A15S | Industrial Buildings | No Wall Cladding | 10,001 - 20,000m2 | Eaves Height - 26m | - | Building Area only; Site strip vegetation; Strip foundations; Column bases; Uninsulated Concrete GF slab with DPM and Mesh,150 thick up to 10,000m2, 200mm thick over 10,000m2 GIA; Steel Portal frame with bolts and baseplates; Coated galvanised trapezoidal roof sheets with no insulation, on steel purlins; Roof lights; valley gutters; matching fascia and soffit; Rainwater downpipes and gutters; Single phase electrics, lighting and power; Gas fuelled hot air burners; Underslab storm drainage from internal downpipes on building area greater than 1,000m2; | Location Adjustment Applicable (See Guidance Notes) - ERC = UK mean of 1.00 | (BEAMS Note 2) The ERC for this item should be added to all other rateable items on the hereditament (except land). Therefore the total of the ERC of the other Building Items and the P&M ERC (where applicable) to enable the correct contract size adjustment to be made. ERC of Building Component + ERC of P&M = Total ERC to which contract size adjustment should be applied. The appropriate % adjustment should be made in accordance with the scale for contract size adjustment specified under section 6 of the RCG 2023 Guidance notes. The currency ERC rates are set at £4m (Four Million Pounds) @ 1st April 2021 (AVD) for the RCG 2023 Publication. | The data consists of a typical Industrial shell. Works include the Industrial shell as described and includes works up to 1m perimeter to the building (1m wide paving slabs & foul/storm drainage). Costs are for the shell only and do not include for internal rooms such as offices or toilets which should be added for seperately. See Variations for assistance. | - | - | - | - | - | If no heating is present a deduction of £28m2 (GIA) should be made to the beacon cost. Internal offices (in Industrial complexes) should be added by reference to Cost Guide code series 42P04A -42P40V, Internal WC - 42P40W, amenity blocks - showers & toilets (New code TBC) & Canteens (New CodeTBC) | - | - | - |  | m2 | - | 3 - INDUSTRIAL | David Grace | Jim Allen | #N/A | Option 1 | ERROR | 0% | 566.0842 | 406.435 | 0% | 0% | 406.435 | 0% | Price Book Data | P. Avo | VOA_GPN_GOV_UK\7243572 | 2021-09-29 | Low | - | Low | - | - | Copied to latest DCS. | NA | SPONS A&B | 2 | (BEAMS Note 2) Standard | - | - | 2 | FALSE
3533 | 42A15T | 9292 | 42A15T | Industrial Buildings | No Wall Cladding | 10,001 - 20,000m2 | Eaves Height - 27m | - | Building Area only; Site strip vegetation; Strip foundations; Column bases; Uninsulated Concrete GF slab with DPM and Mesh,150 thick up to 10,000m2, 200mm thick over 10,000m2 GIA; Steel Portal frame with bolts and baseplates; Coated galvanised trapezoidal roof sheets with no insulation, on steel purlins; Roof lights; valley gutters; matching fascia and soffit; Rainwater downpipes and gutters; Single phase electrics, lighting and power; Gas fuelled hot air burners; Underslab storm drainage from internal downpipes on building area greater than 1,000m2; | Location Adjustment Applicable (See Guidance Notes) - ERC = UK mean of 1.00 | (BEAMS Note 2) The ERC for this item should be added to all other rateable items on the hereditament (except land). Therefore the total of the ERC of the other Building Items and the P&M ERC (where applicable) to enable the correct contract size adjustment to be made. ERC of Building Component + ERC of P&M = Total ERC to which contract size adjustment should be applied. The appropriate % adjustment should be made in accordance with the scale for contract size adjustment specified under section 6 of the RCG 2023 Guidance notes. The currency ERC rates are set at £4m (Four Million Pounds) @ 1st April 2021 (AVD) for the RCG 2023 Publication. | The data consists of a typical Industrial shell. Works include the Industrial shell as described and includes works up to 1m perimeter to the building (1m wide paving slabs & foul/storm drainage). Costs are for the shell only and do not include for internal rooms such as offices or toilets which should be added for seperately. See Variations for assistance. | - | - | - | - | - | If no heating is present a deduction of £28m2 (GIA) should be made to the beacon cost. Internal offices (in Industrial complexes) should be added by reference to Cost Guide code series 42P04A -42P40V, Internal WC - 42P40W, amenity blocks - showers & toilets (New code TBC) & Canteens (New CodeTBC) | - | - | - |  | m2 | - | 3 - INDUSTRIAL | David Grace | Jim Allen | #N/A | Option 1 | ERROR | 0% | 566.2022 | 406.5197 | 0% | 0% | 406.5197 | 0% | Price Book Data | P. Avo | VOA_GPN_GOV_UK\7243572 | 2021-09-29 | Low | - | Low | - | - | Copied to latest DCS. | NA | SPONS A&B | 2 | (BEAMS Note 2) Standard | - | - | 2 | FALSE
3534 | 42A15U | 9293 | 42A15U | Industrial Buildings | No Wall Cladding | 10,001 - 20,000m2 | Eaves Height - 28m | - | Building Area only; Site strip vegetation; Strip foundations; Column bases; Uninsulated Concrete GF slab with DPM and Mesh,150 thick up to 10,000m2, 200mm thick over 10,000m2 GIA; Steel Portal frame with bolts and baseplates; Coated galvanised trapezoidal roof sheets with no insulation, on steel purlins; Roof lights; valley gutters; matching fascia and soffit; Rainwater downpipes and gutters; Single phase electrics, lighting and power; Gas fuelled hot air burners; Underslab storm drainage from internal downpipes on building area greater than 1,000m2; | Location Adjustment Applicable (See Guidance Notes) - ERC = UK mean of 1.00 | (BEAMS Note 2) The ERC for this item should be added to all other rateable items on the hereditament (except land). Therefore the total of the ERC of the other Building Items and the P&M ERC (where applicable) to enable the correct contract size adjustment to be made. ERC of Building Component + ERC of P&M = Total ERC to which contract size adjustment should be applied. The appropriate % adjustment should be made in accordance with the scale for contract size adjustment specified under section 6 of the RCG 2023 Guidance notes. The currency ERC rates are set at £4m (Four Million Pounds) @ 1st April 2021 (AVD) for the RCG 2023 Publication. | The data consists of a typical Industrial shell. Works include the Industrial shell as described and includes works up to 1m perimeter to the building (1m wide paving slabs & foul/storm drainage). Costs are for the shell only and do not include for internal rooms such as offices or toilets which should be added for seperately. See Variations for assistance. | - | - | - | - | - | If no heating is present a deduction of £28m2 (GIA) should be made to the beacon cost. Internal offices (in Industrial complexes) should be added by reference to Cost Guide code series 42P04A -42P40V, Internal WC - 42P40W, amenity blocks - showers & toilets (New code TBC) & Canteens (New CodeTBC) | - | - | - |  | m2 | - | 3 - INDUSTRIAL | David Grace | Jim Allen | #N/A | Option 1 | ERROR | 0% | 566.3202 | 406.6044 | 0% | 0% | 406.6044 | 0% | Price Book Data | P. Avo | VOA_GPN_GOV_UK\7243572 | 2021-09-29 | Low | - | Low | - | - | Copied to latest DCS. | NA | SPONS A&B | 2 | (BEAMS Note 2) Standard | - | - | 2 | FALSE
3535 | 42A15V | 9294 | 42A15V | Industrial Buildings | No Wall Cladding | 10,001 - 20,000m2 | Eaves Height - 29m | - | Building Area only; Site strip vegetation; Strip foundations; Column bases; Uninsulated Concrete GF slab with DPM and Mesh,150 thick up to 10,000m2, 200mm thick over 10,000m2 GIA; Steel Portal frame with bolts and baseplates; Coated galvanised trapezoidal roof sheets with no insulation, on steel purlins; Roof lights; valley gutters; matching fascia and soffit; Rainwater downpipes and gutters; Single phase electrics, lighting and power; Gas fuelled hot air burners; Underslab storm drainage from internal downpipes on building area greater than 1,000m2; | Location Adjustment Applicable (See Guidance Notes) - ERC = UK mean of 1.00 | (BEAMS Note 2) The ERC for this item should be added to all other rateable items on the hereditament (except land). Therefore the total of the ERC of the other Building Items and the P&M ERC (where applicable) to enable the correct contract size adjustment to be made. ERC of Building Component + ERC of P&M = Total ERC to which contract size adjustment should be applied. The appropriate % adjustment should be made in accordance with the scale for contract size adjustment specified under section 6 of the RCG 2023 Guidance notes. The currency ERC rates are set at £4m (Four Million Pounds) @ 1st April 2021 (AVD) for the RCG 2023 Publication. | The data consists of a typical Industrial shell. Works include the Industrial shell as described and includes works up to 1m perimeter to the building (1m wide paving slabs & foul/storm drainage). Costs are for the shell only and do not include for internal rooms such as offices or toilets which should be added for seperately. See Variations for assistance. | - | - | - | - | - | If no heating is present a deduction of £28m2 (GIA) should be made to the beacon cost. Internal offices (in Industrial complexes) should be added by reference to Cost Guide code series 42P04A -42P40V, Internal WC - 42P40W, amenity blocks - showers & toilets (New code TBC) & Canteens (New CodeTBC) | - | - | - |  | m2 | - | 3 - INDUSTRIAL | David Grace | Jim Allen | #N/A | Option 1 | ERROR | 0% | 566.4382 | 406.6891 | 0% | 0% | 406.6891 | 0% | Price Book Data | P. Avo | VOA_GPN_GOV_UK\7243572 | 2021-09-29 | Low | - | Low | - | - | Copied to latest DCS. | NA | SPONS A&B | 2 | (BEAMS Note 2) Standard | - | - | 2 | FALSE
3536 | 42A15W | 9295 | 42A15W | Industrial Buildings | No Wall Cladding | 10,001 - 20,000m2 | Eaves Height - 30m | - | Building Area only; Site strip vegetation; Strip foundations; Column bases; Uninsulated Concrete GF slab with DPM and Mesh,150 thick up to 10,000m2, 200mm thick over 10,000m2 GIA; Steel Portal frame with bolts and baseplates; Coated galvanised trapezoidal roof sheets with no insulation, on steel purlins; Roof lights; valley gutters; matching fascia and soffit; Rainwater downpipes and gutters; Single phase electrics, lighting and power; Gas fuelled hot air burners; Underslab storm drainage from internal downpipes on building area greater than 1,000m2; | Location Adjustment Applicable (See Guidance Notes) - ERC = UK mean of 1.00 | (BEAMS Note 2) The ERC for this item should be added to all other rateable items on the hereditament (except land). Therefore the total of the ERC of the other Building Items and the P&M ERC (where applicable) to enable the correct contract size adjustment to be made. ERC of Building Component + ERC of P&M = Total ERC to which contract size adjustment should be applied. The appropriate % adjustment should be made in accordance with the scale for contract size adjustment specified under section 6 of the RCG 2023 Guidance notes. The currency ERC rates are set at £4m (Four Million Pounds) @ 1st April 2021 (AVD) for the RCG 2023 Publication. | The data consists of a typical Industrial shell. Works include the Industrial shell as described and includes works up to 1m perimeter to the building (1m wide paving slabs & foul/storm drainage). Costs are for the shell only and do not include for internal rooms such as offices or toilets which should be added for seperately. See Variations for assistance. | - | - | - | - | - | If no heating is present a deduction of £28m2 (GIA) should be made to the beacon cost. Internal offices (in Industrial complexes) should be added by reference to Cost Guide code series 42P04A -42P40V, Internal WC - 42P40W, amenity blocks - showers & toilets (New code TBC) & Canteens (New CodeTBC) | - | - | - |  | m2 | - | 3 - INDUSTRIAL | David Grace | Jim Allen | #N/A | Option 1 | ERROR | 0% | 566.5561 | 406.7738 | 0% | 0% | 406.7738 | 0% | Price Book Data | P. Avo | VOA_GPN_GOV_UK\7243572 | 2021-09-29 | Low | - | Low | - | - | Copied to latest DCS. | NA | SPONS A&B | 2 | (BEAMS Note 2) Standard | - | - | 2 | FALSE
3537 | 42A15X | 9296 | 42A15X | Industrial Buildings | No Wall Cladding | 10,001 - 20,000m2 | Eaves Height - 31m | - | Building Area only; Site strip vegetation; Strip foundations; Column bases; Uninsulated Concrete GF slab with DPM and Mesh,150 thick up to 10,000m2, 200mm thick over 10,000m2 GIA; Steel Portal frame with bolts and baseplates; Coated galvanised trapezoidal roof sheets with no insulation, on steel purlins; Roof lights; valley gutters; matching fascia and soffit; Rainwater downpipes and gutters; Single phase electrics, lighting and power; Gas fuelled hot air burners; Underslab storm drainage from internal downpipes on building area greater than 1,000m2; | Location Adjustment Applicable (See Guidance Notes) - ERC = UK mean of 1.00 | (BEAMS Note 2) The ERC for this item should be added to all other rateable items on the hereditament (except land). Therefore the total of the ERC of the other Building Items and the P&M ERC (where applicable) to enable the correct contract size adjustment to be made. ERC of Building Component + ERC of P&M = Total ERC to which contract size adjustment should be applied. The appropriate % adjustment should be made in accordance with the scale for contract size adjustment specified under section 6 of the RCG 2023 Guidance notes. The currency ERC rates are set at £4m (Four Million Pounds) @ 1st April 2021 (AVD) for the RCG 2023 Publication. | The data consists of a typical Industrial shell. Works include the Industrial shell as described and includes works up to 1m perimeter to the building (1m wide paving slabs & foul/storm drainage). Costs are for the shell only and do not include for internal rooms such as offices or toilets which should be added for seperately. See Variations for assistance. | - | - | - | - | - | If no heating is present a deduction of £28m2 (GIA) should be made to the beacon cost. Internal offices (in Industrial complexes) should be added by reference to Cost Guide code series 42P04A -42P40V, Internal WC - 42P40W, amenity blocks - showers & toilets (New code TBC) & Canteens (New CodeTBC) | - | - | - |  | m2 | - | 3 - INDUSTRIAL | David Grace | Jim Allen | #N/A | Option 1 | ERROR | 0% | 566.6741 | 406.8584 | 0% | 0% | 406.8584 | 0% | Price Book Data | P. Avo | VOA_GPN_GOV_UK\7243572 | 2021-09-29 | Low | - | Low | - | - | Copied to latest DCS. | NA | SPONS A&B | 2 | (BEAMS Note 2) Standard | - | - | 2 | FALSE
3538 | 42A15Y | 9297 | 42A15Y | Industrial Buildings | No Wall Cladding | 10,001 - 20,000m2 | Eaves Height - 32m | - | Building Area only; Site strip vegetation; Strip foundations; Column bases; Uninsulated Concrete GF slab with DPM and Mesh,150 thick up to 10,000m2, 200mm thick over 10,000m2 GIA; Steel Portal frame with bolts and baseplates; Coated galvanised trapezoidal roof sheets with no insulation, on steel purlins; Roof lights; valley gutters; matching fascia and soffit; Rainwater downpipes and gutters; Single phase electrics, lighting and power; Gas fuelled hot air burners; Underslab storm drainage from internal downpipes on building area greater than 1,000m2; | Location Adjustment Applicable (See Guidance Notes) - ERC = UK mean of 1.00 | (BEAMS Note 2) The ERC for this item should be added to all other rateable items on the hereditament (except land). Therefore the total of the ERC of the other Building Items and the P&M ERC (where applicable) to enable the correct contract size adjustment to be made. ERC of Building Component + ERC of P&M = Total ERC to which contract size adjustment should be applied. The appropriate % adjustment should be made in accordance with the scale for contract size adjustment specified under section 6 of the RCG 2023 Guidance notes. The currency ERC rates are set at £4m (Four Million Pounds) @ 1st April 2021 (AVD) for the RCG 2023 Publication. | The data consists of a typical Industrial shell. Works include the Industrial shell as described and includes works up to 1m perimeter to the building (1m wide paving slabs & foul/storm drainage). Costs are for the shell only and do not include for internal rooms such as offices or toilets which should be added for seperately. See Variations for assistance. | - | - | - | - | - | If no heating is present a deduction of £28m2 (GIA) should be made to the beacon cost. Internal offices (in Industrial complexes) should be added by reference to Cost Guide code series 42P04A -42P40V, Internal WC - 42P40W, amenity blocks - showers & toilets (New code TBC) & Canteens (New CodeTBC) | - | - | - |  | m2 | - | 3 - INDUSTRIAL | David Grace | Jim Allen | #N/A | Option 1 | ERROR | 0% | 566.7921 | 406.9431 | 0% | 0% | 406.9431 | 0% | Price Book Data | P. Avo | VOA_GPN_GOV_UK\7243572 | 2021-09-29 | Low | - | Low | - | - | Copied to latest DCS. | NA | SPONS A&B | 2 | (BEAMS Note 2) Standard | - | - | 2 | FALSE
3539 | 42A15Z | 9298 | 42A15Z | Industrial Buildings | No Wall Cladding | 10,001 - 20,000m2 | Eaves Height - 33m | - | Building Area only; Site strip vegetation; Strip foundations; Column bases; Uninsulated Concrete GF slab with DPM and Mesh,150 thick up to 10,000m2, 200mm thick over 10,000m2 GIA; Steel Portal frame with bolts and baseplates; Coated galvanised trapezoidal roof sheets with no insulation, on steel purlins; Roof lights; valley gutters; matching fascia and soffit; Rainwater downpipes and gutters; Single phase electrics, lighting and power; Gas fuelled hot air burners; Underslab storm drainage from internal downpipes on building area greater than 1,000m2; | Location Adjustment Applicable (See Guidance Notes) - ERC = UK mean of 1.00 | (BEAMS Note 2) The ERC for this item should be added to all other rateable items on the hereditament (except land). Therefore the total of the ERC of the other Building Items and the P&M ERC (where applicable) to enable the correct contract size adjustment to be made. ERC of Building Component + ERC of P&M = Total ERC to which contract size adjustment should be applied. The appropriate % adjustment should be made in accordance with the scale for contract size adjustment specified under section 6 of the RCG 2023 Guidance notes. The currency ERC rates are set at £4m (Four Million Pounds) @ 1st April 2021 (AVD) for the RCG 2023 Publication. | The data consists of a typical Industrial shell. Works include the Industrial shell as described and includes works up to 1m perimeter to the building (1m wide paving slabs & foul/storm drainage). Costs are for the shell only and do not include for internal rooms such as offices or toilets which should be added for seperately. See Variations for assistance. | - | - | - | - | - | If no heating is present a deduction of £28m2 (GIA) should be made to the beacon cost. Internal offices (in Industrial complexes) should be added by reference to Cost Guide code series 42P04A -42P40V, Internal WC - 42P40W, amenity blocks - showers & toilets (New code TBC) & Canteens (New CodeTBC) | - | - | - |  | m2 | - | 3 - INDUSTRIAL | David Grace | Jim Allen | #N/A | Option 1 | ERROR | 0% | 566.91 | 407.0278 | 0% | 0% | 407.0278 | 0% | Price Book Data | P. Avo | VOA_GPN_GOV_UK\7243572 | 2021-09-29 | Low | - | Low | - | - | Copied to latest DCS. | NA | SPONS A&B | 2 | (BEAMS Note 2) Standard | - | - | 2 | FALSE
3540 | 42A16A | 9299 | 42A16A | Industrial Buildings | No Wall Cladding | 10,001 - 20,000m2 | Eaves Height - 34m | - | Building Area only; Site strip vegetation; Strip foundations; Column bases; Uninsulated Concrete GF slab with DPM and Mesh,150 thick up to 10,000m2, 200mm thick over 10,000m2 GIA; Steel Portal frame with bolts and baseplates; Coated galvanised trapezoidal roof sheets with no insulation, on steel purlins; Roof lights; valley gutters; matching fascia and soffit; Rainwater downpipes and gutters; Single phase electrics, lighting and power; Gas fuelled hot air burners; Underslab storm drainage from internal downpipes on building area greater than 1,000m2; | Location Adjustment Applicable (See Guidance Notes) - ERC = UK mean of 1.00 | (BEAMS Note 2) The ERC for this item should be added to all other rateable items on the hereditament (except land). Therefore the total of the ERC of the other Building Items and the P&M ERC (where applicable) to enable the correct contract size adjustment to be made. ERC of Building Component + ERC of P&M = Total ERC to which contract size adjustment should be applied. The appropriate % adjustment should be made in accordance with the scale for contract size adjustment specified under section 6 of the RCG 2023 Guidance notes. The currency ERC rates are set at £4m (Four Million Pounds) @ 1st April 2021 (AVD) for the RCG 2023 Publication. | The data consists of a typical Industrial shell. Works include the Industrial shell as described and includes works up to 1m perimeter to the building (1m wide paving slabs & foul/storm drainage). Costs are for the shell only and do not include for internal rooms such as offices or toilets which should be added for seperately. See Variations for assistance. | - | - | - | - | - | If no heating is present a deduction of £28m2 (GIA) should be made to the beacon cost. Internal offices (in Industrial complexes) should be added by reference to Cost Guide code series 42P04A -42P40V, Internal WC - 42P40W, amenity blocks - showers & toilets (New code TBC) & Canteens (New CodeTBC) | - | - | - |  | m2 | - | 3 - INDUSTRIAL | David Grace | Jim Allen | #N/A | Option 1 | ERROR | 0% | 567.028 | 407.1125 | 0% | 0% | 407.1125 | 0% | Price Book Data | P. Avo | VOA_GPN_GOV_UK\7243572 | 2021-10-07 | Low | - | Low | - | - | Copied to latest DCS. | NA | SPONS A&B | 2 | (BEAMS Note 2) Standard | - | - | 2 | FALSE
3541 | 42A16B | 9300 | 42A16B | Industrial Buildings | No Wall Cladding | 10,001 - 20,000m2 | Eaves Height - 35m | - | Building Area only; Site strip vegetation; Strip foundations; Column bases; Uninsulated Concrete GF slab with DPM and Mesh,150 thick up to 10,000m2, 200mm thick over 10,000m2 GIA; Steel Portal frame with bolts and baseplates; Coated galvanised trapezoidal roof sheets with no insulation, on steel purlins; Roof lights; valley gutters; matching fascia and soffit; Rainwater downpipes and gutters; Single phase electrics, lighting and power; Gas fuelled hot air burners; Underslab storm drainage from internal downpipes on building area greater than 1,000m2; | Location Adjustment Applicable (See Guidance Notes) - ERC = UK mean of 1.00 | (BEAMS Note 2) The ERC for this item should be added to all other rateable items on the hereditament (except land). Therefore the total of the ERC of the other Building Items and the P&M ERC (where applicable) to enable the correct contract size adjustment to be made. ERC of Building Component + ERC of P&M = Total ERC to which contract size adjustment should be applied. The appropriate % adjustment should be made in accordance with the scale for contract size adjustment specified under section 6 of the RCG 2023 Guidance notes. The currency ERC rates are set at £4m (Four Million Pounds) @ 1st April 2021 (AVD) for the RCG 2023 Publication. | The data consists of a typical Industrial shell. Works include the Industrial shell as described and includes works up to 1m perimeter to the building (1m wide paving slabs & foul/storm drainage). Costs are for the shell only and do not include for internal rooms such as offices or toilets which should be added for seperately. See Variations for assistance. | - | - | - | - | - | If no heating is present a deduction of £28m2 (GIA) should be made to the beacon cost. Internal offices (in Industrial complexes) should be added by reference to Cost Guide code series 42P04A -42P40V, Internal WC - 42P40W, amenity blocks - showers & toilets (New code TBC) & Canteens (New CodeTBC) | - | - | - |  | m2 | - | 3 - INDUSTRIAL | David Grace | Jim Allen | #N/A | Option 1 | ERROR | 0% | 567.146 | 407.1972 | 0% | 0% | 407.1972 | 0% | Price Book Data | P. Avo | VOA_GPN_GOV_UK\7243572 | 2021-09-29 | Low | - | Low | - | - | Copied to latest DCS. | NA | SPONS A&B | 2 | (BEAMS Note 2) Standard | - | - | 2 | FALSE
3542 | 42A17D | 9326 | 42A17D | Industrial Buildings | No Wall Cladding | over 20,000m2 | Eaves Height - 21m | - | Building Area only; Site strip vegetation; Strip foundations; Column bases; Uninsulated Concrete GF slab with DPM and Mesh,150 thick up to 10,000m2, 200mm thick over 10,000m2 GIA; Steel Portal frame with bolts and baseplates; Coated galvanised trapezoidal roof sheets with no insulation, on steel purlins; Roof lights; valley gutters; matching fascia and soffit; Rainwater downpipes and gutters; Single phase electrics, lighting and power; EXCLUDES heating ; Underslab storm drainage from internal downpipes on building area greater than 1,000m2 | Location Adjustment Applicable (See Guidance Notes) - ERC = UK mean of 1.00 | (BEAMS Note 2) The ERC for this item should be added to all other rateable items on the hereditament (except land). Therefore the total of the ERC of the other Building Items and the P&M ERC (where applicable) to enable the correct contract size adjustment to be made. ERC of Building Component + ERC of P&M = Total ERC to which contract size adjustment should be applied. The appropriate % adjustment should be made in accordance with the scale for contract size adjustment specified under section 6 of the RCG 2023 Guidance notes. The currency ERC rates are set at £4m (Four Million Pounds) @ 1st April 2021 (AVD) for the RCG 2023 Publication. | The data consists of a typical Industrial shell. Works include the Industrial shell as described and includes works up to 1m perimeter to the building (1m wide paving slabs & foul/storm drainage). Costs are for the shell only and do not include for internal rooms such as offices or toilets which should be added for seperately. See Variations for assistance. | - | - | - | - | - | If heating is required an addition of £32/m2 (GIA) should be made to the beacon cost. Internal offices (in Industrial complexes) should be added by reference to Cost Guide code series 42P04A -42P40V, Internal WC - 42P40W | - | - | - |  | m2 | - | 3 - INDUSTRIAL | David Grace | Jim Allen | #N/A | Option 1 | ERROR | 0% | 526.0592 | 377.6979 | 0% | 0% | 377.6979 | 0% | Price Book Data | P. Avo | VOA_GPN_GOV_UK\7243572 | 2021-09-24 | Low | - | Low | - | - | Copied to latest DCS. | NA | SPONS A&B | 2 | (BEAMS Note 2) Standard | - | - | 2 | TRUE
3543 | 42A17E | 9327 | 42A17E | Industrial Buildings | No Wall Cladding | over 20,000m2 | Eaves Height - 22m | - | Building Area only; Site strip vegetation; Strip foundations; Column bases; Uninsulated Concrete GF slab with DPM and Mesh,150 thick up to 10,000m2, 200mm thick over 10,000m2 GIA; Steel Portal frame with bolts and baseplates; Coated galvanised trapezoidal roof sheets with no insulation, on steel purlins; Roof lights; valley gutters; matching fascia and soffit; Rainwater downpipes and gutters; Single phase electrics, lighting and power; EXCLUDES heating ; Underslab storm drainage from internal downpipes on building area greater than 1,000m2 | Location Adjustment Applicable (See Guidance Notes) - ERC = UK mean of 1.00 | (BEAMS Note 2) The ERC for this item should be added to all other rateable items on the hereditament (except land). Therefore the total of the ERC of the other Building Items and the P&M ERC (where applicable) to enable the correct contract size adjustment to be made. ERC of Building Component + ERC of P&M = Total ERC to which contract size adjustment should be applied. The appropriate % adjustment should be made in accordance with the scale for contract size adjustment specified under section 6 of the RCG 2023 Guidance notes. The currency ERC rates are set at £4m (Four Million Pounds) @ 1st April 2021 (AVD) for the RCG 2023 Publication. | The data consists of a typical Industrial shell. Works include the Industrial shell as described and includes works up to 1m perimeter to the building (1m wide paving slabs & foul/storm drainage). Costs are for the shell only and do not include for internal rooms such as offices or toilets which should be added for seperately. See Variations for assistance. | - | - | - | - | - | If heating is required an addition of £32/m2 (GIA) should be made to the beacon cost. Internal offices (in Industrial complexes) should be added by reference to Cost Guide code series 42P04A -42P40V, Internal WC - 42P40W | - | - | - |  | m2 | - | 3 - INDUSTRIAL | David Grace | Jim Allen | #N/A | Option 1 | ERROR | 0% | 526.1402 | 377.7561 | 0% | 0% | 377.7561 | 0% | Price Book Data | P. Avo | VOA_GPN_GOV_UK\7243572 | 2021-09-24 | Low | - | Low | - | - | Copied to latest DCS. | NA | SPONS A&B | 2 | (BEAMS Note 2) Standard | - | - | 2 | TRUE
3544 | 42A17F | 9328 | 42A17F | Industrial Buildings | No Wall Cladding | over 20,000m2 | Eaves Height - 23m | - | Building Area only; Site strip vegetation; Strip foundations; Column bases; Uninsulated Concrete GF slab with DPM and Mesh,150 thick up to 10,000m2, 200mm thick over 10,000m2 GIA; Steel Portal frame with bolts and baseplates; Coated galvanised trapezoidal roof sheets with no insulation, on steel purlins; Roof lights; valley gutters; matching fascia and soffit; Rainwater downpipes and gutters; Single phase electrics, lighting and power; EXCLUDES heating ; Underslab storm drainage from internal downpipes on building area greater than 1,000m2 | Location Adjustment Applicable (See Guidance Notes) - ERC = UK mean of 1.00 | (BEAMS Note 2) The ERC for this item should be added to all other rateable items on the hereditament (except land). Therefore the total of the ERC of the other Building Items and the P&M ERC (where applicable) to enable the correct contract size adjustment to be made. ERC of Building Component + ERC of P&M = Total ERC to which contract size adjustment should be applied. The appropriate % adjustment should be made in accordance with the scale for contract size adjustment specified under section 6 of the RCG 2023 Guidance notes. The currency ERC rates are set at £4m (Four Million Pounds) @ 1st April 2021 (AVD) for the RCG 2023 Publication. | The data consists of a typical Industrial shell. Works include the Industrial shell as described and includes works up to 1m perimeter to the building (1m wide paving slabs & foul/storm drainage). Costs are for the shell only and do not include for internal rooms such as offices or toilets which should be added for seperately. See Variations for assistance. | - | - | - | - | - | If heating is required an addition of £32/m2 (GIA) should be made to the beacon cost. Internal offices (in Industrial complexes) should be added by reference to Cost Guide code series 42P04A -42P40V, Internal WC - 42P40W | - | - | - |  | m2 | - | 3 - INDUSTRIAL | David Grace | Jim Allen | #N/A | Option 1 | ERROR | 0% | 526.2213 | 377.8143 | 0% | 0% | 377.8143 | 0% | Price Book Data | P. Avo | VOA_GPN_GOV_UK\7243572 | 2021-09-24 | Low | - | Low | - | - | Copied to latest DCS. | NA | SPONS A&B | 2 | (BEAMS Note 2) Standard | - | - | 2 | TRUE
3545 | 42A17G | 9329 | 42A17G | Industrial Buildings | No Wall Cladding | over 20,000m2 | Eaves Height - 24m | - | Building Area only; Site strip vegetation; Strip foundations; Column bases; Uninsulated Concrete GF slab with DPM and Mesh,150 thick up to 10,000m2, 200mm thick over 10,000m2 GIA; Steel Portal frame with bolts and baseplates; Coated galvanised trapezoidal roof sheets with no insulation, on steel purlins; Roof lights; valley gutters; matching fascia and soffit; Rainwater downpipes and gutters; Single phase electrics, lighting and power; EXCLUDES heating ; Underslab storm drainage from internal downpipes on building area greater than 1,000m2 | Location Adjustment Applicable (See Guidance Notes) - ERC = UK mean of 1.00 | (BEAMS Note 2) The ERC for this item should be added to all other rateable items on the hereditament (except land). Therefore the total of the ERC of the other Building Items and the P&M ERC (where applicable) to enable the correct contract size adjustment to be made. ERC of Building Component + ERC of P&M = Total ERC to which contract size adjustment should be applied. The appropriate % adjustment should be made in accordance with the scale for contract size adjustment specified under section 6 of the RCG 2023 Guidance notes. The currency ERC rates are set at £4m (Four Million Pounds) @ 1st April 2021 (AVD) for the RCG 2023 Publication. | The data consists of a typical Industrial shell. Works include the Industrial shell as described and includes works up to 1m perimeter to the building (1m wide paving slabs & foul/storm drainage). Costs are for the shell only and do not include for internal rooms such as offices or toilets which should be added for seperately. See Variations for assistance. | - | - | - | - | - | If heating is required an addition of £32/m2 (GIA) should be made to the beacon cost. Internal offices (in Industrial complexes) should be added by reference to Cost Guide code series 42P04A -42P40V, Internal WC - 42P40W | - | - | - |  | m2 | - | 3 - INDUSTRIAL | David Grace | Jim Allen | #N/A | Option 1 | ERROR | 0% | 526.3023 | 377.8725 | 0% | 0% | 377.8725 | 0% | Price Book Data | P. Avo | VOA_GPN_GOV_UK\7243572 | 2021-09-24 | Low | - | Low | - | - | Copied to latest DCS. | NA | SPONS A&B | 2 | (BEAMS Note 2) Standard | - | - | 2 | TRUE
3546 | 42A17H | 9330 | 42A17H | Industrial Buildings | No Wall Cladding | over 20,000m2 | Eaves Height - 25m | - | Building Area only; Site strip vegetation; Strip foundations; Column bases; Uninsulated Concrete GF slab with DPM and Mesh,150 thick up to 10,000m2, 200mm thick over 10,000m2 GIA; Steel Portal frame with bolts and baseplates; Coated galvanised trapezoidal roof sheets with no insulation, on steel purlins; Roof lights; valley gutters; matching fascia and soffit; Rainwater downpipes and gutters; Single phase electrics, lighting and power; EXCLUDES heating ; Underslab storm drainage from internal downpipes on building area greater than 1,000m2 | Location Adjustment Applicable (See Guidance Notes) - ERC = UK mean of 1.00 | (BEAMS Note 2) The ERC for this item should be added to all other rateable items on the hereditament (except land). Therefore the total of the ERC of the other Building Items and the P&M ERC (where applicable) to enable the correct contract size adjustment to be made. ERC of Building Component + ERC of P&M = Total ERC to which contract size adjustment should be applied. The appropriate % adjustment should be made in accordance with the scale for contract size adjustment specified under section 6 of the RCG 2023 Guidance notes. The currency ERC rates are set at £4m (Four Million Pounds) @ 1st April 2021 (AVD) for the RCG 2023 Publication. | The data consists of a typical Industrial shell. Works include the Industrial shell as described and includes works up to 1m perimeter to the building (1m wide paving slabs & foul/storm drainage). Costs are for the shell only and do not include for internal rooms such as offices or toilets which should be added for seperately. See Variations for assistance. | - | - | - | - | - | If heating is required an addition of £32/m2 (GIA) should be made to the beacon cost. Internal offices (in Industrial complexes) should be added by reference to Cost Guide code series 42P04A -42P40V, Internal WC - 42P40W | - | - | - |  | m2 | - | 3 - INDUSTRIAL | David Grace | Jim Allen | #N/A | Option 1 | ERROR | 0% | 526.3834 | 377.9307 | 0% | 0% | 377.9307 | 0% | Price Book Data | P. Avo | VOA_GPN_GOV_UK\7243572 | 2021-09-24 | Low | - | Low | - | - | Copied to latest DCS. | NA | SPONS A&B | 2 | (BEAMS Note 2) Standard | - | - | 2 | TRUE
3547 | 42A17J | 9331 | 42A17J | Industrial Buildings | No Wall Cladding | over 20,000m2 | Eaves Height - 26m | - | Building Area only; Site strip vegetation; Strip foundations; Column bases; Uninsulated Concrete GF slab with DPM and Mesh,150 thick up to 10,000m2, 200mm thick over 10,000m2 GIA; Steel Portal frame with bolts and baseplates; Coated galvanised trapezoidal roof sheets with no insulation, on steel purlins; Roof lights; valley gutters; matching fascia and soffit; Rainwater downpipes and gutters; Single phase electrics, lighting and power; EXCLUDES heating ; Underslab storm drainage from internal downpipes on building area greater than 1,000m2 | Location Adjustment Applicable (See Guidance Notes) - ERC = UK mean of 1.00 | (BEAMS Note 2) The ERC for this item should be added to all other rateable items on the hereditament (except land). Therefore the total of the ERC of the other Building Items and the P&M ERC (where applicable) to enable the correct contract size adjustment to be made. ERC of Building Component + ERC of P&M = Total ERC to which contract size adjustment should be applied. The appropriate % adjustment should be made in accordance with the scale for contract size adjustment specified under section 6 of the RCG 2023 Guidance notes. The currency ERC rates are set at £4m (Four Million Pounds) @ 1st April 2021 (AVD) for the RCG 2023 Publication. | The data consists of a typical Industrial shell. Works include the Industrial shell as described and includes works up to 1m perimeter to the building (1m wide paving slabs & foul/storm drainage). Costs are for the shell only and do not include for internal rooms such as offices or toilets which should be added for seperately. See Variations for assistance. | - | - | - | - | - | If heating is required an addition of £32/m2 (GIA) should be made to the beacon cost. Internal offices (in Industrial complexes) should be added by reference to Cost Guide code series 42P04A -42P40V, Internal WC - 42P40W | - | - | - |  | m2 | - | 3 - INDUSTRIAL | David Grace | Jim Allen | #N/A | Option 1 | ERROR | 0% | 526.4645 | 377.9889 | 0% | 0% | 377.9889 | 0% | Price Book Data | P. Avo | VOA_GPN_GOV_UK\7243572 | 2021-09-29 | Low | - | Low | - | - | Copied to latest DCS. | NA | SPONS A&B | 2 | (BEAMS Note 2) Standard | - | - | 2 | TRUE
3548 | 42A17K | 9332 | 42A17K | Industrial Buildings | No Wall Cladding | over 20,000m2 | Eaves Height - 27m | - | Building Area only; Site strip vegetation; Strip foundations; Column bases; Uninsulated Concrete GF slab with DPM and Mesh,150 thick up to 10,000m2, 200mm thick over 10,000m2 GIA; Steel Portal frame with bolts and baseplates; Coated galvanised trapezoidal roof sheets with no insulation, on steel purlins; Roof lights; valley gutters; matching fascia and soffit; Rainwater downpipes and gutters; Single phase electrics, lighting and power; EXCLUDES heating ; Underslab storm drainage from internal downpipes on building area greater than 1,000m2 | Location Adjustment Applicable (See Guidance Notes) - ERC = UK mean of 1.00 | (BEAMS Note 2) The ERC for this item should be added to all other rateable items on the hereditament (except land). Therefore the total of the ERC of the other Building Items and the P&M ERC (where applicable) to enable the correct contract size adjustment to be made. ERC of Building Component + ERC of P&M = Total ERC to which contract size adjustment should be applied. The appropriate % adjustment should be made in accordance with the scale for contract size adjustment specified under section 6 of the RCG 2023 Guidance notes. The currency ERC rates are set at £4m (Four Million Pounds) @ 1st April 2021 (AVD) for the RCG 2023 Publication. | The data consists of a typical Industrial shell. Works include the Industrial shell as described and includes works up to 1m perimeter to the building (1m wide paving slabs & foul/storm drainage). Costs are for the shell only and do not include for internal rooms such as offices or toilets which should be added for seperately. See Variations for assistance. | - | - | - | - | - | If heating is required an addition of £32/m2 (GIA) should be made to the beacon cost. Internal offices (in Industrial complexes) should be added by reference to Cost Guide code series 42P04A -42P40V, Internal WC - 42P40W | - | - | - |  | m2 | - | 3 - INDUSTRIAL | David Grace | Jim Allen | #N/A | Option 1 | ERROR | 0% | 526.5455 | 378.0471 | 0% | 0% | 378.0471 | 0% | Price Book Data | P. Avo | VOA_GPN_GOV_UK\7243572 | 2021-09-29 | Low | - | Low | - | - | Copied to latest DCS. | NA | SPONS A&B | 2 | (BEAMS Note 2) Standard | - | - | 2 | TRUE
3549 | 42A17L | 9333 | 42A17L | Industrial Buildings | No Wall Cladding | over 20,000m2 | Eaves Height - 28m | - | Building Area only; Site strip vegetation; Strip foundations; Column bases; Uninsulated Concrete GF slab with DPM and Mesh,150 thick up to 10,000m2, 200mm thick over 10,000m2 GIA; Steel Portal frame with bolts and baseplates; Coated galvanised trapezoidal roof sheets with no insulation, on steel purlins; Roof lights; valley gutters; matching fascia and soffit; Rainwater downpipes and gutters; Single phase electrics, lighting and power; EXCLUDES heating ; Underslab storm drainage from internal downpipes on building area greater than 1,000m2 | Location Adjustment Applicable (See Guidance Notes) - ERC = UK mean of 1.00 | (BEAMS Note 2) The ERC for this item should be added to all other rateable items on the hereditament (except land). Therefore the total of the ERC of the other Building Items and the P&M ERC (where applicable) to enable the correct contract size adjustment to be made. ERC of Building Component + ERC of P&M = Total ERC to which contract size adjustment should be applied. The appropriate % adjustment should be made in accordance with the scale for contract size adjustment specified under section 6 of the RCG 2023 Guidance notes. The currency ERC rates are set at £4m (Four Million Pounds) @ 1st April 2021 (AVD) for the RCG 2023 Publication. | The data consists of a typical Industrial shell. Works include the Industrial shell as described and includes works up to 1m perimeter to the building (1m wide paving slabs & foul/storm drainage). Costs are for the shell only and do not include for internal rooms such as offices or toilets which should be added for seperately. See Variations for assistance. | - | - | - | - | - | If heating is required an addition of £32/m2 (GIA) should be made to the beacon cost. Internal offices (in Industrial complexes) should be added by reference to Cost Guide code series 42P04A -42P40V, Internal WC - 42P40W | - | - | - |  | m2 | - | 3 - INDUSTRIAL | David Grace | Jim Allen | #N/A | Option 1 | ERROR | 0% | 526.6266 | 378.1053 | 0% | 0% | 378.1053 | 0% | Price Book Data | P. Avo | VOA_GPN_GOV_UK\7243572 | 2021-09-29 | Low | - | Low | - | - | Copied to latest DCS. | NA | SPONS A&B | 2 | (BEAMS Note 2) Standard | - | - | 2 | TRUE
3550 | 42A17M | 9334 | 42A17M | Industrial Buildings | No Wall Cladding | over 20,000m2 | Eaves Height - 29m | - | Building Area only; Site strip vegetation; Strip foundations; Column bases; Uninsulated Concrete GF slab with DPM and Mesh,150 thick up to 10,000m2, 200mm thick over 10,000m2 GIA; Steel Portal frame with bolts and baseplates; Coated galvanised trapezoidal roof sheets with no insulation, on steel purlins; Roof lights; valley gutters; matching fascia and soffit; Rainwater downpipes and gutters; Single phase electrics, lighting and power; EXCLUDES heating ; Underslab storm drainage from internal downpipes on building area greater than 1,000m2 | Location Adjustment Applicable (See Guidance Notes) - ERC = UK mean of 1.00 | (BEAMS Note 2) The ERC for this item should be added to all other rateable items on the hereditament (except land). Therefore the total of the ERC of the other Building Items and the P&M ERC (where applicable) to enable the correct contract size adjustment to be made. ERC of Building Component + ERC of P&M = Total ERC to which contract size adjustment should be applied. The appropriate % adjustment should be made in accordance with the scale for contract size adjustment specified under section 6 of the RCG 2023 Guidance notes. The currency ERC rates are set at £4m (Four Million Pounds) @ 1st April 2021 (AVD) for the RCG 2023 Publication. | The data consists of a typical Industrial shell. Works include the Industrial shell as described and includes works up to 1m perimeter to the building (1m wide paving slabs & foul/storm drainage). Costs are for the shell only and do not include for internal rooms such as offices or toilets which should be added for seperately. See Variations for assistance. | - | - | - | - | - | If heating is required an addition of £32/m2 (GIA) should be made to the beacon cost. Internal offices (in Industrial complexes) should be added by reference to Cost Guide code series 42P04A -42P40V, Internal WC - 42P40W | - | - | - |  | m2 | - | 3 - INDUSTRIAL | David Grace | Jim Allen | #N/A | Option 1 | ERROR | 0% | 526.7076 | 378.1635 | 0% | 0% | 378.1635 | 0% | Price Book Data | P. Avo | VOA_GPN_GOV_UK\7243572 | 2021-09-29 | Low | - | Low | - | - | Copied to latest DCS. | NA | SPONS A&B | 2 | (BEAMS Note 2) Standard | - | - | 2 | TRUE
3551 | 42A17N | 9335 | 42A17N | Industrial Buildings | No Wall Cladding | over 20,000m2 | Eaves Height - 30m | - | Building Area only; Site strip vegetation; Strip foundations; Column bases; Uninsulated Concrete GF slab with DPM and Mesh,150 thick up to 10,000m2, 200mm thick over 10,000m2 GIA; Steel Portal frame with bolts and baseplates; Coated galvanised trapezoidal roof sheets with no insulation, on steel purlins; Roof lights; valley gutters; matching fascia and soffit; Rainwater downpipes and gutters; Single phase electrics, lighting and power; EXCLUDES heating ; Underslab storm drainage from internal downpipes on building area greater than 1,000m2 | Location Adjustment Applicable (See Guidance Notes) - ERC = UK mean of 1.00 | (BEAMS Note 2) The ERC for this item should be added to all other rateable items on the hereditament (except land). Therefore the total of the ERC of the other Building Items and the P&M ERC (where applicable) to enable the correct contract size adjustment to be made. ERC of Building Component + ERC of P&M = Total ERC to which contract size adjustment should be applied. The appropriate % adjustment should be made in accordance with the scale for contract size adjustment specified under section 6 of the RCG 2023 Guidance notes. The currency ERC rates are set at £4m (Four Million Pounds) @ 1st April 2021 (AVD) for the RCG 2023 Publication. | The data consists of a typical Industrial shell. Works include the Industrial shell as described and includes works up to 1m perimeter to the building (1m wide paving slabs & foul/storm drainage). Costs are for the shell only and do not include for internal rooms such as offices or toilets which should be added for seperately. See Variations for assistance. | - | - | - | - | - | If heating is required an addition of £32/m2 (GIA) should be made to the beacon cost. Internal offices (in Industrial complexes) should be added by reference to Cost Guide code series 42P04A -42P40V, Internal WC - 42P40W | - | - | - |  | m2 | - | 3 - INDUSTRIAL | David Grace | Jim Allen | #N/A | Option 1 | ERROR | 0% | 526.7887 | 378.2217 | 0% | 0% | 378.2217 | 0% | Price Book Data | P. Avo | VOA_GPN_GOV_UK\7243572 | 2021-09-29 | Low | - | Low | - | - | Copied to latest DCS. | NA | SPONS A&B | 2 | (BEAMS Note 2) Standard | - | - | 2 | TRUE
3552 | 42A17P | 9336 | 42A17P | Industrial Buildings | No Wall Cladding | over 20,000m2 | Eaves Height - 31m | - | Building Area only; Site strip vegetation; Strip foundations; Column bases; Uninsulated Concrete GF slab with DPM and Mesh,150 thick up to 10,000m2, 200mm thick over 10,000m2 GIA; Steel Portal frame with bolts and baseplates; Coated galvanised trapezoidal roof sheets with no insulation, on steel purlins; Roof lights; valley gutters; matching fascia and soffit; Rainwater downpipes and gutters; Single phase electrics, lighting and power; EXCLUDES heating ; Underslab storm drainage from internal downpipes on building area greater than 1,000m2 | Location Adjustment Applicable (See Guidance Notes) - ERC = UK mean of 1.00 | (BEAMS Note 2) The ERC for this item should be added to all other rateable items on the hereditament (except land). Therefore the total of the ERC of the other Building Items and the P&M ERC (where applicable) to enable the correct contract size adjustment to be made. ERC of Building Component + ERC of P&M = Total ERC to which contract size adjustment should be applied. The appropriate % adjustment should be made in accordance with the scale for contract size adjustment specified under section 6 of the RCG 2023 Guidance notes. The currency ERC rates are set at £4m (Four Million Pounds) @ 1st April 2021 (AVD) for the RCG 2023 Publication. | The data consists of a typical Industrial shell. Works include the Industrial shell as described and includes works up to 1m perimeter to the building (1m wide paving slabs & foul/storm drainage). Costs are for the shell only and do not include for internal rooms such as offices or toilets which should be added for seperately. See Variations for assistance. | - | - | - | - | - | If heating is required an addition of £32/m2 (GIA) should be made to the beacon cost. Internal offices (in Industrial complexes) should be added by reference to Cost Guide code series 42P04A -42P40V, Internal WC - 42P40W | - | - | - |  | m2 | - | 3 - INDUSTRIAL | David Grace | Jim Allen | #N/A | Option 1 | ERROR | 0% | 526.8698 | 378.2799 | 0% | 0% | 378.2799 | 0% | Price Book Data | P. Avo | VOA_GPN_GOV_UK\7243572 | 2021-09-29 | Low | - | Low | - | - | Copied to latest DCS. | NA | SPONS A&B | 2 | (BEAMS Note 2) Standard | - | - | 2 | TRUE
3553 | 42A17Q | 9337 | 42A17Q | Industrial Buildings | No Wall Cladding | over 20,000m2 | Eaves Height - 32m | - | Building Area only; Site strip vegetation; Strip foundations; Column bases; Uninsulated Concrete GF slab with DPM and Mesh,150 thick up to 10,000m2, 200mm thick over 10,000m2 GIA; Steel Portal frame with bolts and baseplates; Coated galvanised trapezoidal roof sheets with no insulation, on steel purlins; Roof lights; valley gutters; matching fascia and soffit; Rainwater downpipes and gutters; Single phase electrics, lighting and power; EXCLUDES heating ; Underslab storm drainage from internal downpipes on building area greater than 1,000m2 | Location Adjustment Applicable (See Guidance Notes) - ERC = UK mean of 1.00 | (BEAMS Note 2) The ERC for this item should be added to all other rateable items on the hereditament (except land). Therefore the total of the ERC of the other Building Items and the P&M ERC (where applicable) to enable the correct contract size adjustment to be made. ERC of Building Component + ERC of P&M = Total ERC to which contract size adjustment should be applied. The appropriate % adjustment should be made in accordance with the scale for contract size adjustment specified under section 6 of the RCG 2023 Guidance notes. The currency ERC rates are set at £4m (Four Million Pounds) @ 1st April 2021 (AVD) for the RCG 2023 Publication. | The data consists of a typical Industrial shell. Works include the Industrial shell as described and includes works up to 1m perimeter to the building (1m wide paving slabs & foul/storm drainage). Costs are for the shell only and do not include for internal rooms such as offices or toilets which should be added for seperately. See Variations for assistance. | - | - | - | - | - | If heating is required an addition of £32/m2 (GIA) should be made to the beacon cost. Internal offices (in Industrial complexes) should be added by reference to Cost Guide code series 42P04A -42P40V, Internal WC - 42P40W | - | - | - |  | m2 | - | 3 - INDUSTRIAL | David Grace | Jim Allen | #N/A | Option 1 | ERROR | 0% | 526.9508 | 378.3381 | 0% | 0% | 378.3381 | 0% | Price Book Data | P. Avo | VOA_GPN_GOV_UK\7243572 | 2021-09-29 | Low | - | Low | - | - | Copied to latest DCS. | NA | SPONS A&B | 2 | (BEAMS Note 2) Standard | - | - | 2 | TRUE
3554 | 42A17R | 9338 | 42A17R | Industrial Buildings | No Wall Cladding | over 20,000m2 | Eaves Height - 33m | - | Building Area only; Site strip vegetation; Strip foundations; Column bases; Uninsulated Concrete GF slab with DPM and Mesh,150 thick up to 10,000m2, 200mm thick over 10,000m2 GIA; Steel Portal frame with bolts and baseplates; Coated galvanised trapezoidal roof sheets with no insulation, on steel purlins; Roof lights; valley gutters; matching fascia and soffit; Rainwater downpipes and gutters; Single phase electrics, lighting and power; EXCLUDES heating ; Underslab storm drainage from internal downpipes on building area greater than 1,000m2 | Location Adjustment Applicable (See Guidance Notes) - ERC = UK mean of 1.00 | (BEAMS Note 2) The ERC for this item should be added to all other rateable items on the hereditament (except land). Therefore the total of the ERC of the other Building Items and the P&M ERC (where applicable) to enable the correct contract size adjustment to be made. ERC of Building Component + ERC of P&M = Total ERC to which contract size adjustment should be applied. The appropriate % adjustment should be made in accordance with the scale for contract size adjustment specified under section 6 of the RCG 2023 Guidance notes. The currency ERC rates are set at £4m (Four Million Pounds) @ 1st April 2021 (AVD) for the RCG 2023 Publication. | The data consists of a typical Industrial shell. Works include the Industrial shell as described and includes works up to 1m perimeter to the building (1m wide paving slabs & foul/storm drainage). Costs are for the shell only and do not include for internal rooms such as offices or toilets which should be added for seperately. See Variations for assistance. | - | - | - | - | - | If heating is required an addition of £32/m2 (GIA) should be made to the beacon cost. Internal offices (in Industrial complexes) should be added by reference to Cost Guide code series 42P04A -42P40V, Internal WC - 42P40W | - | - | - |  | m2 | - | 3 - INDUSTRIAL | David Grace | Jim Allen | #N/A | Option 1 | ERROR | 0% | 527.0319 | 378.3963 | 0% | 0% | 378.3963 | 0% | Price Book Data | P. Avo | VOA_GPN_GOV_UK\7243572 | 2021-09-29 | Low | - | Low | - | - | Copied to latest DCS. | NA | SPONS A&B | 2 | (BEAMS Note 2) Standard | - | - | 2 | TRUE
3555 | 42A17S | 9339 | 42A17S | Industrial Buildings | No Wall Cladding | over 20,000m2 | Eaves Height - 34m | - | Building Area only; Site strip vegetation; Strip foundations; Column bases; Uninsulated Concrete GF slab with DPM and Mesh,150 thick up to 10,000m2, 200mm thick over 10,000m2 GIA; Steel Portal frame with bolts and baseplates; Coated galvanised trapezoidal roof sheets with no insulation, on steel purlins; Roof lights; valley gutters; matching fascia and soffit; Rainwater downpipes and gutters; Single phase electrics, lighting and power; EXCLUDES heating ; Underslab storm drainage from internal downpipes on building area greater than 1,000m2 | Location Adjustment Applicable (See Guidance Notes) - ERC = UK mean of 1.00 | (BEAMS Note 2) The ERC for this item should be added to all other rateable items on the hereditament (except land). Therefore the total of the ERC of the other Building Items and the P&M ERC (where applicable) to enable the correct contract size adjustment to be made. ERC of Building Component + ERC of P&M = Total ERC to which contract size adjustment should be applied. The appropriate % adjustment should be made in accordance with the scale for contract size adjustment specified under section 6 of the RCG 2023 Guidance notes. The currency ERC rates are set at £4m (Four Million Pounds) @ 1st April 2021 (AVD) for the RCG 2023 Publication. | The data consists of a typical Industrial shell. Works include the Industrial shell as described and includes works up to 1m perimeter to the building (1m wide paving slabs & foul/storm drainage). Costs are for the shell only and do not include for internal rooms such as offices or toilets which should be added for seperately. See Variations for assistance. | - | - | - | - | - | If heating is required an addition of £32/m2 (GIA) should be made to the beacon cost. Internal offices (in Industrial complexes) should be added by reference to Cost Guide code series 42P04A -42P40V, Internal WC - 42P40W | - | - | - |  | m2 | - | 3 - INDUSTRIAL | David Grace | Jim Allen | #N/A | Option 1 | ERROR | 0% | 527.1129 | 378.4545 | 0% | 0% | 378.4545 | 0% | Price Book Data | P. Avo | VOA_GPN_GOV_UK\7243572 | 2021-09-29 | Low | - | Low | - | - | Copied to latest DCS. | NA | SPONS A&B | 2 | (BEAMS Note 2) Standard | - | - | 2 | TRUE
3556 | 42A17T | 9340 | 42A17T | Industrial Buildings | No Wall Cladding | over 20,000m2 | Eaves Height - 35m | - | Building Area only; Site strip vegetation; Strip foundations; Column bases; Uninsulated Concrete GF slab with DPM and Mesh,150 thick up to 10,000m2, 200mm thick over 10,000m2 GIA; Steel Portal frame with bolts and baseplates; Coated galvanised trapezoidal roof sheets with no insulation, on steel purlins; Roof lights; valley gutters; matching fascia and soffit; Rainwater downpipes and gutters; Single phase electrics, lighting and power; EXCLUDES heating ; Underslab storm drainage from internal downpipes on building area greater than 1,000m2 | Location Adjustment Applicable (See Guidance Notes) - ERC = UK mean of 1.00 | (BEAMS Note 2) The ERC for this item should be added to all other rateable items on the hereditament (except land). Therefore the total of the ERC of the other Building Items and the P&M ERC (where applicable) to enable the correct contract size adjustment to be made. ERC of Building Component + ERC of P&M = Total ERC to which contract size adjustment should be applied. The appropriate % adjustment should be made in accordance with the scale for contract size adjustment specified under section 6 of the RCG 2023 Guidance notes. The currency ERC rates are set at £4m (Four Million Pounds) @ 1st April 2021 (AVD) for the RCG 2023 Publication. | The data consists of a typical Industrial shell. Works include the Industrial shell as described and includes works up to 1m perimeter to the building (1m wide paving slabs & foul/storm drainage). Costs are for the shell only and do not include for internal rooms such as offices or toilets which should be added for seperately. See Variations for assistance. | - | - | - | - | - | If heating is required an addition of £32/m2 (GIA) should be made to the beacon cost. Internal offices (in Industrial complexes) should be added by reference to Cost Guide code series 42P04A -42P40V, Internal WC - 42P40W | - | - | - |  | m2 | - | 3 - INDUSTRIAL | David Grace | Jim Allen | #N/A | Option 1 | ERROR | 0% | 527.194 | 378.5127 | 0% | 0% | 378.5127 | 0% | Price Book Data | P. Avo | VOA_GPN_GOV_UK\7243572 | 2021-09-29 | Low | - | Low | - | - | Copied to latest DCS. | NA | SPONS A&B | 2 | (BEAMS Note 2) Standard | - | - | 2 | TRUE
3557 | 41T20A | 5013 | 41T20A | Industrial Buildings | No Wall Cladding | 251 - 500m2 | Eaves Height - 10m | - | Building Area only; Site strip vegetation; Strip foundations; Column bases; Uninsulated Concrete GF slab with DPM and Mesh,150 thick up to 10,000m2, 200mm thick over 10,000m2 GIA; Steel Portal frame with bolts and baseplates; Coated galvanised trapezoidal roof sheets with no insulation, on steel purlins; Roof lights; valley gutters; matching fascia and soffit; Rainwater downpipes and gutters; Single phase electrics, lighting and power; EXCLUDES heating ; Underslab storm drainage from internal downpipes on building area greater than 1,000m2 | Location Adjustment Applicable (See Guidance Notes) - ERC = UK mean of 1.00 | (BEAMS Note 2) The ERC for this item should be added to all other rateable items on the hereditament (except land). Therefore the total of the ERC of the other Building Items and the P&M ERC (where applicable) to enable the correct contract size adjustment to be made. ERC of Building Component + ERC of P&M = Total ERC to which contract size adjustment should be applied. The appropriate % adjustment should be made in accordance with the scale for contract size adjustment specified under section 6 of the RCG 2023 Guidance notes. The currency ERC rates are set at £4m (Four Million Pounds) @ 1st April 2021 (AVD) for the RCG 2023 Publication. | The data consists of a typical Industrial shell. Works include the Industrial shell as described and includes works up to 1m perimeter to the building (1m wide paving slabs & foul/storm drainage). Costs are for the shell only and do not include for internal rooms such as offices or toilets which should be added for seperately. See Variations for assistance. | - | - | - | - | - | If heating is required an addition of £32/m2 (GIA) should be made to the beacon cost. Internal offices (in Industrial complexes) should be added by reference to Cost Guide code series 42P04A -42P40V, Internal WC - 42P40W | - | - | - |  | m2 | - | 3 - INDUSTRIAL | David Grace | Jim Allen | 372.8816 | Option 1 | 462.3002 | 23.98% | 571.4945 | 410.3194 | 10.04% | -11.24% | 410.3194 | 10.04% | Price Book Data | P. Avo | VOA_GPN_GOV_UK\7243572 | 2021-09-20 | Low | - | Low | - | - | Copied to latest DCS. | NA | SPONS A&B | 2 | (BEAMS Note 2) Standard | - | - | 2 | TRUE
3558 | 41T24A | 5047 | 41T24A | Industrial Buildings | No Wall Cladding | 501 - 1,000m2 | Eaves Height - 10m | - | Building Area only; Site strip vegetation; Strip foundations; Column bases; Uninsulated Concrete GF slab with DPM and Mesh,150 thick up to 10,000m2, 200mm thick over 10,000m2 GIA; Steel Portal frame with bolts and baseplates; Coated galvanised trapezoidal roof sheets with no insulation, on steel purlins; Roof lights; valley gutters; matching fascia and soffit; Rainwater downpipes and gutters; Single phase electrics, lighting and power; EXCLUDES heating ; Underslab storm drainage from internal downpipes on building area greater than 1,000m2 | Location Adjustment Applicable (See Guidance Notes) - ERC = UK mean of 1.00 | (BEAMS Note 2) The ERC for this item should be added to all other rateable items on the hereditament (except land). Therefore the total of the ERC of the other Building Items and the P&M ERC (where applicable) to enable the correct contract size adjustment to be made. ERC of Building Component + ERC of P&M = Total ERC to which contract size adjustment should be applied. The appropriate % adjustment should be made in accordance with the scale for contract size adjustment specified under section 6 of the RCG 2023 Guidance notes. The currency ERC rates are set at £4m (Four Million Pounds) @ 1st April 2021 (AVD) for the RCG 2023 Publication. | The data consists of a typical Industrial shell. Works include the Industrial shell as described and includes works up to 1m perimeter to the building (1m wide paving slabs & foul/storm drainage). Costs are for the shell only and do not include for internal rooms such as offices or toilets which should be added for seperately. See Variations for assistance. | - | - | - | - | - | If heating is required an addition of £32/m2 (GIA) should be made to the beacon cost. Internal offices (in Industrial complexes) should be added by reference to Cost Guide code series 42P04A -42P40V, Internal WC - 42P40W | - | - | - |  | m2 | - | 3 - INDUSTRIAL | David Grace | Jim Allen | 305.9936 | Option 1 | 379.3721 | 23.98% | 511.4907 | 367.2381 | 20.01% | -3.198% | 367.2381 | 20.01% | Price Book Data | P. Avo | VOA_GPN_GOV_UK\7243572 | 2021-09-22 | Low | - | Low | - | - | Copied to latest DCS. | NA | SPONS A&B | 2 | (BEAMS Note 2) Standard | - | - | 2 | TRUE
3559 | 41T28A | 4801 | 41T28A | Industrial Buildings | No Wall Cladding | 5,001 - 10,000m2 | Eaves Height - 10m | - | Building Area only; Site strip vegetation; Strip foundations; Column bases; Uninsulated Concrete GF slab with DPM and Mesh,150 thick up to 10,000m2, 200mm thick over 10,000m2 GIA; Steel Portal frame with bolts and baseplates; Coated galvanised trapezoidal roof sheets with no insulation, on steel purlins; Roof lights; valley gutters; matching fascia and soffit; Rainwater downpipes and gutters; Single phase electrics, lighting and power; Gas fuelled hot air burners; Underslab storm drainage from internal downpipes on building area greater than 1,000m2; | Location Adjustment Applicable (See Guidance Notes) - ERC = UK mean of 1.00 | (BEAMS Note 2) The ERC for this item should be added to all other rateable items on the hereditament (except land). Therefore the total of the ERC of the other Building Items and the P&M ERC (where applicable) to enable the correct contract size adjustment to be made. ERC of Building Component + ERC of P&M = Total ERC to which contract size adjustment should be applied. The appropriate % adjustment should be made in accordance with the scale for contract size adjustment specified under section 6 of the RCG 2023 Guidance notes. The currency ERC rates are set at £4m (Four Million Pounds) @ 1st April 2021 (AVD) for the RCG 2023 Publication. | The data consists of a typical Industrial shell. Works include the Industrial shell as described and includes works up to 1m perimeter to the building (1m wide paving slabs & foul/storm drainage). Costs are for the shell only and do not include for internal rooms such as offices or toilets which should be added for seperately. See Variations for assistance. | - | - | - | - | - | If no heating is present a deduction of £28m2 (GIA) should be made to the beacon cost. Internal offices (in Industrial complexes) should be added by reference to Cost Guide code series 42P04A -42P40V, Internal WC - 42P40W, amenity blocks - showers & toilets (New code TBC) & Canteens (New CodeTBC) | - | - | - |  | m2 | - | 3 - INDUSTRIAL | David Grace | Jim Allen | 257.5574 | Option 1 | 319.3208 | 23.98% | 547.1823 | 392.8638 | 52.53% | 23.03% | 392.8638 | 52.53% | Price Book Data | P. Avo | VOA_GPN_GOV_UK\7243572 | 2021-09-29 | Low | - | Low | - | - | Copied to latest DCS. | NA | SPONS A&B | 2 | (BEAMS Note 2) Standard | - | - | 2 | FALSE
3560 | 42A07S | 8926 | 42A07S | Industrial Buildings | No Wall Cladding | 0 - 100m2 | Eaves Height - 3m | - | Building Area only; Site strip vegetation; Strip foundations; Column bases; Uninsulated Concrete GF slab with DPM and Mesh,150 thick up to 10,000m2, 200mm thick over 10,000m2 GIA; Steel Portal frame with bolts and baseplates; Coated galvanised trapezoidal roof sheets with no insulation, on steel purlins; Roof lights; valley gutters; matching fascia and soffit; Rainwater downpipes and gutters; Single phase electrics, lighting and power; EXCLUDES heating ; Underslab storm drainage from internal downpipes on building area greater than 1,000m2 | Location Adjustment Applicable (See Guidance Notes) - ERC = UK mean of 1.00 | (BEAMS Note 2) The ERC for this item should be added to all other rateable items on the hereditament (except land). Therefore the total of the ERC of the other Building Items and the P&M ERC (where applicable) to enable the correct contract size adjustment to be made. ERC of Building Component + ERC of P&M = Total ERC to which contract size adjustment should be applied. The appropriate % adjustment should be made in accordance with the scale for contract size adjustment specified under section 6 of the RCG 2023 Guidance notes. The currency ERC rates are set at £4m (Four Million Pounds) @ 1st April 2021 (AVD) for the RCG 2023 Publication. | The data consists of a typical Industrial shell. Works include the Industrial shell as described and includes works up to 1m perimeter to the building (1m wide paving slabs & foul/storm drainage). Costs are for the shell only and do not include for internal rooms such as offices or toilets which should be added for seperately. See Variations for assistance. | - | - | - | - | - | If heating is required an addition of £32/m2 (GIA) should be made to the beacon cost. Internal offices (in Industrial complexes) should be added by reference to Cost Guide code series 42P04A -42P40V, Internal WC - 42P40W | - | - | - |  | m2 | - | 3 - INDUSTRIAL | David Grace | Jim Allen | #N/A | Option 1 | ERROR | 0% | 804.8348 | 577.8521 | 0% | 0% | 577.8521 | 0% | Price Book Data | P. Avo | VOA_GPN_GOV_UK\7243572 | 2021-09-23 | Low | - | Low | - | - | Updated indices etc. following QA. 24/03/2021 - Copied to the latest DCS. | NA | SPONS A&B | 1.561 | (BEAMS Note 2) The ERC for this item should be added to all other rateable items on the hereditament (except land). Therefore the total of the ERC of the other Building Items and the P&M ERC (where applicable) to enable the correct contract size adjustment to be made. ERC of Building Component + ERC of P&M = Total ERC to which contract size adjustment should be applied. The appropriate % adjustment should be made in accordance with the scale for contract size adjustment specified under section 6 of the RCG 2021 Guidance notes. The currency ERC rates are set at £4m (Four Million Pounds) @ 1st April 2019 (AVD) for the RCG 2021 Publication. | - | - | 2 | TRUE
3561 | 42A07T | 9089 | 42A07T | Industrial Buildings | No Wall Cladding | 0 - 100m2 | Eaves Height - 3.5m | - | Building Area only; Site strip vegetation; Strip foundations; Column bases; Uninsulated Concrete GF slab with DPM and Mesh,150 thick up to 10,000m2, 200mm thick over 10,000m2 GIA; Steel Portal frame with bolts and baseplates; Coated galvanised trapezoidal roof sheets with no insulation, on steel purlins; Roof lights; valley gutters; matching fascia and soffit; Rainwater downpipes and gutters; Single phase electrics, lighting and power; EXCLUDES heating ; Underslab storm drainage from internal downpipes on building area greater than 1,000m2 | Location Adjustment Applicable (See Guidance Notes) - ERC = UK mean of 1.00 | (BEAMS Note 2) The ERC for this item should be added to all other rateable items on the hereditament (except land). Therefore the total of the ERC of the other Building Items and the P&M ERC (where applicable) to enable the correct contract size adjustment to be made. ERC of Building Component + ERC of P&M = Total ERC to which contract size adjustment should be applied. The appropriate % adjustment should be made in accordance with the scale for contract size adjustment specified under section 6 of the RCG 2023 Guidance notes. The currency ERC rates are set at £4m (Four Million Pounds) @ 1st April 2021 (AVD) for the RCG 2023 Publication. | The data consists of a typical Industrial shell. Works include the Industrial shell as described and includes works up to 1m perimeter to the building (1m wide paving slabs & foul/storm drainage). Costs are for the shell only and do not include for internal rooms such as offices or toilets which should be added for seperately. See Variations for assistance. | - | - | - | - | - | If heating is required an addition of £32/m2 (GIA) should be made to the beacon cost. Internal offices (in Industrial complexes) should be added by reference to Cost Guide code series 42P04A -42P40V, Internal WC - 42P40W | - | - | - |  | m2 | - | 3 - INDUSTRIAL | David Grace | Jim Allen | #N/A | Option 1 | ERROR | 0% | 806.4884 | 579.0394 | 0% | 0% | 579.0394 | 0% | Price Book Data | P. Avo | VOA_GPN_GOV_UK\7243572 | 2021-09-23 | Low | - | Low | - | - | Updated indices etc. following QA. 24/03/2021 - Copied to the latest DCS. | NA | SPONS A&B | 1.561 | (BEAMS Note 2) The ERC for this item should be added to all other rateable items on the hereditament (except land). Therefore the total of the ERC of the other Building Items and the P&M ERC (where applicable) to enable the correct contract size adjustment to be made. ERC of Building Component + ERC of P&M = Total ERC to which contract size adjustment should be applied. The appropriate % adjustment should be made in accordance with the scale for contract size adjustment specified under section 6 of the RCG 2021 Guidance notes. The currency ERC rates are set at £4m (Four Million Pounds) @ 1st April 2019 (AVD) for the RCG 2021 Publication. | - | - | 2 | TRUE
3562 | 42A07U | 9090 | 42A07U | Industrial Buildings | No Wall Cladding | 0 - 100m2 | Eaves Height - 4m | - | Building Area only; Site strip vegetation; Strip foundations; Column bases; Uninsulated Concrete GF slab with DPM and Mesh,150 thick up to 10,000m2, 200mm thick over 10,000m2 GIA; Steel Portal frame with bolts and baseplates; Coated galvanised trapezoidal roof sheets with no insulation, on steel purlins; Roof lights; valley gutters; matching fascia and soffit; Rainwater downpipes and gutters; Single phase electrics, lighting and power; EXCLUDES heating ; Underslab storm drainage from internal downpipes on building area greater than 1,000m2 | Location Adjustment Applicable (See Guidance Notes) - ERC = UK mean of 1.00 | (BEAMS Note 2) The ERC for this item should be added to all other rateable items on the hereditament (except land). Therefore the total of the ERC of the other Building Items and the P&M ERC (where applicable) to enable the correct contract size adjustment to be made. ERC of Building Component + ERC of P&M = Total ERC to which contract size adjustment should be applied. The appropriate % adjustment should be made in accordance with the scale for contract size adjustment specified under section 6 of the RCG 2023 Guidance notes. The currency ERC rates are set at £4m (Four Million Pounds) @ 1st April 2021 (AVD) for the RCG 2023 Publication. | The data consists of a typical Industrial shell. Works include the Industrial shell as described and includes works up to 1m perimeter to the building (1m wide paving slabs & foul/storm drainage). Costs are for the shell only and do not include for internal rooms such as offices or toilets which should be added for seperately. See Variations for assistance. | - | - | - | - | - | If heating is required an addition of £32/m2 (GIA) should be made to the beacon cost. Internal offices (in Industrial complexes) should be added by reference to Cost Guide code series 42P04A -42P40V, Internal WC - 42P40W | - | - | - |  | m2 | - | 3 - INDUSTRIAL | David Grace | Jim Allen | #N/A | Option 1 | ERROR | 0% | 808.142 | 580.2266 | 0% | 0% | 580.2266 | 0% | Price Book Data | P. Avo | VOA_GPN_GOV_UK\7243572 | 2021-09-23 | Low | - | Low | - | - | Copied to latest DCS. | NA | SPONS A&B | 2 | (BEAMS Note 2) Standard | - | - | 2 | TRUE
3563 | 42A07V | 9091 | 42A07V | Industrial Buildings | No Wall Cladding | 0 - 100m2 | Eaves Height - 4.5m | - | Building Area only; Site strip vegetation; Strip foundations; Column bases; Uninsulated Concrete GF slab with DPM and Mesh,150 thick up to 10,000m2, 200mm thick over 10,000m2 GIA; Steel Portal frame with bolts and baseplates; Coated galvanised trapezoidal roof sheets with no insulation, on steel purlins; Roof lights; valley gutters; matching fascia and soffit; Rainwater downpipes and gutters; Single phase electrics, lighting and power; EXCLUDES heating ; Underslab storm drainage from internal downpipes on building area greater than 1,000m2 | Location Adjustment Applicable (See Guidance Notes) - ERC = UK mean of 1.00 | (BEAMS Note 2) The ERC for this item should be added to all other rateable items on the hereditament (except land). Therefore the total of the ERC of the other Building Items and the P&M ERC (where applicable) to enable the correct contract size adjustment to be made. ERC of Building Component + ERC of P&M = Total ERC to which contract size adjustment should be applied. The appropriate % adjustment should be made in accordance with the scale for contract size adjustment specified under section 6 of the RCG 2023 Guidance notes. The currency ERC rates are set at £4m (Four Million Pounds) @ 1st April 2021 (AVD) for the RCG 2023 Publication. | The data consists of a typical Industrial shell. Works include the Industrial shell as described and includes works up to 1m perimeter to the building (1m wide paving slabs & foul/storm drainage). Costs are for the shell only and do not include for internal rooms such as offices or toilets which should be added for seperately. See Variations for assistance. | - | - | - | - | - | If heating is required an addition of £32/m2 (GIA) should be made to the beacon cost. Internal offices (in Industrial complexes) should be added by reference to Cost Guide code series 42P04A -42P40V, Internal WC - 42P40W | - | - | - |  | m2 | - | 3 - INDUSTRIAL | David Grace | Jim Allen | #N/A | Option 1 | ERROR | 0% | 809.7956 | 581.4139 | 0% | 0% | 581.4139 | 0% | Price Book Data | P. Avo | VOA_GPN_GOV_UK\7243572 | 2021-09-23 | Low | - | Low | - | - | Copied to latest DCS. | NA | SPONS A&B | 2 | (BEAMS Note 2) Standard | - | - | 2 | TRUE
3564 | 42A07W | 9092 | 42A07W | Industrial Buildings | No Wall Cladding | 0 - 100m2 | Eaves Height - 5m | - | Building Area only; Site strip vegetation; Strip foundations; Column bases; Uninsulated Concrete GF slab with DPM and Mesh,150 thick up to 10,000m2, 200mm thick over 10,000m2 GIA; Steel Portal frame with bolts and baseplates; Coated galvanised trapezoidal roof sheets with no insulation, on steel purlins; Roof lights; valley gutters; matching fascia and soffit; Rainwater downpipes and gutters; Single phase electrics, lighting and power; EXCLUDES heating ; Underslab storm drainage from internal downpipes on building area greater than 1,000m2 | Location Adjustment Applicable (See Guidance Notes) - ERC = UK mean of 1.00 | (BEAMS Note 2) The ERC for this item should be added to all other rateable items on the hereditament (except land). Therefore the total of the ERC of the other Building Items and the P&M ERC (where applicable) to enable the correct contract size adjustment to be made. ERC of Building Component + ERC of P&M = Total ERC to which contract size adjustment should be applied. The appropriate % adjustment should be made in accordance with the scale for contract size adjustment specified under section 6 of the RCG 2023 Guidance notes. The currency ERC rates are set at £4m (Four Million Pounds) @ 1st April 2021 (AVD) for the RCG 2023 Publication. | The data consists of a typical Industrial shell. Works include the Industrial shell as described and includes works up to 1m perimeter to the building (1m wide paving slabs & foul/storm drainage). Costs are for the shell only and do not include for internal rooms such as offices or toilets which should be added for seperately. See Variations for assistance. | - | - | - | - | - | If heating is required an addition of £32/m2 (GIA) should be made to the beacon cost. Internal offices (in Industrial complexes) should be added by reference to Cost Guide code series 42P04A -42P40V, Internal WC - 42P40W | - | - | - |  | m2 | - | 3 - INDUSTRIAL | David Grace | Jim Allen | #N/A | Option 1 | ERROR | 0% | 811.4492 | 582.6011 | 0% | 0% | 582.6011 | 0% | Price Book Data | P. Avo | VOA_GPN_GOV_UK\7243572 | 2021-09-23 | Low | - | Low | - | - | Copied to latest DCS. | NA | SPONS A&B | 2 | (BEAMS Note 2) Standard | - | - | 2 | TRUE
3565 | 42A07X | 9093 | 42A07X | Industrial Buildings | No Wall Cladding | 0 - 100m2 | Eaves Height - 5.5m | - | Building Area only; Site strip vegetation; Strip foundations; Column bases; Uninsulated Concrete GF slab with DPM and Mesh,150 thick up to 10,000m2, 200mm thick over 10,000m2 GIA; Steel Portal frame with bolts and baseplates; Coated galvanised trapezoidal roof sheets with no insulation, on steel purlins; Roof lights; valley gutters; matching fascia and soffit; Rainwater downpipes and gutters; Single phase electrics, lighting and power; EXCLUDES heating ; Underslab storm drainage from internal downpipes on building area greater than 1,000m2 | Location Adjustment Applicable (See Guidance Notes) - ERC = UK mean of 1.00 | (BEAMS Note 2) The ERC for this item should be added to all other rateable items on the hereditament (except land). Therefore the total of the ERC of the other Building Items and the P&M ERC (where applicable) to enable the correct contract size adjustment to be made. ERC of Building Component + ERC of P&M = Total ERC to which contract size adjustment should be applied. The appropriate % adjustment should be made in accordance with the scale for contract size adjustment specified under section 6 of the RCG 2023 Guidance notes. The currency ERC rates are set at £4m (Four Million Pounds) @ 1st April 2021 (AVD) for the RCG 2023 Publication. | The data consists of a typical Industrial shell. Works include the Industrial shell as described and includes works up to 1m perimeter to the building (1m wide paving slabs & foul/storm drainage). Costs are for the shell only and do not include for internal rooms such as offices or toilets which should be added for seperately. See Variations for assistance. | - | - | - | - | - | If heating is required an addition of £32/m2 (GIA) should be made to the beacon cost. Internal offices (in Industrial complexes) should be added by reference to Cost Guide code series 42P04A -42P40V, Internal WC - 42P40W | - | - | - |  | m2 | - | 3 - INDUSTRIAL | David Grace | Jim Allen | #N/A | Option 1 | ERROR | 0% | 813.1028 | 583.7884 | 0% | 0% | 583.7884 | 0% | Price Book Data | P. Avo | VOA_GPN_GOV_UK\7243572 | 2021-09-23 | Low | - | Low | - | - | Copied to latest DCS. | NA | SPONS A&B | 2 | (BEAMS Note 2) Standard | - | - | 2 | TRUE
3566 | 42A07Y | 9094 | 42A07Y | Industrial Buildings | No Wall Cladding | 0 - 100m2 | Eaves Height - 6m | - | Building Area only; Site strip vegetation; Strip foundations; Column bases; Uninsulated Concrete GF slab with DPM and Mesh,150 thick up to 10,000m2, 200mm thick over 10,000m2 GIA; Steel Portal frame with bolts and baseplates; Coated galvanised trapezoidal roof sheets with no insulation, on steel purlins; Roof lights; valley gutters; matching fascia and soffit; Rainwater downpipes and gutters; Single phase electrics, lighting and power; EXCLUDES heating ; Underslab storm drainage from internal downpipes on building area greater than 1,000m2 | Location Adjustment Applicable (See Guidance Notes) - ERC = UK mean of 1.00 | (BEAMS Note 2) The ERC for this item should be added to all other rateable items on the hereditament (except land). Therefore the total of the ERC of the other Building Items and the P&M ERC (where applicable) to enable the correct contract size adjustment to be made. ERC of Building Component + ERC of P&M = Total ERC to which contract size adjustment should be applied. The appropriate % adjustment should be made in accordance with the scale for contract size adjustment specified under section 6 of the RCG 2023 Guidance notes. The currency ERC rates are set at £4m (Four Million Pounds) @ 1st April 2021 (AVD) for the RCG 2023 Publication. | The data consists of a typical Industrial shell. Works include the Industrial shell as described and includes works up to 1m perimeter to the building (1m wide paving slabs & foul/storm drainage). Costs are for the shell only and do not include for internal rooms such as offices or toilets which should be added for seperately. See Variations for assistance. | - | - | - | - | - | If heating is required an addition of £32/m2 (GIA) should be made to the beacon cost. Internal offices (in Industrial complexes) should be added by reference to Cost Guide code series 42P04A -42P40V, Internal WC - 42P40W | - | - | - |  | m2 | - | 3 - INDUSTRIAL | David Grace | Jim Allen | #N/A | Option 1 | ERROR | 0% | 814.7564 | 584.9756 | 0% | 0% | 584.9756 | 0% | Price Book Data | P. Avo | VOA_GPN_GOV_UK\7243572 | 2021-09-23 | Low | - | Low | - | - | Copied to latest DCS. | NA | SPONS A&B | 2 | (BEAMS Note 2) Standard | - | - | 2 | TRUE
3567 | 42A07Z | 9095 | 42A07Z | Industrial Buildings | No Wall Cladding | 0 - 100m2 | Eaves Height - 6.5m | - | Building Area only; Site strip vegetation; Strip foundations; Column bases; Uninsulated Concrete GF slab with DPM and Mesh,150 thick up to 10,000m2, 200mm thick over 10,000m2 GIA; Steel Portal frame with bolts and baseplates; Coated galvanised trapezoidal roof sheets with no insulation, on steel purlins; Roof lights; valley gutters; matching fascia and soffit; Rainwater downpipes and gutters; Single phase electrics, lighting and power; EXCLUDES heating ; Underslab storm drainage from internal downpipes on building area greater than 1,000m2 | Location Adjustment Applicable (See Guidance Notes) - ERC = UK mean of 1.00 | (BEAMS Note 2) The ERC for this item should be added to all other rateable items on the hereditament (except land). Therefore the total of the ERC of the other Building Items and the P&M ERC (where applicable) to enable the correct contract size adjustment to be made. ERC of Building Component + ERC of P&M = Total ERC to which contract size adjustment should be applied. The appropriate % adjustment should be made in accordance with the scale for contract size adjustment specified under section 6 of the RCG 2023 Guidance notes. The currency ERC rates are set at £4m (Four Million Pounds) @ 1st April 2021 (AVD) for the RCG 2023 Publication. | The data consists of a typical Industrial shell. Works include the Industrial shell as described and includes works up to 1m perimeter to the building (1m wide paving slabs & foul/storm drainage). Costs are for the shell only and do not include for internal rooms such as offices or toilets which should be added for seperately. See Variations for assistance. | - | - | - | - | - | If heating is required an addition of £32/m2 (GIA) should be made to the beacon cost. Internal offices (in Industrial complexes) should be added by reference to Cost Guide code series 42P04A -42P40V, Internal WC - 42P40W | - | - | - |  | m2 | - | 3 - INDUSTRIAL | David Grace | Jim Allen | #N/A | Option 1 | ERROR | 0% | 816.41 | 586.1629 | 0% | 0% | 586.1629 | 0% | Price Book Data | P. Avo | VOA_GPN_GOV_UK\7243572 | 2021-09-23 | Low | - | Low | - | - | Copied to latest DCS. | NA | SPONS A&B | 2 | (BEAMS Note 2) Standard | - | - | 2 | TRUE
3568 | 42A08A | 9096 | 42A08A | Industrial Buildings | No Wall Cladding | 0 - 100m2 | Eaves Height - 7m | - | Building Area only; Site strip vegetation; Strip foundations; Column bases; Uninsulated Concrete GF slab with DPM and Mesh,150 thick up to 10,000m2, 200mm thick over 10,000m2 GIA; Steel Portal frame with bolts and baseplates; Coated galvanised trapezoidal roof sheets with no insulation, on steel purlins; Roof lights; valley gutters; matching fascia and soffit; Rainwater downpipes and gutters; Single phase electrics, lighting and power; EXCLUDES heating ; Underslab storm drainage from internal downpipes on building area greater than 1,000m2 | Location Adjustment Applicable (See Guidance Notes) - ERC = UK mean of 1.00 | (BEAMS Note 2) The ERC for this item should be added to all other rateable items on the hereditament (except land). Therefore the total of the ERC of the other Building Items and the P&M ERC (where applicable) to enable the correct contract size adjustment to be made. ERC of Building Component + ERC of P&M = Total ERC to which contract size adjustment should be applied. The appropriate % adjustment should be made in accordance with the scale for contract size adjustment specified under section 6 of the RCG 2023 Guidance notes. The currency ERC rates are set at £4m (Four Million Pounds) @ 1st April 2021 (AVD) for the RCG 2023 Publication. | The data consists of a typical Industrial shell. Works include the Industrial shell as described and includes works up to 1m perimeter to the building (1m wide paving slabs & foul/storm drainage). Costs are for the shell only and do not include for internal rooms such as offices or toilets which should be added for seperately. See Variations for assistance. | - | - | - | - | - | If heating is required an addition of £32/m2 (GIA) should be made to the beacon cost. Internal offices (in Industrial complexes) should be added by reference to Cost Guide code series 42P04A -42P40V, Internal WC - 42P40W | - | - | - |  | m2 | - | 3 - INDUSTRIAL | David Grace | Jim Allen | #N/A | Option 1 | ERROR | 0% | 818.0636 | 587.3501 | 0% | 0% | 587.3501 | 0% | Price Book Data | P. Avo | VOA_GPN_GOV_UK\7243572 | 2021-09-23 | Low | - | Low | - | - | Copied to latest DCS. | NA | SPONS A&B | 2 | (BEAMS Note 2) Standard | - | - | 2 | TRUE
3569 | 42A08B | 9097 | 42A08B | Industrial Buildings | No Wall Cladding | 0 - 100m2 | Eaves Height - 7.5m | - | Building Area only; Site strip vegetation; Strip foundations; Column bases; Uninsulated Concrete GF slab with DPM and Mesh,150 thick up to 10,000m2, 200mm thick over 10,000m2 GIA; Steel Portal frame with bolts and baseplates; Coated galvanised trapezoidal roof sheets with no insulation, on steel purlins; Roof lights; valley gutters; matching fascia and soffit; Rainwater downpipes and gutters; Single phase electrics, lighting and power; EXCLUDES heating ; Underslab storm drainage from internal downpipes on building area greater than 1,000m2 | Location Adjustment Applicable (See Guidance Notes) - ERC = UK mean of 1.00 | (BEAMS Note 2) The ERC for this item should be added to all other rateable items on the hereditament (except land). Therefore the total of the ERC of the other Building Items and the P&M ERC (where applicable) to enable the correct contract size adjustment to be made. ERC of Building Component + ERC of P&M = Total ERC to which contract size adjustment should be applied. The appropriate % adjustment should be made in accordance with the scale for contract size adjustment specified under section 6 of the RCG 2023 Guidance notes. The currency ERC rates are set at £4m (Four Million Pounds) @ 1st April 2021 (AVD) for the RCG 2023 Publication. | The data consists of a typical Industrial shell. Works include the Industrial shell as described and includes works up to 1m perimeter to the building (1m wide paving slabs & foul/storm drainage). Costs are for the shell only and do not include for internal rooms such as offices or toilets which should be added for seperately. See Variations for assistance. | - | - | - | - | - | If heating is required an addition of £32/m2 (GIA) should be made to the beacon cost. Internal offices (in Industrial complexes) should be added by reference to Cost Guide code series 42P04A -42P40V, Internal WC - 42P40W | - | - | - |  | m2 | - | 3 - INDUSTRIAL | David Grace | Jim Allen | #N/A | Option 1 | ERROR | 0% | 819.7172 | 588.5374 | 0% | 0% | 588.5374 | 0% | Price Book Data | P. Avo | VOA_GPN_GOV_UK\7243572 | 2021-09-23 | Low | - | Low | - | - | Copied to latest DCS. | NA | SPONS A&B | 2 | (BEAMS Note 2) Standard | - | - | 2 | TRUE
3570 | 42A08C | 9098 | 42A08C | Industrial Buildings | No Wall Cladding | 0 - 100m2 | Eaves Height - 8m | - | Building Area only; Site strip vegetation; Strip foundations; Column bases; Uninsulated Concrete GF slab with DPM and Mesh,150 thick up to 10,000m2, 200mm thick over 10,000m2 GIA; Steel Portal frame with bolts and baseplates; Coated galvanised trapezoidal roof sheets with no insulation, on steel purlins; Roof lights; valley gutters; matching fascia and soffit; Rainwater downpipes and gutters; Single phase electrics, lighting and power; EXCLUDES heating ; Underslab storm drainage from internal downpipes on building area greater than 1,000m2 | Location Adjustment Applicable (See Guidance Notes) - ERC = UK mean of 1.00 | (BEAMS Note 2) The ERC for this item should be added to all other rateable items on the hereditament (except land). Therefore the total of the ERC of the other Building Items and the P&M ERC (where applicable) to enable the correct contract size adjustment to be made. ERC of Building Component + ERC of P&M = Total ERC to which contract size adjustment should be applied. The appropriate % adjustment should be made in accordance with the scale for contract size adjustment specified under section 6 of the RCG 2023 Guidance notes. The currency ERC rates are set at £4m (Four Million Pounds) @ 1st April 2021 (AVD) for the RCG 2023 Publication. | The data consists of a typical Industrial shell. Works include the Industrial shell as described and includes works up to 1m perimeter to the building (1m wide paving slabs & foul/storm drainage). Costs are for the shell only and do not include for internal rooms such as offices or toilets which should be added for seperately. See Variations for assistance. | - | - | - | - | - | If heating is required an addition of £32/m2 (GIA) should be made to the beacon cost. Internal offices (in Industrial complexes) should be added by reference to Cost Guide code series 42P04A -42P40V, Internal WC - 42P40W | - | - | - |  | m2 | - | 3 - INDUSTRIAL | David Grace | Jim Allen | #N/A | Option 1 | ERROR | 0% | 821.3708 | 589.7246 | 0% | 0% | 589.7246 | 0% | Price Book Data | P. Avo | VOA_GPN_GOV_UK\7243572 | 2021-09-23 | Low | - | Low | - | - | Copied to latest DCS. | NA | SPONS A&B | 2 | (BEAMS Note 2) Standard | - | - | 2 | TRUE
3571 | 42A08D | 9099 | 42A08D | Industrial Buildings | No Wall Cladding | 0 - 100m2 | Eaves Height - 8.5m | - | Building Area only; Site strip vegetation; Strip foundations; Column bases; Uninsulated Concrete GF slab with DPM and Mesh,150 thick up to 10,000m2, 200mm thick over 10,000m2 GIA; Steel Portal frame with bolts and baseplates; Coated galvanised trapezoidal roof sheets with no insulation, on steel purlins; Roof lights; valley gutters; matching fascia and soffit; Rainwater downpipes and gutters; Single phase electrics, lighting and power; EXCLUDES heating ; Underslab storm drainage from internal downpipes on building area greater than 1,000m2 | Location Adjustment Applicable (See Guidance Notes) - ERC = UK mean of 1.00 | (BEAMS Note 2) The ERC for this item should be added to all other rateable items on the hereditament (except land). Therefore the total of the ERC of the other Building Items and the P&M ERC (where applicable) to enable the correct contract size adjustment to be made. ERC of Building Component + ERC of P&M = Total ERC to which contract size adjustment should be applied. The appropriate % adjustment should be made in accordance with the scale for contract size adjustment specified under section 6 of the RCG 2023 Guidance notes. The currency ERC rates are set at £4m (Four Million Pounds) @ 1st April 2021 (AVD) for the RCG 2023 Publication. | The data consists of a typical Industrial shell. Works include the Industrial shell as described and includes works up to 1m perimeter to the building (1m wide paving slabs & foul/storm drainage). Costs are for the shell only and do not include for internal rooms such as offices or toilets which should be added for seperately. See Variations for assistance. | - | - | - | - | - | If heating is required an addition of £32/m2 (GIA) should be made to the beacon cost. Internal offices (in Industrial complexes) should be added by reference to Cost Guide code series 42P04A -42P40V, Internal WC - 42P40W | - | - | - |  | m2 | - | 3 - INDUSTRIAL | David Grace | Jim Allen | #N/A | Option 1 | ERROR | 0% | 823.0244 | 590.9119 | 0% | 0% | 590.9119 | 0% | Price Book Data | P. Avo | VOA_GPN_GOV_UK\7243572 | 2021-09-23 | Low | - | Low | - | - | Copied to latest DCS. | NA | SPONS A&B | 2 | (BEAMS Note 2) Standard | - | - | 2 | TRUE
3572 | 42A08E | 9100 | 42A08E | Industrial Buildings | No Wall Cladding | 0 - 100m2 | Eaves Height - 9m | - | Building Area only; Site strip vegetation; Strip foundations; Column bases; Uninsulated Concrete GF slab with DPM and Mesh,150 thick up to 10,000m2, 200mm thick over 10,000m2 GIA; Steel Portal frame with bolts and baseplates; Coated galvanised trapezoidal roof sheets with no insulation, on steel purlins; Roof lights; valley gutters; matching fascia and soffit; Rainwater downpipes and gutters; Single phase electrics, lighting and power; EXCLUDES heating ; Underslab storm drainage from internal downpipes on building area greater than 1,000m2 | Location Adjustment Applicable (See Guidance Notes) - ERC = UK mean of 1.00 | (BEAMS Note 2) The ERC for this item should be added to all other rateable items on the hereditament (except land). Therefore the total of the ERC of the other Building Items and the P&M ERC (where applicable) to enable the correct contract size adjustment to be made. ERC of Building Component + ERC of P&M = Total ERC to which contract size adjustment should be applied. The appropriate % adjustment should be made in accordance with the scale for contract size adjustment specified under section 6 of the RCG 2023 Guidance notes. The currency ERC rates are set at £4m (Four Million Pounds) @ 1st April 2021 (AVD) for the RCG 2023 Publication. | The data consists of a typical Industrial shell. Works include the Industrial shell as described and includes works up to 1m perimeter to the building (1m wide paving slabs & foul/storm drainage). Costs are for the shell only and do not include for internal rooms such as offices or toilets which should be added for seperately. See Variations for assistance. | - | - | - | - | - | If heating is required an addition of £32/m2 (GIA) should be made to the beacon cost. Internal offices (in Industrial complexes) should be added by reference to Cost Guide code series 42P04A -42P40V, Internal WC - 42P40W | - | - | - |  | m2 | - | 3 - INDUSTRIAL | David Grace | Jim Allen | #N/A | Option 1 | ERROR | 0% | 824.678 | 592.0991 | 0% | 0% | 592.0991 | 0% | Price Book Data | P. Avo | VOA_GPN_GOV_UK\7243572 | 2021-09-23 | Low | - | Low | - | - | Copied to latest DCS. | NA | SPONS A&B | 2 | (BEAMS Note 2) Standard | - | - | 2 | TRUE
3573 | 42A08F | 9101 | 42A08F | Industrial Buildings | No Wall Cladding | 0 - 100m2 | Eaves Height - 9.5m | - | Building Area only; Site strip vegetation; Strip foundations; Column bases; Uninsulated Concrete GF slab with DPM and Mesh,150 thick up to 10,000m2, 200mm thick over 10,000m2 GIA; Steel Portal frame with bolts and baseplates; Coated galvanised trapezoidal roof sheets with no insulation, on steel purlins; Roof lights; valley gutters; matching fascia and soffit; Rainwater downpipes and gutters; Single phase electrics, lighting and power; EXCLUDES heating ; Underslab storm drainage from internal downpipes on building area greater than 1,000m2 | Location Adjustment Applicable (See Guidance Notes) - ERC = UK mean of 1.00 | (BEAMS Note 2) The ERC for this item should be added to all other rateable items on the hereditament (except land). Therefore the total of the ERC of the other Building Items and the P&M ERC (where applicable) to enable the correct contract size adjustment to be made. ERC of Building Component + ERC of P&M = Total ERC to which contract size adjustment should be applied. The appropriate % adjustment should be made in accordance with the scale for contract size adjustment specified under section 6 of the RCG 2023 Guidance notes. The currency ERC rates are set at £4m (Four Million Pounds) @ 1st April 2021 (AVD) for the RCG 2023 Publication. | The data consists of a typical Industrial shell. Works include the Industrial shell as described and includes works up to 1m perimeter to the building (1m wide paving slabs & foul/storm drainage). Costs are for the shell only and do not include for internal rooms such as offices or toilets which should be added for seperately. See Variations for assistance. | - | - | - | - | - | If heating is required an addition of £32/m2 (GIA) should be made to the beacon cost. Internal offices (in Industrial complexes) should be added by reference to Cost Guide code series 42P04A -42P40V, Internal WC - 42P40W | - | - | - |  | m2 | - | 3 - INDUSTRIAL | David Grace | Jim Allen | #N/A | Option 1 | ERROR | 0% | 826.3316 | 593.2864 | 0% | 0% | 593.2864 | 0% | Price Book Data | P. Avo | VOA_GPN_GOV_UK\7243572 | 2021-09-23 | Low | - | Low | - | - | Copied to latest DCS. | NA | SPONS A&B | 2 | (BEAMS Note 2) Standard | - | - | 2 | TRUE
3574 | 42A08G | 9102 | 42A08G | Industrial Buildings | No Wall Cladding | 0 - 100m2 | Eaves Height - 10m | - | Building Area only; Site strip vegetation; Strip foundations; Column bases; Uninsulated Concrete GF slab with DPM and Mesh,150 thick up to 10,000m2, 200mm thick over 10,000m2 GIA; Steel Portal frame with bolts and baseplates; Coated galvanised trapezoidal roof sheets with no insulation, on steel purlins; Roof lights; valley gutters; matching fascia and soffit; Rainwater downpipes and gutters; Single phase electrics, lighting and power; EXCLUDES heating ; Underslab storm drainage from internal downpipes on building area greater than 1,000m2 | Location Adjustment Applicable (See Guidance Notes) - ERC = UK mean of 1.00 | (BEAMS Note 2) The ERC for this item should be added to all other rateable items on the hereditament (except land). Therefore the total of the ERC of the other Building Items and the P&M ERC (where applicable) to enable the correct contract size adjustment to be made. ERC of Building Component + ERC of P&M = Total ERC to which contract size adjustment should be applied. The appropriate % adjustment should be made in accordance with the scale for contract size adjustment specified under section 6 of the RCG 2023 Guidance notes. The currency ERC rates are set at £4m (Four Million Pounds) @ 1st April 2021 (AVD) for the RCG 2023 Publication. | The data consists of a typical Industrial shell. Works include the Industrial shell as described and includes works up to 1m perimeter to the building (1m wide paving slabs & foul/storm drainage). Costs are for the shell only and do not include for internal rooms such as offices or toilets which should be added for seperately. See Variations for assistance. | - | - | - | - | - | If heating is required an addition of £32/m2 (GIA) should be made to the beacon cost. Internal offices (in Industrial complexes) should be added by reference to Cost Guide code series 42P04A -42P40V, Internal WC - 42P40W | - | - | - |  | m2 | - | 3 - INDUSTRIAL | David Grace | Jim Allen | #N/A | Option 1 | ERROR | 0% | 827.9852 | 594.4736 | 0% | 0% | 594.4736 | 0% | Price Book Data | P. Avo | VOA_GPN_GOV_UK\7243572 | 2021-09-23 | Low | - | Low | - | - | Copied to latest DCS. | NA | SPONS A&B | 2 | (BEAMS Note 2) Standard | - | - | 2 | TRUE
3575 | 42A09J | 9128 | 42A09J | Industrial Buildings | No Wall Cladding | 101 - 250m2 | Eaves Height - 3m | - | Building Area only; Site strip vegetation; Strip foundations; Column bases; Uninsulated Concrete GF slab with DPM and Mesh,150 thick up to 10,000m2, 200mm thick over 10,000m2 GIA; Steel Portal frame with bolts and baseplates; Coated galvanised trapezoidal roof sheets with no insulation, on steel purlins; Roof lights; valley gutters; matching fascia and soffit; Rainwater downpipes and gutters; Single phase electrics, lighting and power; EXCLUDES heating ; Underslab storm drainage from internal downpipes on building area greater than 1,000m2 | Location Adjustment Applicable (See Guidance Notes) - ERC = UK mean of 1.00 | (BEAMS Note 2) The ERC for this item should be added to all other rateable items on the hereditament (except land). Therefore the total of the ERC of the other Building Items and the P&M ERC (where applicable) to enable the correct contract size adjustment to be made. ERC of Building Component + ERC of P&M = Total ERC to which contract size adjustment should be applied. The appropriate % adjustment should be made in accordance with the scale for contract size adjustment specified under section 6 of the RCG 2023 Guidance notes. The currency ERC rates are set at £4m (Four Million Pounds) @ 1st April 2021 (AVD) for the RCG 2023 Publication. | The data consists of a typical Industrial shell. Works include the Industrial shell as described and includes works up to 1m perimeter to the building (1m wide paving slabs & foul/storm drainage). Costs are for the shell only and do not include for internal rooms such as offices or toilets which should be added for seperately. See Variations for assistance. | - | - | - | - | - | If heating is required an addition of £32/m2 (GIA) should be made to the beacon cost. Internal offices (in Industrial complexes) should be added by reference to Cost Guide code series 42P04A -42P40V, Internal WC - 42P40W | - | - | - |  | m2 | - | 3 - INDUSTRIAL | David Grace | Jim Allen | #N/A | Option 1 | ERROR | 0% | 703.3423 | 504.983 | 0% | 0% | 504.983 | 0% | Price Book Data | P. Avo | VOA_GPN_GOV_UK\7243572 | 2021-09-16 | Low | - | Low | - | - | Updated indices etc. following QA. 24/03/2021 - Copied to the latest DCS. | NA | SPONS A&B | 1.561 | (BEAMS Note 2) The ERC for this item should be added to all other rateable items on the hereditament (except land). Therefore the total of the ERC of the other Building Items and the P&M ERC (where applicable) to enable the correct contract size adjustment to be made. ERC of Building Component + ERC of P&M = Total ERC to which contract size adjustment should be applied. The appropriate % adjustment should be made in accordance with the scale for contract size adjustment specified under section 6 of the RCG 2021 Guidance notes. The currency ERC rates are set at £4m (Four Million Pounds) @ 1st April 2019 (AVD) for the RCG 2021 Publication. | - | - | 2 | TRUE
3576 | 42A09K | 9129 | 42A09K | Industrial Buildings | No Wall Cladding | 101 - 250m2 | Eaves Height - 3.5m | - | Building Area only; Site strip vegetation; Strip foundations; Column bases; Uninsulated Concrete GF slab with DPM and Mesh,150 thick up to 10,000m2, 200mm thick over 10,000m2 GIA; Steel Portal frame with bolts and baseplates; Coated galvanised trapezoidal roof sheets with no insulation, on steel purlins; Roof lights; valley gutters; matching fascia and soffit; Rainwater downpipes and gutters; Single phase electrics, lighting and power; EXCLUDES heating ; Underslab storm drainage from internal downpipes on building area greater than 1,000m2 | Location Adjustment Applicable (See Guidance Notes) - ERC = UK mean of 1.00 | (BEAMS Note 2) The ERC for this item should be added to all other rateable items on the hereditament (except land). Therefore the total of the ERC of the other Building Items and the P&M ERC (where applicable) to enable the correct contract size adjustment to be made. ERC of Building Component + ERC of P&M = Total ERC to which contract size adjustment should be applied. The appropriate % adjustment should be made in accordance with the scale for contract size adjustment specified under section 6 of the RCG 2023 Guidance notes. The currency ERC rates are set at £4m (Four Million Pounds) @ 1st April 2021 (AVD) for the RCG 2023 Publication. | The data consists of a typical Industrial shell. Works include the Industrial shell as described and includes works up to 1m perimeter to the building (1m wide paving slabs & foul/storm drainage). Costs are for the shell only and do not include for internal rooms such as offices or toilets which should be added for seperately. See Variations for assistance. | - | - | - | - | - | If heating is required an addition of £32/m2 (GIA) should be made to the beacon cost. Internal offices (in Industrial complexes) should be added by reference to Cost Guide code series 42P04A -42P40V, Internal WC - 42P40W | - | - | - |  | m2 | - | 3 - INDUSTRIAL | David Grace | Jim Allen | #N/A | Option 1 | ERROR | 0% | 704.6652 | 505.9328 | 0% | 0% | 505.9328 | 0% | Price Book Data | P. Avo | VOA_GPN_GOV_UK\7243572 | 2021-09-16 | Low | - | Low | - | - | Updated indices etc. following QA. 24/03/2021 - Copied to the latest DCS. | NA | SPONS A&B | 1.561 | (BEAMS Note 2) The ERC for this item should be added to all other rateable items on the hereditament (except land). Therefore the total of the ERC of the other Building Items and the P&M ERC (where applicable) to enable the correct contract size adjustment to be made. ERC of Building Component + ERC of P&M = Total ERC to which contract size adjustment should be applied. The appropriate % adjustment should be made in accordance with the scale for contract size adjustment specified under section 6 of the RCG 2021 Guidance notes. The currency ERC rates are set at £4m (Four Million Pounds) @ 1st April 2019 (AVD) for the RCG 2021 Publication. | - | - | 2 | TRUE
3577 | 42A09L | 9130 | 42A09L | Industrial Buildings | No Wall Cladding | 101 - 250m2 | Eaves Height - 4m | - | Building Area only; Site strip vegetation; Strip foundations; Column bases; Uninsulated Concrete GF slab with DPM and Mesh,150 thick up to 10,000m2, 200mm thick over 10,000m2 GIA; Steel Portal frame with bolts and baseplates; Coated galvanised trapezoidal roof sheets with no insulation, on steel purlins; Roof lights; valley gutters; matching fascia and soffit; Rainwater downpipes and gutters; Single phase electrics, lighting and power; EXCLUDES heating ; Underslab storm drainage from internal downpipes on building area greater than 1,000m2 | Location Adjustment Applicable (See Guidance Notes) - ERC = UK mean of 1.00 | (BEAMS Note 2) The ERC for this item should be added to all other rateable items on the hereditament (except land). Therefore the total of the ERC of the other Building Items and the P&M ERC (where applicable) to enable the correct contract size adjustment to be made. ERC of Building Component + ERC of P&M = Total ERC to which contract size adjustment should be applied. The appropriate % adjustment should be made in accordance with the scale for contract size adjustment specified under section 6 of the RCG 2023 Guidance notes. The currency ERC rates are set at £4m (Four Million Pounds) @ 1st April 2021 (AVD) for the RCG 2023 Publication. | The data consists of a typical Industrial shell. Works include the Industrial shell as described and includes works up to 1m perimeter to the building (1m wide paving slabs & foul/storm drainage). Costs are for the shell only and do not include for internal rooms such as offices or toilets which should be added for seperately. See Variations for assistance. | - | - | - | - | - | If heating is required an addition of £32/m2 (GIA) should be made to the beacon cost. Internal offices (in Industrial complexes) should be added by reference to Cost Guide code series 42P04A -42P40V, Internal WC - 42P40W | - | - | - |  | m2 | - | 3 - INDUSTRIAL | David Grace | Jim Allen | #N/A | Option 1 | ERROR | 0% | 705.9881 | 506.8826 | 0% | 0% | 506.8826 | 0% | Price Book Data | P. Avo | VOA_GPN_GOV_UK\7243572 | 2021-09-16 | Low | - | Low | - | - | Copied to latest DCS. | NA | SPONS A&B | 2 | (BEAMS Note 2) Standard | - | - | 2 | TRUE
3578 | 42A09M | 9131 | 42A09M | Industrial Buildings | No Wall Cladding | 101 - 250m2 | Eaves Height - 4.5m | - | Building Area only; Site strip vegetation; Strip foundations; Column bases; Uninsulated Concrete GF slab with DPM and Mesh,150 thick up to 10,000m2, 200mm thick over 10,000m2 GIA; Steel Portal frame with bolts and baseplates; Coated galvanised trapezoidal roof sheets with no insulation, on steel purlins; Roof lights; valley gutters; matching fascia and soffit; Rainwater downpipes and gutters; Single phase electrics, lighting and power; EXCLUDES heating ; Underslab storm drainage from internal downpipes on building area greater than 1,000m2 | Location Adjustment Applicable (See Guidance Notes) - ERC = UK mean of 1.00 | (BEAMS Note 2) The ERC for this item should be added to all other rateable items on the hereditament (except land). Therefore the total of the ERC of the other Building Items and the P&M ERC (where applicable) to enable the correct contract size adjustment to be made. ERC of Building Component + ERC of P&M = Total ERC to which contract size adjustment should be applied. The appropriate % adjustment should be made in accordance with the scale for contract size adjustment specified under section 6 of the RCG 2023 Guidance notes. The currency ERC rates are set at £4m (Four Million Pounds) @ 1st April 2021 (AVD) for the RCG 2023 Publication. | The data consists of a typical Industrial shell. Works include the Industrial shell as described and includes works up to 1m perimeter to the building (1m wide paving slabs & foul/storm drainage). Costs are for the shell only and do not include for internal rooms such as offices or toilets which should be added for seperately. See Variations for assistance. | - | - | - | - | - | If heating is required an addition of £32/m2 (GIA) should be made to the beacon cost. Internal offices (in Industrial complexes) should be added by reference to Cost Guide code series 42P04A -42P40V, Internal WC - 42P40W | - | - | - |  | m2 | - | 3 - INDUSTRIAL | David Grace | Jim Allen | #N/A | Option 1 | ERROR | 0% | 707.311 | 507.8324 | 0% | 0% | 507.8324 | 0% | Price Book Data | P. Avo | VOA_GPN_GOV_UK\7243572 | 2021-09-16 | Low | - | Low | - | - | Copied to latest DCS. | NA | SPONS A&B | 2 | (BEAMS Note 2) Standard | - | - | 2 | TRUE
3579 | 42A09N | 9132 | 42A09N | Industrial Buildings | No Wall Cladding | 101 - 250m2 | Eaves Height - 5m | - | Building Area only; Site strip vegetation; Strip foundations; Column bases; Uninsulated Concrete GF slab with DPM and Mesh,150 thick up to 10,000m2, 200mm thick over 10,000m2 GIA; Steel Portal frame with bolts and baseplates; Coated galvanised trapezoidal roof sheets with no insulation, on steel purlins; Roof lights; valley gutters; matching fascia and soffit; Rainwater downpipes and gutters; Single phase electrics, lighting and power; EXCLUDES heating ; Underslab storm drainage from internal downpipes on building area greater than 1,000m2 | Location Adjustment Applicable (See Guidance Notes) - ERC = UK mean of 1.00 | (BEAMS Note 2) The ERC for this item should be added to all other rateable items on the hereditament (except land). Therefore the total of the ERC of the other Building Items and the P&M ERC (where applicable) to enable the correct contract size adjustment to be made. ERC of Building Component + ERC of P&M = Total ERC to which contract size adjustment should be applied. The appropriate % adjustment should be made in accordance with the scale for contract size adjustment specified under section 6 of the RCG 2023 Guidance notes. The currency ERC rates are set at £4m (Four Million Pounds) @ 1st April 2021 (AVD) for the RCG 2023 Publication. | The data consists of a typical Industrial shell. Works include the Industrial shell as described and includes works up to 1m perimeter to the building (1m wide paving slabs & foul/storm drainage). Costs are for the shell only and do not include for internal rooms such as offices or toilets which should be added for seperately. See Variations for assistance. | - | - | - | - | - | If heating is required an addition of £32/m2 (GIA) should be made to the beacon cost. Internal offices (in Industrial complexes) should be added by reference to Cost Guide code series 42P04A -42P40V, Internal WC - 42P40W | - | - | - |  | m2 | - | 3 - INDUSTRIAL | David Grace | Jim Allen | #N/A | Option 1 | ERROR | 0% | 708.6339 | 508.7822 | 0% | 0% | 508.7822 | 0% | Price Book Data | P. Avo | VOA_GPN_GOV_UK\7243572 | 2021-09-16 | Low | - | Low | - | - | Copied to latest DCS. | NA | SPONS A&B | 2 | (BEAMS Note 2) Standard | - | - | 2 | TRUE
3580 | 42A09P | 9133 | 42A09P | Industrial Buildings | No Wall Cladding | 101 - 250m2 | Eaves Height - 5.5m | - | Building Area only; Site strip vegetation; Strip foundations; Column bases; Uninsulated Concrete GF slab with DPM and Mesh,150 thick up to 10,000m2, 200mm thick over 10,000m2 GIA; Steel Portal frame with bolts and baseplates; Coated galvanised trapezoidal roof sheets with no insulation, on steel purlins; Roof lights; valley gutters; matching fascia and soffit; Rainwater downpipes and gutters; Single phase electrics, lighting and power; EXCLUDES heating ; Underslab storm drainage from internal downpipes on building area greater than 1,000m2 | Location Adjustment Applicable (See Guidance Notes) - ERC = UK mean of 1.00 | (BEAMS Note 2) The ERC for this item should be added to all other rateable items on the hereditament (except land). Therefore the total of the ERC of the other Building Items and the P&M ERC (where applicable) to enable the correct contract size adjustment to be made. ERC of Building Component + ERC of P&M = Total ERC to which contract size adjustment should be applied. The appropriate % adjustment should be made in accordance with the scale for contract size adjustment specified under section 6 of the RCG 2023 Guidance notes. The currency ERC rates are set at £4m (Four Million Pounds) @ 1st April 2021 (AVD) for the RCG 2023 Publication. | The data consists of a typical Industrial shell. Works include the Industrial shell as described and includes works up to 1m perimeter to the building (1m wide paving slabs & foul/storm drainage). Costs are for the shell only and do not include for internal rooms such as offices or toilets which should be added for seperately. See Variations for assistance. | - | - | - | - | - | If heating is required an addition of £32/m2 (GIA) should be made to the beacon cost. Internal offices (in Industrial complexes) should be added by reference to Cost Guide code series 42P04A -42P40V, Internal WC - 42P40W | - | - | - |  | m2 | - | 3 - INDUSTRIAL | David Grace | Jim Allen | #N/A | Option 1 | ERROR | 0% | 709.9567 | 509.732 | 0% | 0% | 509.732 | 0% | Price Book Data | P. Avo | VOA_GPN_GOV_UK\7243572 | 2021-09-16 | Low | - | Low | - | - | Copied to latest DCS. | NA | SPONS A&B | 2 | (BEAMS Note 2) Standard | - | - | 2 | TRUE
3581 | 42A09Q | 9134 | 42A09Q | Industrial Buildings | No Wall Cladding | 101 - 250m2 | Eaves Height - 6m | - | Building Area only; Site strip vegetation; Strip foundations; Column bases; Uninsulated Concrete GF slab with DPM and Mesh,150 thick up to 10,000m2, 200mm thick over 10,000m2 GIA; Steel Portal frame with bolts and baseplates; Coated galvanised trapezoidal roof sheets with no insulation, on steel purlins; Roof lights; valley gutters; matching fascia and soffit; Rainwater downpipes and gutters; Single phase electrics, lighting and power; EXCLUDES heating ; Underslab storm drainage from internal downpipes on building area greater than 1,000m2 | Location Adjustment Applicable (See Guidance Notes) - ERC = UK mean of 1.00 | (BEAMS Note 2) The ERC for this item should be added to all other rateable items on the hereditament (except land). Therefore the total of the ERC of the other Building Items and the P&M ERC (where applicable) to enable the correct contract size adjustment to be made. ERC of Building Component + ERC of P&M = Total ERC to which contract size adjustment should be applied. The appropriate % adjustment should be made in accordance with the scale for contract size adjustment specified under section 6 of the RCG 2023 Guidance notes. The currency ERC rates are set at £4m (Four Million Pounds) @ 1st April 2021 (AVD) for the RCG 2023 Publication. | The data consists of a typical Industrial shell. Works include the Industrial shell as described and includes works up to 1m perimeter to the building (1m wide paving slabs & foul/storm drainage). Costs are for the shell only and do not include for internal rooms such as offices or toilets which should be added for seperately. See Variations for assistance. | - | - | - | - | - | If heating is required an addition of £32/m2 (GIA) should be made to the beacon cost. Internal offices (in Industrial complexes) should be added by reference to Cost Guide code series 42P04A -42P40V, Internal WC - 42P40W | - | - | - |  | m2 | - | 3 - INDUSTRIAL | David Grace | Jim Allen | #N/A | Option 1 | ERROR | 0% | 711.2796 | 510.6818 | 0% | 0% | 510.6818 | 0% | Price Book Data | P. Avo | VOA_GPN_GOV_UK\7243572 | 2021-09-16 | Low | - | Low | - | - | Copied to latest DCS. | NA | SPONS A&B | 2 | (BEAMS Note 2) Standard | - | - | 2 | TRUE
3582 | 42A09R | 9135 | 42A09R | Industrial Buildings | No Wall Cladding | 101 - 250m2 | Eaves Height - 6.5m | - | Building Area only; Site strip vegetation; Strip foundations; Column bases; Uninsulated Concrete GF slab with DPM and Mesh,150 thick up to 10,000m2, 200mm thick over 10,000m2 GIA; Steel Portal frame with bolts and baseplates; Coated galvanised trapezoidal roof sheets with no insulation, on steel purlins; Roof lights; valley gutters; matching fascia and soffit; Rainwater downpipes and gutters; Single phase electrics, lighting and power; EXCLUDES heating ; Underslab storm drainage from internal downpipes on building area greater than 1,000m2 | Location Adjustment Applicable (See Guidance Notes) - ERC = UK mean of 1.00 | (BEAMS Note 2) The ERC for this item should be added to all other rateable items on the hereditament (except land). Therefore the total of the ERC of the other Building Items and the P&M ERC (where applicable) to enable the correct contract size adjustment to be made. ERC of Building Component + ERC of P&M = Total ERC to which contract size adjustment should be applied. The appropriate % adjustment should be made in accordance with the scale for contract size adjustment specified under section 6 of the RCG 2023 Guidance notes. The currency ERC rates are set at £4m (Four Million Pounds) @ 1st April 2021 (AVD) for the RCG 2023 Publication. | The data consists of a typical Industrial shell. Works include the Industrial shell as described and includes works up to 1m perimeter to the building (1m wide paving slabs & foul/storm drainage). Costs are for the shell only and do not include for internal rooms such as offices or toilets which should be added for seperately. See Variations for assistance. | - | - | - | - | - | If heating is required an addition of £32/m2 (GIA) should be made to the beacon cost. Internal offices (in Industrial complexes) should be added by reference to Cost Guide code series 42P04A -42P40V, Internal WC - 42P40W | - | - | - |  | m2 | - | 3 - INDUSTRIAL | David Grace | Jim Allen | #N/A | Option 1 | ERROR | 0% | 712.6025 | 511.6315 | 0% | 0% | 511.6315 | 0% | Price Book Data | P. Avo | VOA_GPN_GOV_UK\7243572 | 2021-09-16 | Low | - | Low | - | - | Copied to latest DCS. | NA | SPONS A&B | 2 | (BEAMS Note 2) Standard | - | - | 2 | TRUE
3583 | 42A09S | 9136 | 42A09S | Industrial Buildings | No Wall Cladding | 101 - 250m2 | Eaves Height - 7m | - | Building Area only; Site strip vegetation; Strip foundations; Column bases; Uninsulated Concrete GF slab with DPM and Mesh,150 thick up to 10,000m2, 200mm thick over 10,000m2 GIA; Steel Portal frame with bolts and baseplates; Coated galvanised trapezoidal roof sheets with no insulation, on steel purlins; Roof lights; valley gutters; matching fascia and soffit; Rainwater downpipes and gutters; Single phase electrics, lighting and power; EXCLUDES heating ; Underslab storm drainage from internal downpipes on building area greater than 1,000m2 | Location Adjustment Applicable (See Guidance Notes) - ERC = UK mean of 1.00 | (BEAMS Note 2) The ERC for this item should be added to all other rateable items on the hereditament (except land). Therefore the total of the ERC of the other Building Items and the P&M ERC (where applicable) to enable the correct contract size adjustment to be made. ERC of Building Component + ERC of P&M = Total ERC to which contract size adjustment should be applied. The appropriate % adjustment should be made in accordance with the scale for contract size adjustment specified under section 6 of the RCG 2023 Guidance notes. The currency ERC rates are set at £4m (Four Million Pounds) @ 1st April 2021 (AVD) for the RCG 2023 Publication. | The data consists of a typical Industrial shell. Works include the Industrial shell as described and includes works up to 1m perimeter to the building (1m wide paving slabs & foul/storm drainage). Costs are for the shell only and do not include for internal rooms such as offices or toilets which should be added for seperately. See Variations for assistance. | - | - | - | - | - | If heating is required an addition of £32/m2 (GIA) should be made to the beacon cost. Internal offices (in Industrial complexes) should be added by reference to Cost Guide code series 42P04A -42P40V, Internal WC - 42P40W | - | - | - |  | m2 | - | 3 - INDUSTRIAL | David Grace | Jim Allen | #N/A | Option 1 | ERROR | 0% | 713.9254 | 512.5813 | 0% | 0% | 512.5813 | 0% | Price Book Data | P. Avo | VOA_GPN_GOV_UK\7243572 | 2021-09-16 | Low | - | Low | - | - | Copied to latest DCS. | NA | SPONS A&B | 2 | (BEAMS Note 2) Standard | - | - | 2 | TRUE
3584 | 42A09T | 9137 | 42A09T | Industrial Buildings | No Wall Cladding | 101 - 250m2 | Eaves Height - 7.5m | - | Building Area only; Site strip vegetation; Strip foundations; Column bases; Uninsulated Concrete GF slab with DPM and Mesh,150 thick up to 10,000m2, 200mm thick over 10,000m2 GIA; Steel Portal frame with bolts and baseplates; Coated galvanised trapezoidal roof sheets with no insulation, on steel purlins; Roof lights; valley gutters; matching fascia and soffit; Rainwater downpipes and gutters; Single phase electrics, lighting and power; EXCLUDES heating ; Underslab storm drainage from internal downpipes on building area greater than 1,000m2 | Location Adjustment Applicable (See Guidance Notes) - ERC = UK mean of 1.00 | (BEAMS Note 2) The ERC for this item should be added to all other rateable items on the hereditament (except land). Therefore the total of the ERC of the other Building Items and the P&M ERC (where applicable) to enable the correct contract size adjustment to be made. ERC of Building Component + ERC of P&M = Total ERC to which contract size adjustment should be applied. The appropriate % adjustment should be made in accordance with the scale for contract size adjustment specified under section 6 of the RCG 2023 Guidance notes. The currency ERC rates are set at £4m (Four Million Pounds) @ 1st April 2021 (AVD) for the RCG 2023 Publication. | The data consists of a typical Industrial shell. Works include the Industrial shell as described and includes works up to 1m perimeter to the building (1m wide paving slabs & foul/storm drainage). Costs are for the shell only and do not include for internal rooms such as offices or toilets which should be added for seperately. See Variations for assistance. | - | - | - | - | - | If heating is required an addition of £32/m2 (GIA) should be made to the beacon cost. Internal offices (in Industrial complexes) should be added by reference to Cost Guide code series 42P04A -42P40V, Internal WC - 42P40W | - | - | - |  | m2 | - | 3 - INDUSTRIAL | David Grace | Jim Allen | #N/A | Option 1 | ERROR | 0% | 715.2482 | 513.5311 | 0% | 0% | 513.5311 | 0% | Price Book Data | P. Avo | VOA_GPN_GOV_UK\7243572 | 2021-09-16 | Low | - | Low | - | - | Copied to latest DCS. | NA | SPONS A&B | 2 | (BEAMS Note 2) Standard | - | - | 2 | TRUE
3585 | 42A09U | 9138 | 42A09U | Industrial Buildings | No Wall Cladding | 101 - 250m2 | Eaves Height - 8m | - | Building Area only; Site strip vegetation; Strip foundations; Column bases; Uninsulated Concrete GF slab with DPM and Mesh,150 thick up to 10,000m2, 200mm thick over 10,000m2 GIA; Steel Portal frame with bolts and baseplates; Coated galvanised trapezoidal roof sheets with no insulation, on steel purlins; Roof lights; valley gutters; matching fascia and soffit; Rainwater downpipes and gutters; Single phase electrics, lighting and power; EXCLUDES heating ; Underslab storm drainage from internal downpipes on building area greater than 1,000m2 | Location Adjustment Applicable (See Guidance Notes) - ERC = UK mean of 1.00 | (BEAMS Note 2) The ERC for this item should be added to all other rateable items on the hereditament (except land). Therefore the total of the ERC of the other Building Items and the P&M ERC (where applicable) to enable the correct contract size adjustment to be made. ERC of Building Component + ERC of P&M = Total ERC to which contract size adjustment should be applied. The appropriate % adjustment should be made in accordance with the scale for contract size adjustment specified under section 6 of the RCG 2023 Guidance notes. The currency ERC rates are set at £4m (Four Million Pounds) @ 1st April 2021 (AVD) for the RCG 2023 Publication. | The data consists of a typical Industrial shell. Works include the Industrial shell as described and includes works up to 1m perimeter to the building (1m wide paving slabs & foul/storm drainage). Costs are for the shell only and do not include for internal rooms such as offices or toilets which should be added for seperately. See Variations for assistance. | - | - | - | - | - | If heating is required an addition of £32/m2 (GIA) should be made to the beacon cost. Internal offices (in Industrial complexes) should be added by reference to Cost Guide code series 42P04A -42P40V, Internal WC - 42P40W | - | - | - |  | m2 | - | 3 - INDUSTRIAL | David Grace | Jim Allen | #N/A | Option 1 | ERROR | 0% | 716.5711 | 514.4809 | 0% | 0% | 514.4809 | 0% | Price Book Data | P. Avo | VOA_GPN_GOV_UK\7243572 | 2021-09-16 | Low | - | Low | - | - | Copied to latest DCS. | NA | SPONS A&B | 2 | (BEAMS Note 2) Standard | - | - | 2 | TRUE
3586 | 42A09V | 9139 | 42A09V | Industrial Buildings | No Wall Cladding | 101 - 250m2 | Eaves Height - 8.5m | - | Building Area only; Site strip vegetation; Strip foundations; Column bases; Uninsulated Concrete GF slab with DPM and Mesh,150 thick up to 10,000m2, 200mm thick over 10,000m2 GIA; Steel Portal frame with bolts and baseplates; Coated galvanised trapezoidal roof sheets with no insulation, on steel purlins; Roof lights; valley gutters; matching fascia and soffit; Rainwater downpipes and gutters; Single phase electrics, lighting and power; EXCLUDES heating ; Underslab storm drainage from internal downpipes on building area greater than 1,000m2 | Location Adjustment Applicable (See Guidance Notes) - ERC = UK mean of 1.00 | (BEAMS Note 2) The ERC for this item should be added to all other rateable items on the hereditament (except land). Therefore the total of the ERC of the other Building Items and the P&M ERC (where applicable) to enable the correct contract size adjustment to be made. ERC of Building Component + ERC of P&M = Total ERC to which contract size adjustment should be applied. The appropriate % adjustment should be made in accordance with the scale for contract size adjustment specified under section 6 of the RCG 2023 Guidance notes. The currency ERC rates are set at £4m (Four Million Pounds) @ 1st April 2021 (AVD) for the RCG 2023 Publication. | The data consists of a typical Industrial shell. Works include the Industrial shell as described and includes works up to 1m perimeter to the building (1m wide paving slabs & foul/storm drainage). Costs are for the shell only and do not include for internal rooms such as offices or toilets which should be added for seperately. See Variations for assistance. | - | - | - | - | - | If heating is required an addition of £32/m2 (GIA) should be made to the beacon cost. Internal offices (in Industrial complexes) should be added by reference to Cost Guide code series 42P04A -42P40V, Internal WC - 42P40W | - | - | - |  | m2 | - | 3 - INDUSTRIAL | David Grace | Jim Allen | #N/A | Option 1 | ERROR | 0% | 717.894 | 515.4307 | 0% | 0% | 515.4307 | 0% | Price Book Data | P. Avo | VOA_GPN_GOV_UK\7243572 | 2021-09-16 | Low | - | Low | - | - | Copied to latest DCS. | NA | SPONS A&B | 2 | (BEAMS Note 2) Standard | - | - | 2 | TRUE
3587 | 42A09W | 9140 | 42A09W | Industrial Buildings | No Wall Cladding | 101 - 250m2 | Eaves Height - 9m | - | Building Area only; Site strip vegetation; Strip foundations; Column bases; Uninsulated Concrete GF slab with DPM and Mesh,150 thick up to 10,000m2, 200mm thick over 10,000m2 GIA; Steel Portal frame with bolts and baseplates; Coated galvanised trapezoidal roof sheets with no insulation, on steel purlins; Roof lights; valley gutters; matching fascia and soffit; Rainwater downpipes and gutters; Single phase electrics, lighting and power; EXCLUDES heating ; Underslab storm drainage from internal downpipes on building area greater than 1,000m2 | Location Adjustment Applicable (See Guidance Notes) - ERC = UK mean of 1.00 | (BEAMS Note 2) The ERC for this item should be added to all other rateable items on the hereditament (except land). Therefore the total of the ERC of the other Building Items and the P&M ERC (where applicable) to enable the correct contract size adjustment to be made. ERC of Building Component + ERC of P&M = Total ERC to which contract size adjustment should be applied. The appropriate % adjustment should be made in accordance with the scale for contract size adjustment specified under section 6 of the RCG 2023 Guidance notes. The currency ERC rates are set at £4m (Four Million Pounds) @ 1st April 2021 (AVD) for the RCG 2023 Publication. | The data consists of a typical Industrial shell. Works include the Industrial shell as described and includes works up to 1m perimeter to the building (1m wide paving slabs & foul/storm drainage). Costs are for the shell only and do not include for internal rooms such as offices or toilets which should be added for seperately. See Variations for assistance. | - | - | - | - | - | If heating is required an addition of £32/m2 (GIA) should be made to the beacon cost. Internal offices (in Industrial complexes) should be added by reference to Cost Guide code series 42P04A -42P40V, Internal WC - 42P40W | - | - | - |  | m2 | - | 3 - INDUSTRIAL | David Grace | Jim Allen | #N/A | Option 1 | ERROR | 0% | 719.2169 | 516.3805 | 0% | 0% | 516.3805 | 0% | Price Book Data | P. Avo | VOA_GPN_GOV_UK\7243572 | 2021-09-16 | Low | - | Low | - | - | Copied to latest DCS. | NA | SPONS A&B | 2 | (BEAMS Note 2) Standard | - | - | 2 | TRUE
3588 | 42A09X | 9141 | 42A09X | Industrial Buildings | No Wall Cladding | 101 - 250m2 | Eaves Height - 9.5m | - | Building Area only; Site strip vegetation; Strip foundations; Column bases; Uninsulated Concrete GF slab with DPM and Mesh,150 thick up to 10,000m2, 200mm thick over 10,000m2 GIA; Steel Portal frame with bolts and baseplates; Coated galvanised trapezoidal roof sheets with no insulation, on steel purlins; Roof lights; valley gutters; matching fascia and soffit; Rainwater downpipes and gutters; Single phase electrics, lighting and power; EXCLUDES heating ; Underslab storm drainage from internal downpipes on building area greater than 1,000m2 | Location Adjustment Applicable (See Guidance Notes) - ERC = UK mean of 1.00 | (BEAMS Note 2) The ERC for this item should be added to all other rateable items on the hereditament (except land). Therefore the total of the ERC of the other Building Items and the P&M ERC (where applicable) to enable the correct contract size adjustment to be made. ERC of Building Component + ERC of P&M = Total ERC to which contract size adjustment should be applied. The appropriate % adjustment should be made in accordance with the scale for contract size adjustment specified under section 6 of the RCG 2023 Guidance notes. The currency ERC rates are set at £4m (Four Million Pounds) @ 1st April 2021 (AVD) for the RCG 2023 Publication. | The data consists of a typical Industrial shell. Works include the Industrial shell as described and includes works up to 1m perimeter to the building (1m wide paving slabs & foul/storm drainage). Costs are for the shell only and do not include for internal rooms such as offices or toilets which should be added for seperately. See Variations for assistance. | - | - | - | - | - | If heating is required an addition of £32/m2 (GIA) should be made to the beacon cost. Internal offices (in Industrial complexes) should be added by reference to Cost Guide code series 42P04A -42P40V, Internal WC - 42P40W | - | - | - |  | m2 | - | 3 - INDUSTRIAL | David Grace | Jim Allen | #N/A | Option 1 | ERROR | 0% | 720.5398 | 517.3303 | 0% | 0% | 517.3303 | 0% | Price Book Data | P. Avo | VOA_GPN_GOV_UK\7243572 | 2021-09-16 | Low | - | Low | - | - | Copied to latest DCS. | NA | SPONS A&B | 2 | (BEAMS Note 2) Standard | - | - | 2 | TRUE
3589 | 42A09Y | 9142 | 42A09Y | Industrial Buildings | No Wall Cladding | 101 - 250m2 | Eaves Height - 10m | - | Building Area only; Site strip vegetation; Strip foundations; Column bases; Uninsulated Concrete GF slab with DPM and Mesh,150 thick up to 10,000m2, 200mm thick over 10,000m2 GIA; Steel Portal frame with bolts and baseplates; Coated galvanised trapezoidal roof sheets with no insulation, on steel purlins; Roof lights; valley gutters; matching fascia and soffit; Rainwater downpipes and gutters; Single phase electrics, lighting and power; EXCLUDES heating ; Underslab storm drainage from internal downpipes on building area greater than 1,000m2 | Location Adjustment Applicable (See Guidance Notes) - ERC = UK mean of 1.00 | (BEAMS Note 2) The ERC for this item should be added to all other rateable items on the hereditament (except land). Therefore the total of the ERC of the other Building Items and the P&M ERC (where applicable) to enable the correct contract size adjustment to be made. ERC of Building Component + ERC of P&M = Total ERC to which contract size adjustment should be applied. The appropriate % adjustment should be made in accordance with the scale for contract size adjustment specified under section 6 of the RCG 2023 Guidance notes. The currency ERC rates are set at £4m (Four Million Pounds) @ 1st April 2021 (AVD) for the RCG 2023 Publication. | The data consists of a typical Industrial shell. Works include the Industrial shell as described and includes works up to 1m perimeter to the building (1m wide paving slabs & foul/storm drainage). Costs are for the shell only and do not include for internal rooms such as offices or toilets which should be added for seperately. See Variations for assistance. | - | - | - | - | - | If heating is required an addition of £32/m2 (GIA) should be made to the beacon cost. Internal offices (in Industrial complexes) should be added by reference to Cost Guide code series 42P04A -42P40V, Internal WC - 42P40W | - | - | - |  | m2 | - | 3 - INDUSTRIAL | David Grace | Jim Allen | #N/A | Option 1 | ERROR | 0% | 721.8626 | 518.2801 | 0% | 0% | 518.2801 | 0% | Price Book Data | P. Avo | VOA_GPN_GOV_UK\7243572 | 2021-09-16 | Low | - | Low | - | - | Copied to latest DCS. | NA | SPONS A&B | 2 | (BEAMS Note 2) Standard | - | - | 2 | TRUE
3590 | 42A11A | 9178 | 42A11A | Industrial Buildings | No Wall Cladding | 251 - 500m2 | Eaves Height - 3m | - | Building Area only; Site strip vegetation; Strip foundations; Column bases; Uninsulated Concrete GF slab with DPM and Mesh,150 thick up to 10,000m2, 200mm thick over 10,000m2 GIA; Steel Portal frame with bolts and baseplates; Coated galvanised trapezoidal roof sheets with no insulation, on steel purlins; Roof lights; valley gutters; matching fascia and soffit; Rainwater downpipes and gutters; Single phase electrics, lighting and power; EXCLUDES heating ; Underslab storm drainage from internal downpipes on building area greater than 1,000m2 | Location Adjustment Applicable (See Guidance Notes) - ERC = UK mean of 1.00 | (BEAMS Note 2) The ERC for this item should be added to all other rateable items on the hereditament (except land). Therefore the total of the ERC of the other Building Items and the P&M ERC (where applicable) to enable the correct contract size adjustment to be made. ERC of Building Component + ERC of P&M = Total ERC to which contract size adjustment should be applied. The appropriate % adjustment should be made in accordance with the scale for contract size adjustment specified under section 6 of the RCG 2023 Guidance notes. The currency ERC rates are set at £4m (Four Million Pounds) @ 1st April 2021 (AVD) for the RCG 2023 Publication. | The data consists of a typical Industrial shell. Works include the Industrial shell as described and includes works up to 1m perimeter to the building (1m wide paving slabs & foul/storm drainage). Costs are for the shell only and do not include for internal rooms such as offices or toilets which should be added for seperately. See Variations for assistance. | - | - | - | - | - | If heating is required an addition of £32/m2 (GIA) should be made to the beacon cost. Internal offices (in Industrial complexes) should be added by reference to Cost Guide code series 42P04A -42P40V, Internal WC - 42P40W | - | - | - |  | m2 | - | 3 - INDUSTRIAL | David Grace | Jim Allen | #N/A | Option 1 | ERROR | 0% | 561.0769 | 402.8398 | 0% | 0% | 402.8398 | 0% | Price Book Data | P. Avo | VOA_GPN_GOV_UK\7243572 | 2021-09-21 | Low | - | Low | - | - | Updated indices etc. following QA. 24/03/2021 - Copied to the latest DCS. | NA | SPONS A&B | 1.561 | (BEAMS Note 2) The ERC for this item should be added to all other rateable items on the hereditament (except land). Therefore the total of the ERC of the other Building Items and the P&M ERC (where applicable) to enable the correct contract size adjustment to be made. ERC of Building Component + ERC of P&M = Total ERC to which contract size adjustment should be applied. The appropriate % adjustment should be made in accordance with the scale for contract size adjustment specified under section 6 of the RCG 2021 Guidance notes. The currency ERC rates are set at £4m (Four Million Pounds) @ 1st April 2019 (AVD) for the RCG 2021 Publication. | - | - | 2 | TRUE
3591 | 42A11B | 9179 | 42A11B | Industrial Buildings | No Wall Cladding | 251 - 500m2 | Eaves Height - 3.5m | - | Building Area only; Site strip vegetation; Strip foundations; Column bases; Uninsulated Concrete GF slab with DPM and Mesh,150 thick up to 10,000m2, 200mm thick over 10,000m2 GIA; Steel Portal frame with bolts and baseplates; Coated galvanised trapezoidal roof sheets with no insulation, on steel purlins; Roof lights; valley gutters; matching fascia and soffit; Rainwater downpipes and gutters; Single phase electrics, lighting and power; EXCLUDES heating ; Underslab storm drainage from internal downpipes on building area greater than 1,000m2 | Location Adjustment Applicable (See Guidance Notes) - ERC = UK mean of 1.00 | (BEAMS Note 2) The ERC for this item should be added to all other rateable items on the hereditament (except land). Therefore the total of the ERC of the other Building Items and the P&M ERC (where applicable) to enable the correct contract size adjustment to be made. ERC of Building Component + ERC of P&M = Total ERC to which contract size adjustment should be applied. The appropriate % adjustment should be made in accordance with the scale for contract size adjustment specified under section 6 of the RCG 2023 Guidance notes. The currency ERC rates are set at £4m (Four Million Pounds) @ 1st April 2021 (AVD) for the RCG 2023 Publication. | The data consists of a typical Industrial shell. Works include the Industrial shell as described and includes works up to 1m perimeter to the building (1m wide paving slabs & foul/storm drainage). Costs are for the shell only and do not include for internal rooms such as offices or toilets which should be added for seperately. See Variations for assistance. | - | - | - | - | - | If heating is required an addition of £32/m2 (GIA) should be made to the beacon cost. Internal offices (in Industrial complexes) should be added by reference to Cost Guide code series 42P04A -42P40V, Internal WC - 42P40W | - | - | - |  | m2 | - | 3 - INDUSTRIAL | David Grace | Jim Allen | #N/A | Option 1 | ERROR | 0% | 561.821 | 403.374 | 0% | 0% | 403.374 | 0% | Price Book Data | P. Avo | VOA_GPN_GOV_UK\7243572 | 2021-09-21 | Low | - | Low | - | - | Updated indices etc. following QA. 24/03/2021 - Copied to the latest DCS. | NA | SPONS A&B | 1.561 | (BEAMS Note 2) The ERC for this item should be added to all other rateable items on the hereditament (except land). Therefore the total of the ERC of the other Building Items and the P&M ERC (where applicable) to enable the correct contract size adjustment to be made. ERC of Building Component + ERC of P&M = Total ERC to which contract size adjustment should be applied. The appropriate % adjustment should be made in accordance with the scale for contract size adjustment specified under section 6 of the RCG 2021 Guidance notes. The currency ERC rates are set at £4m (Four Million Pounds) @ 1st April 2019 (AVD) for the RCG 2021 Publication. | - | - | 2 | TRUE
3592 | 42A11C | 9180 | 42A11C | Industrial Buildings | No Wall Cladding | 251 - 500m2 | Eaves Height - 4m | - | Building Area only; Site strip vegetation; Strip foundations; Column bases; Uninsulated Concrete GF slab with DPM and Mesh,150 thick up to 10,000m2, 200mm thick over 10,000m2 GIA; Steel Portal frame with bolts and baseplates; Coated galvanised trapezoidal roof sheets with no insulation, on steel purlins; Roof lights; valley gutters; matching fascia and soffit; Rainwater downpipes and gutters; Single phase electrics, lighting and power; EXCLUDES heating ; Underslab storm drainage from internal downpipes on building area greater than 1,000m2 | Location Adjustment Applicable (See Guidance Notes) - ERC = UK mean of 1.00 | (BEAMS Note 2) The ERC for this item should be added to all other rateable items on the hereditament (except land). Therefore the total of the ERC of the other Building Items and the P&M ERC (where applicable) to enable the correct contract size adjustment to be made. ERC of Building Component + ERC of P&M = Total ERC to which contract size adjustment should be applied. The appropriate % adjustment should be made in accordance with the scale for contract size adjustment specified under section 6 of the RCG 2023 Guidance notes. The currency ERC rates are set at £4m (Four Million Pounds) @ 1st April 2021 (AVD) for the RCG 2023 Publication. | The data consists of a typical Industrial shell. Works include the Industrial shell as described and includes works up to 1m perimeter to the building (1m wide paving slabs & foul/storm drainage). Costs are for the shell only and do not include for internal rooms such as offices or toilets which should be added for seperately. See Variations for assistance. | - | - | - | - | - | If heating is required an addition of £32/m2 (GIA) should be made to the beacon cost. Internal offices (in Industrial complexes) should be added by reference to Cost Guide code series 42P04A -42P40V, Internal WC - 42P40W | - | - | - |  | m2 | - | 3 - INDUSTRIAL | David Grace | Jim Allen | #N/A | Option 1 | ERROR | 0% | 562.5651 | 403.9083 | 0% | 0% | 403.9083 | 0% | Price Book Data | P. Avo | VOA_GPN_GOV_UK\7243572 | 2021-09-21 | Low | - | Low | - | - | Copied to latest DCS. | NA | SPONS A&B | 2 | (BEAMS Note 2) Standard | - | - | 2 | TRUE
3593 | 42A11D | 9181 | 42A11D | Industrial Buildings | No Wall Cladding | 251 - 500m2 | Eaves Height - 4.5m | - | Building Area only; Site strip vegetation; Strip foundations; Column bases; Uninsulated Concrete GF slab with DPM and Mesh,150 thick up to 10,000m2, 200mm thick over 10,000m2 GIA; Steel Portal frame with bolts and baseplates; Coated galvanised trapezoidal roof sheets with no insulation, on steel purlins; Roof lights; valley gutters; matching fascia and soffit; Rainwater downpipes and gutters; Single phase electrics, lighting and power; EXCLUDES heating ; Underslab storm drainage from internal downpipes on building area greater than 1,000m2 | Location Adjustment Applicable (See Guidance Notes) - ERC = UK mean of 1.00 | (BEAMS Note 2) The ERC for this item should be added to all other rateable items on the hereditament (except land). Therefore the total of the ERC of the other Building Items and the P&M ERC (where applicable) to enable the correct contract size adjustment to be made. ERC of Building Component + ERC of P&M = Total ERC to which contract size adjustment should be applied. The appropriate % adjustment should be made in accordance with the scale for contract size adjustment specified under section 6 of the RCG 2023 Guidance notes. The currency ERC rates are set at £4m (Four Million Pounds) @ 1st April 2021 (AVD) for the RCG 2023 Publication. | The data consists of a typical Industrial shell. Works include the Industrial shell as described and includes works up to 1m perimeter to the building (1m wide paving slabs & foul/storm drainage). Costs are for the shell only and do not include for internal rooms such as offices or toilets which should be added for seperately. See Variations for assistance. | - | - | - | - | - | If heating is required an addition of £32/m2 (GIA) should be made to the beacon cost. Internal offices (in Industrial complexes) should be added by reference to Cost Guide code series 42P04A -42P40V, Internal WC - 42P40W | - | - | - |  | m2 | - | 3 - INDUSTRIAL | David Grace | Jim Allen | #N/A | Option 1 | ERROR | 0% | 563.3092 | 404.4426 | 0% | 0% | 404.4426 | 0% | Price Book Data | P. Avo | VOA_GPN_GOV_UK\7243572 | 2021-09-21 | Low | - | Low | - | - | Copied to latest DCS. | NA | SPONS A&B | 2 | (BEAMS Note 2) Standard | - | - | 2 | TRUE
3594 | 42A11E | 9182 | 42A11E | Industrial Buildings | No Wall Cladding | 251 - 500m2 | Eaves Height - 5m | - | Building Area only; Site strip vegetation; Strip foundations; Column bases; Uninsulated Concrete GF slab with DPM and Mesh,150 thick up to 10,000m2, 200mm thick over 10,000m2 GIA; Steel Portal frame with bolts and baseplates; Coated galvanised trapezoidal roof sheets with no insulation, on steel purlins; Roof lights; valley gutters; matching fascia and soffit; Rainwater downpipes and gutters; Single phase electrics, lighting and power; EXCLUDES heating ; Underslab storm drainage from internal downpipes on building area greater than 1,000m2 | Location Adjustment Applicable (See Guidance Notes) - ERC = UK mean of 1.00 | (BEAMS Note 2) The ERC for this item should be added to all other rateable items on the hereditament (except land). Therefore the total of the ERC of the other Building Items and the P&M ERC (where applicable) to enable the correct contract size adjustment to be made. ERC of Building Component + ERC of P&M = Total ERC to which contract size adjustment should be applied. The appropriate % adjustment should be made in accordance with the scale for contract size adjustment specified under section 6 of the RCG 2023 Guidance notes. The currency ERC rates are set at £4m (Four Million Pounds) @ 1st April 2021 (AVD) for the RCG 2023 Publication. | The data consists of a typical Industrial shell. Works include the Industrial shell as described and includes works up to 1m perimeter to the building (1m wide paving slabs & foul/storm drainage). Costs are for the shell only and do not include for internal rooms such as offices or toilets which should be added for seperately. See Variations for assistance. | - | - | - | - | - | If heating is required an addition of £32/m2 (GIA) should be made to the beacon cost. Internal offices (in Industrial complexes) should be added by reference to Cost Guide code series 42P04A -42P40V, Internal WC - 42P40W | - | - | - |  | m2 | - | 3 - INDUSTRIAL | David Grace | Jim Allen | #N/A | Option 1 | ERROR | 0% | 564.0534 | 404.9768 | 0% | 0% | 404.9768 | 0% | Price Book Data | P. Avo | VOA_GPN_GOV_UK\7243572 | 2021-09-21 | Low | - | Low | - | - | Copied to latest DCS. | NA | SPONS A&B | 2 | (BEAMS Note 2) Standard | - | - | 2 | TRUE
3595 | 42A11F | 9183 | 42A11F | Industrial Buildings | No Wall Cladding | 251 - 500m2 | Eaves Height - 5.5m | - | Building Area only; Site strip vegetation; Strip foundations; Column bases; Uninsulated Concrete GF slab with DPM and Mesh,150 thick up to 10,000m2, 200mm thick over 10,000m2 GIA; Steel Portal frame with bolts and baseplates; Coated galvanised trapezoidal roof sheets with no insulation, on steel purlins; Roof lights; valley gutters; matching fascia and soffit; Rainwater downpipes and gutters; Single phase electrics, lighting and power; EXCLUDES heating ; Underslab storm drainage from internal downpipes on building area greater than 1,000m2 | Location Adjustment Applicable (See Guidance Notes) - ERC = UK mean of 1.00 | (BEAMS Note 2) The ERC for this item should be added to all other rateable items on the hereditament (except land). Therefore the total of the ERC of the other Building Items and the P&M ERC (where applicable) to enable the correct contract size adjustment to be made. ERC of Building Component + ERC of P&M = Total ERC to which contract size adjustment should be applied. The appropriate % adjustment should be made in accordance with the scale for contract size adjustment specified under section 6 of the RCG 2023 Guidance notes. The currency ERC rates are set at £4m (Four Million Pounds) @ 1st April 2021 (AVD) for the RCG 2023 Publication. | The data consists of a typical Industrial shell. Works include the Industrial shell as described and includes works up to 1m perimeter to the building (1m wide paving slabs & foul/storm drainage). Costs are for the shell only and do not include for internal rooms such as offices or toilets which should be added for seperately. See Variations for assistance. | - | - | - | - | - | If heating is required an addition of £32/m2 (GIA) should be made to the beacon cost. Internal offices (in Industrial complexes) should be added by reference to Cost Guide code series 42P04A -42P40V, Internal WC - 42P40W | - | - | - |  | m2 | - | 3 - INDUSTRIAL | David Grace | Jim Allen | #N/A | Option 1 | ERROR | 0% | 564.7975 | 405.5111 | 0% | 0% | 405.5111 | 0% | Price Book Data | P. Avo | VOA_GPN_GOV_UK\7243572 | 2021-09-22 | Low | - | Low | - | - | Copied to latest DCS. | NA | SPONS A&B | 2 | (BEAMS Note 2) Standard | - | - | 2 | TRUE
3596 | 42A11G | 9184 | 42A11G | Industrial Buildings | No Wall Cladding | 251 - 500m2 | Eaves Height - 6m | - | Building Area only; Site strip vegetation; Strip foundations; Column bases; Uninsulated Concrete GF slab with DPM and Mesh,150 thick up to 10,000m2, 200mm thick over 10,000m2 GIA; Steel Portal frame with bolts and baseplates; Coated galvanised trapezoidal roof sheets with no insulation, on steel purlins; Roof lights; valley gutters; matching fascia and soffit; Rainwater downpipes and gutters; Single phase electrics, lighting and power; Gas fuelled hot air burners; Underslab storm drainage from internal downpipes on building area greater than 1,000m2; | Location Adjustment Applicable (See Guidance Notes) - ERC = UK mean of 1.00 | (BEAMS Note 2) The ERC for this item should be added to all other rateable items on the hereditament (except land). Therefore the total of the ERC of the other Building Items and the P&M ERC (where applicable) to enable the correct contract size adjustment to be made. ERC of Building Component + ERC of P&M = Total ERC to which contract size adjustment should be applied. The appropriate % adjustment should be made in accordance with the scale for contract size adjustment specified under section 6 of the RCG 2023 Guidance notes. The currency ERC rates are set at £4m (Four Million Pounds) @ 1st April 2021 (AVD) for the RCG 2023 Publication. | The data consists of a typical Industrial shell. Works include the Industrial shell as described and includes works up to 1m perimeter to the building (1m wide paving slabs & foul/storm drainage). Costs are for the shell only and do not include for internal rooms such as offices or toilets which should be added for seperately. See Variations for assistance. | - | - | - | - | - | If heating is required an addition of £32/m2 (GIA) should be made to the beacon cost. Internal offices (in Industrial complexes) should be added by reference to Cost Guide code series 42P04A -42P40V, Internal WC - 42P40W | - | - | - |  | m2 | - | 3 - INDUSTRIAL | David Grace | Jim Allen | #N/A | Option 1 | ERROR | 0% | 565.5416 | 406.0453 | 0% | 0% | 406.0453 | 0% | Price Book Data | P. Avo | VOA_GPN_GOV_UK\7243572 | 2021-09-22 | Low | - | Low | - | - | Copied to latest DCS. | NA | SPONS A&B | 2 | (BEAMS Note 2) Standard | - | - | 2 | FALSE
3597 | 42A11H | 9185 | 42A11H | Industrial Buildings | No Wall Cladding | 251 - 500m2 | Eaves Height - 6.5m | - | Building Area only; Site strip vegetation; Strip foundations; Column bases; Uninsulated Concrete GF slab with DPM and Mesh,150 thick up to 10,000m2, 200mm thick over 10,000m2 GIA; Steel Portal frame with bolts and baseplates; Coated galvanised trapezoidal roof sheets with no insulation, on steel purlins; Roof lights; valley gutters; matching fascia and soffit; Rainwater downpipes and gutters; Single phase electrics, lighting and power; EXCLUDES heating ; Underslab storm drainage from internal downpipes on building area greater than 1,000m2 | Location Adjustment Applicable (See Guidance Notes) - ERC = UK mean of 1.00 | (BEAMS Note 2) The ERC for this item should be added to all other rateable items on the hereditament (except land). Therefore the total of the ERC of the other Building Items and the P&M ERC (where applicable) to enable the correct contract size adjustment to be made. ERC of Building Component + ERC of P&M = Total ERC to which contract size adjustment should be applied. The appropriate % adjustment should be made in accordance with the scale for contract size adjustment specified under section 6 of the RCG 2023 Guidance notes. The currency ERC rates are set at £4m (Four Million Pounds) @ 1st April 2021 (AVD) for the RCG 2023 Publication. | The data consists of a typical Industrial shell. Works include the Industrial shell as described and includes works up to 1m perimeter to the building (1m wide paving slabs & foul/storm drainage). Costs are for the shell only and do not include for internal rooms such as offices or toilets which should be added for seperately. See Variations for assistance. | - | - | - | - | - | If heating is required an addition of £32/m2 (GIA) should be made to the beacon cost. Internal offices (in Industrial complexes) should be added by reference to Cost Guide code series 42P04A -42P40V, Internal WC - 42P40W | - | - | - |  | m2 | - | 3 - INDUSTRIAL | David Grace | Jim Allen | #N/A | Option 1 | ERROR | 0% | 566.2857 | 406.5796 | 0% | 0% | 406.5796 | 0% | Price Book Data | P. Avo | VOA_GPN_GOV_UK\7243572 | 2021-09-22 | Low | - | Low | - | - | Copied to latest DCS. | NA | SPONS A&B | 2 | (BEAMS Note 2) Standard | - | - | 2 | TRUE
3598 | 42A11J | 9186 | 42A11J | Industrial Buildings | No Wall Cladding | 251 - 500m2 | Eaves Height - 7m | - | Building Area only; Site strip vegetation; Strip foundations; Column bases; Uninsulated Concrete GF slab with DPM and Mesh,150 thick up to 10,000m2, 200mm thick over 10,000m2 GIA; Steel Portal frame with bolts and baseplates; Coated galvanised trapezoidal roof sheets with no insulation, on steel purlins; Roof lights; valley gutters; matching fascia and soffit; Rainwater downpipes and gutters; Single phase electrics, lighting and power; EXCLUDES heating ; Underslab storm drainage from internal downpipes on building area greater than 1,000m2 | Location Adjustment Applicable (See Guidance Notes) - ERC = UK mean of 1.00 | (BEAMS Note 2) The ERC for this item should be added to all other rateable items on the hereditament (except land). Therefore the total of the ERC of the other Building Items and the P&M ERC (where applicable) to enable the correct contract size adjustment to be made. ERC of Building Component + ERC of P&M = Total ERC to which contract size adjustment should be applied. The appropriate % adjustment should be made in accordance with the scale for contract size adjustment specified under section 6 of the RCG 2023 Guidance notes. The currency ERC rates are set at £4m (Four Million Pounds) @ 1st April 2021 (AVD) for the RCG 2023 Publication. | The data consists of a typical Industrial shell. Works include the Industrial shell as described and includes works up to 1m perimeter to the building (1m wide paving slabs & foul/storm drainage). Costs are for the shell only and do not include for internal rooms such as offices or toilets which should be added for seperately. See Variations for assistance. | - | - | - | - | - | If heating is required an addition of £32/m2 (GIA) should be made to the beacon cost. Internal offices (in Industrial complexes) should be added by reference to Cost Guide code series 42P04A -42P40V, Internal WC - 42P40W | - | - | - |  | m2 | - | 3 - INDUSTRIAL | David Grace | Jim Allen | #N/A | Option 1 | ERROR | 0% | 567.0298 | 407.1139 | 0% | 0% | 407.1139 | 0% | Price Book Data | P. Avo | VOA_GPN_GOV_UK\7243572 | 2021-09-22 | Low | - | Low | - | - | Wrong code, updated. 07/06/2021 - Copied to latest DCS. | NA | SPONS A&B | 2 | (BEAMS Note 2) Standard | - | - | 2 | TRUE
3599 | 42A11K | 9187 | 42A11K | Industrial Buildings | No Wall Cladding | 251 - 500m2 | Eaves Height - 7.5m | - | Building Area only; Site strip vegetation; Strip foundations; Column bases; Uninsulated Concrete GF slab with DPM and Mesh,150 thick up to 10,000m2, 200mm thick over 10,000m2 GIA; Steel Portal frame with bolts and baseplates; Coated galvanised trapezoidal roof sheets with no insulation, on steel purlins; Roof lights; valley gutters; matching fascia and soffit; Rainwater downpipes and gutters; Single phase electrics, lighting and power; EXCLUDES heating ; Underslab storm drainage from internal downpipes on building area greater than 1,000m2 | Location Adjustment Applicable (See Guidance Notes) - ERC = UK mean of 1.00 | (BEAMS Note 2) The ERC for this item should be added to all other rateable items on the hereditament (except land). Therefore the total of the ERC of the other Building Items and the P&M ERC (where applicable) to enable the correct contract size adjustment to be made. ERC of Building Component + ERC of P&M = Total ERC to which contract size adjustment should be applied. The appropriate % adjustment should be made in accordance with the scale for contract size adjustment specified under section 6 of the RCG 2023 Guidance notes. The currency ERC rates are set at £4m (Four Million Pounds) @ 1st April 2021 (AVD) for the RCG 2023 Publication. | The data consists of a typical Industrial shell. Works include the Industrial shell as described and includes works up to 1m perimeter to the building (1m wide paving slabs & foul/storm drainage). Costs are for the shell only and do not include for internal rooms such as offices or toilets which should be added for seperately. See Variations for assistance. | - | - | - | - | - | If heating is required an addition of £32/m2 (GIA) should be made to the beacon cost. Internal offices (in Industrial complexes) should be added by reference to Cost Guide code series 42P04A -42P40V, Internal WC - 42P40W | - | - | - |  | m2 | - | 3 - INDUSTRIAL | David Grace | Jim Allen | #N/A | Option 1 | ERROR | 0% | 567.7739 | 407.6481 | 0% | 0% | 407.6481 | 0% | Price Book Data | P. Avo | VOA_GPN_GOV_UK\7243572 | 2021-09-22 | Low | - | Low | - | - | Wrong code, updated. 07/06/2021 - Copied to latest DCS. | NA | SPONS A&B | 2 | (BEAMS Note 2) Standard | - | - | 2 | TRUE
3600 | 42A11L | 9188 | 42A11L | Industrial Buildings | No Wall Cladding | 251 - 500m2 | Eaves Height - 8m | - | Building Area only; Site strip vegetation; Strip foundations; Column bases; Uninsulated Concrete GF slab with DPM and Mesh,150 thick up to 10,000m2, 200mm thick over 10,000m2 GIA; Steel Portal frame with bolts and baseplates; Coated galvanised trapezoidal roof sheets with no insulation, on steel purlins; Roof lights; valley gutters; matching fascia and soffit; Rainwater downpipes and gutters; Single phase electrics, lighting and power; EXCLUDES heating ; Underslab storm drainage from internal downpipes on building area greater than 1,000m2 | Location Adjustment Applicable (See Guidance Notes) - ERC = UK mean of 1.00 | (BEAMS Note 2) The ERC for this item should be added to all other rateable items on the hereditament (except land). Therefore the total of the ERC of the other Building Items and the P&M ERC (where applicable) to enable the correct contract size adjustment to be made. ERC of Building Component + ERC of P&M = Total ERC to which contract size adjustment should be applied. The appropriate % adjustment should be made in accordance with the scale for contract size adjustment specified under section 6 of the RCG 2023 Guidance notes. The currency ERC rates are set at £4m (Four Million Pounds) @ 1st April 2021 (AVD) for the RCG 2023 Publication. | The data consists of a typical Industrial shell. Works include the Industrial shell as described and includes works up to 1m perimeter to the building (1m wide paving slabs & foul/storm drainage). Costs are for the shell only and do not include for internal rooms such as offices or toilets which should be added for seperately. See Variations for assistance. | - | - | - | - | - | If heating is required an addition of £32/m2 (GIA) should be made to the beacon cost. Internal offices (in Industrial complexes) should be added by reference to Cost Guide code series 42P04A -42P40V, Internal WC - 42P40W | - | - | - |  | m2 | - | 3 - INDUSTRIAL | David Grace | Jim Allen | #N/A | Option 1 | ERROR | 0% | 568.5181 | 408.1824 | 0% | 0% | 408.1824 | 0% | Price Book Data | P. Avo | VOA_GPN_GOV_UK\7243572 | 2021-09-22 | Low | - | Low | - | - | Wrong code, updated. 07/06/2021 - Copied to latest DCS. | NA | SPONS A&B | 2 | (BEAMS Note 2) Standard | - | - | 2 | TRUE
3601 | 42A11M | 9189 | 42A11M | Industrial Buildings | No Wall Cladding | 251 - 500m2 | Eaves Height - 8.5m | - | Building Area only; Site strip vegetation; Strip foundations; Column bases; Uninsulated Concrete GF slab with DPM and Mesh,150 thick up to 10,000m2, 200mm thick over 10,000m2 GIA; Steel Portal frame with bolts and baseplates; Coated galvanised trapezoidal roof sheets with no insulation, on steel purlins; Roof lights; valley gutters; matching fascia and soffit; Rainwater downpipes and gutters; Single phase electrics, lighting and power; EXCLUDES heating ; Underslab storm drainage from internal downpipes on building area greater than 1,000m2 | Location Adjustment Applicable (See Guidance Notes) - ERC = UK mean of 1.00 | (BEAMS Note 2) The ERC for this item should be added to all other rateable items on the hereditament (except land). Therefore the total of the ERC of the other Building Items and the P&M ERC (where applicable) to enable the correct contract size adjustment to be made. ERC of Building Component + ERC of P&M = Total ERC to which contract size adjustment should be applied. The appropriate % adjustment should be made in accordance with the scale for contract size adjustment specified under section 6 of the RCG 2023 Guidance notes. The currency ERC rates are set at £4m (Four Million Pounds) @ 1st April 2021 (AVD) for the RCG 2023 Publication. | The data consists of a typical Industrial shell. Works include the Industrial shell as described and includes works up to 1m perimeter to the building (1m wide paving slabs & foul/storm drainage). Costs are for the shell only and do not include for internal rooms such as offices or toilets which should be added for seperately. See Variations for assistance. | - | - | - | - | - | If heating is required an addition of £32/m2 (GIA) should be made to the beacon cost. Internal offices (in Industrial complexes) should be added by reference to Cost Guide code series 42P04A -42P40V, Internal WC - 42P40W | - | - | - |  | m2 | - | 3 - INDUSTRIAL | David Grace | Jim Allen | #N/A | Option 1 | ERROR | 0% | 569.2622 | 408.7166 | 0% | 0% | 408.7166 | 0% | Price Book Data | P. Avo | VOA_GPN_GOV_UK\7243572 | 2021-09-22 | Low | - | Low | - | - | Wrong code, updated. 07/06/2021 - Copied to latest DCS. | NA | SPONS A&B | 2 | (BEAMS Note 2) Standard | - | - | 2 | TRUE
3602 | 42A11N | 9190 | 42A11N | Industrial Buildings | No Wall Cladding | 251 - 500m2 | Eaves Height - 9m | - | Building Area only; Site strip vegetation; Strip foundations; Column bases; Uninsulated Concrete GF slab with DPM and Mesh,150 thick up to 10,000m2, 200mm thick over 10,000m2 GIA; Steel Portal frame with bolts and baseplates; Coated galvanised trapezoidal roof sheets with no insulation, on steel purlins; Roof lights; valley gutters; matching fascia and soffit; Rainwater downpipes and gutters; Single phase electrics, lighting and power; EXCLUDES heating ; Underslab storm drainage from internal downpipes on building area greater than 1,000m2 | Location Adjustment Applicable (See Guidance Notes) - ERC = UK mean of 1.00 | (BEAMS Note 2) The ERC for this item should be added to all other rateable items on the hereditament (except land). Therefore the total of the ERC of the other Building Items and the P&M ERC (where applicable) to enable the correct contract size adjustment to be made. ERC of Building Component + ERC of P&M = Total ERC to which contract size adjustment should be applied. The appropriate % adjustment should be made in accordance with the scale for contract size adjustment specified under section 6 of the RCG 2023 Guidance notes. The currency ERC rates are set at £4m (Four Million Pounds) @ 1st April 2021 (AVD) for the RCG 2023 Publication. | The data consists of a typical Industrial shell. Works include the Industrial shell as described and includes works up to 1m perimeter to the building (1m wide paving slabs & foul/storm drainage). Costs are for the shell only and do not include for internal rooms such as offices or toilets which should be added for seperately. See Variations for assistance. | - | - | - | - | - | If heating is required an addition of £32/m2 (GIA) should be made to the beacon cost. Internal offices (in Industrial complexes) should be added by reference to Cost Guide code series 42P04A -42P40V, Internal WC - 42P40W | - | - | - |  | m2 | - | 3 - INDUSTRIAL | David Grace | Jim Allen | #N/A | Option 1 | ERROR | 0% | 570.0063 | 409.2509 | 0% | 0% | 409.2509 | 0% | Price Book Data | P. Avo | VOA_GPN_GOV_UK\7243572 | 2021-09-22 | Low | - | Low | - | - | Copied to latest DCS. | NA | SPONS A&B | 2 | (BEAMS Note 2) Standard | - | - | 2 | TRUE
3603 | 42A11P | 9191 | 42A11P | Industrial Buildings | No Wall Cladding | 251 - 500m2 | Eaves Height - 9.5m | - | Building Area only; Site strip vegetation; Strip foundations; Column bases; Uninsulated Concrete GF slab with DPM and Mesh,150 thick up to 10,000m2, 200mm thick over 10,000m2 GIA; Steel Portal frame with bolts and baseplates; Coated galvanised trapezoidal roof sheets with no insulation, on steel purlins; Roof lights; valley gutters; matching fascia and soffit; Rainwater downpipes and gutters; Single phase electrics, lighting and power; EXCLUDES heating ; Underslab storm drainage from internal downpipes on building area greater than 1,000m2 | Location Adjustment Applicable (See Guidance Notes) - ERC = UK mean of 1.00 | (BEAMS Note 2) The ERC for this item should be added to all other rateable items on the hereditament (except land). Therefore the total of the ERC of the other Building Items and the P&M ERC (where applicable) to enable the correct contract size adjustment to be made. ERC of Building Component + ERC of P&M = Total ERC to which contract size adjustment should be applied. The appropriate % adjustment should be made in accordance with the scale for contract size adjustment specified under section 6 of the RCG 2023 Guidance notes. The currency ERC rates are set at £4m (Four Million Pounds) @ 1st April 2021 (AVD) for the RCG 2023 Publication. | The data consists of a typical Industrial shell. Works include the Industrial shell as described and includes works up to 1m perimeter to the building (1m wide paving slabs & foul/storm drainage). Costs are for the shell only and do not include for internal rooms such as offices or toilets which should be added for seperately. See Variations for assistance. | - | - | - | - | - | If heating is required an addition of £32/m2 (GIA) should be made to the beacon cost. Internal offices (in Industrial complexes) should be added by reference to Cost Guide code series 42P04A -42P40V, Internal WC - 42P40W | - | - | - |  | m2 | - | 3 - INDUSTRIAL | David Grace | Jim Allen | #N/A | Option 1 | ERROR | 0% | 570.7504 | 409.7851 | 0% | 0% | 409.7851 | 0% | Price Book Data | P. Avo | VOA_GPN_GOV_UK\7243572 | 2021-09-22 | Low | - | Low | - | - | Copied to latest DCS. | NA | SPONS A&B | 2 | (BEAMS Note 2) Standard | - | - | 2 | TRUE
3604 | 42A11Q | 9192 | 42A11Q | Industrial Buildings | No Wall Cladding | 501 - 1,000m2 | Eaves Height - 3m | - | Building Area only; Site strip vegetation; Strip foundations; Column bases; Uninsulated Concrete GF slab with DPM and Mesh,150 thick up to 10,000m2, 200mm thick over 10,000m2 GIA; Steel Portal frame with bolts and baseplates; Coated galvanised trapezoidal roof sheets with no insulation, on steel purlins; Roof lights; valley gutters; matching fascia and soffit; Rainwater downpipes and gutters; Single phase electrics, lighting and power; EXCLUDES heating ; Underslab storm drainage from internal downpipes on building area greater than 1,000m2 | Location Adjustment Applicable (See Guidance Notes) - ERC = UK mean of 1.00 | (BEAMS Note 2) The ERC for this item should be added to all other rateable items on the hereditament (except land). Therefore the total of the ERC of the other Building Items and the P&M ERC (where applicable) to enable the correct contract size adjustment to be made. ERC of Building Component + ERC of P&M = Total ERC to which contract size adjustment should be applied. The appropriate % adjustment should be made in accordance with the scale for contract size adjustment specified under section 6 of the RCG 2023 Guidance notes. The currency ERC rates are set at £4m (Four Million Pounds) @ 1st April 2021 (AVD) for the RCG 2023 Publication. | The data consists of a typical Industrial shell. Works include the Industrial shell as described and includes works up to 1m perimeter to the building (1m wide paving slabs & foul/storm drainage). Costs are for the shell only and do not include for internal rooms such as offices or toilets which should be added for seperately. See Variations for assistance. | - | - | - | - | - | If heating is required an addition of £32/m2 (GIA) should be made to the beacon cost. Internal offices (in Industrial complexes) should be added by reference to Cost Guide code series 42P04A -42P40V, Internal WC - 42P40W | - | - | - |  | m2 | - | 3 - INDUSTRIAL | David Grace | Jim Allen | #N/A | Option 1 | ERROR | 0% | 506.2819 | 363.4983 | 0% | 0% | 363.4983 | 0% | Price Book Data | P. Avo | VOA_GPN_GOV_UK\7243572 | 2021-09-22 | Low | - | Low | - | - | Updated indices etc. following QA. 24/03/2021 - Copied to the latest DCS. | NA | SPONS A&B | 1.561 | (BEAMS Note 2) The ERC for this item should be added to all other rateable items on the hereditament (except land). Therefore the total of the ERC of the other Building Items and the P&M ERC (where applicable) to enable the correct contract size adjustment to be made. ERC of Building Component + ERC of P&M = Total ERC to which contract size adjustment should be applied. The appropriate % adjustment should be made in accordance with the scale for contract size adjustment specified under section 6 of the RCG 2021 Guidance notes. The currency ERC rates are set at £4m (Four Million Pounds) @ 1st April 2019 (AVD) for the RCG 2021 Publication. | - | - | 2 | TRUE
3605 | 42A11R | 9193 | 42A11R | Industrial Buildings | No Wall Cladding | 501 - 1,000m2 | Eaves Height - 3.5m | - | Building Area only; Site strip vegetation; Strip foundations; Column bases; Uninsulated Concrete GF slab with DPM and Mesh,150 thick up to 10,000m2, 200mm thick over 10,000m2 GIA; Steel Portal frame with bolts and baseplates; Coated galvanised trapezoidal roof sheets with no insulation, on steel purlins; Roof lights; valley gutters; matching fascia and soffit; Rainwater downpipes and gutters; Single phase electrics, lighting and power; EXCLUDES heating ; Underslab storm drainage from internal downpipes on building area greater than 1,000m2 | Location Adjustment Applicable (See Guidance Notes) - ERC = UK mean of 1.00 | (BEAMS Note 2) The ERC for this item should be added to all other rateable items on the hereditament (except land). Therefore the total of the ERC of the other Building Items and the P&M ERC (where applicable) to enable the correct contract size adjustment to be made. ERC of Building Component + ERC of P&M = Total ERC to which contract size adjustment should be applied. The appropriate % adjustment should be made in accordance with the scale for contract size adjustment specified under section 6 of the RCG 2023 Guidance notes. The currency ERC rates are set at £4m (Four Million Pounds) @ 1st April 2021 (AVD) for the RCG 2023 Publication. | The data consists of a typical Industrial shell. Works include the Industrial shell as described and includes works up to 1m perimeter to the building (1m wide paving slabs & foul/storm drainage). Costs are for the shell only and do not include for internal rooms such as offices or toilets which should be added for seperately. See Variations for assistance. | - | - | - | - | - | If heating is required an addition of £32/m2 (GIA) should be made to the beacon cost. Internal offices (in Industrial complexes) should be added by reference to Cost Guide code series 42P04A -42P40V, Internal WC - 42P40W | - | - | - |  | m2 | - | 3 - INDUSTRIAL | David Grace | Jim Allen | #N/A | Option 1 | ERROR | 0% | 506.6539 | 363.7654 | 0% | 0% | 363.7654 | 0% | Price Book Data | P. Avo | VOA_GPN_GOV_UK\7243572 | 2021-09-22 | Low | - | Low | - | - | Updated indices etc. following QA. 24/03/2021 - Copied to the latest DCS. | NA | SPONS A&B | 1.561 | (BEAMS Note 2) The ERC for this item should be added to all other rateable items on the hereditament (except land). Therefore the total of the ERC of the other Building Items and the P&M ERC (where applicable) to enable the correct contract size adjustment to be made. ERC of Building Component + ERC of P&M = Total ERC to which contract size adjustment should be applied. The appropriate % adjustment should be made in accordance with the scale for contract size adjustment specified under section 6 of the RCG 2021 Guidance notes. The currency ERC rates are set at £4m (Four Million Pounds) @ 1st April 2019 (AVD) for the RCG 2021 Publication. | - | - | 2 | TRUE
3606 | 42A11S | 9194 | 42A11S | Industrial Buildings | No Wall Cladding | 501 - 1,000m2 | Eaves Height - 4m | - | Building Area only; Site strip vegetation; Strip foundations; Column bases; Uninsulated Concrete GF slab with DPM and Mesh,150 thick up to 10,000m2, 200mm thick over 10,000m2 GIA; Steel Portal frame with bolts and baseplates; Coated galvanised trapezoidal roof sheets with no insulation, on steel purlins; Roof lights; valley gutters; matching fascia and soffit; Rainwater downpipes and gutters; Single phase electrics, lighting and power; EXCLUDES heating ; Underslab storm drainage from internal downpipes on building area greater than 1,000m2 | Location Adjustment Applicable (See Guidance Notes) - ERC = UK mean of 1.00 | (BEAMS Note 2) The ERC for this item should be added to all other rateable items on the hereditament (except land). Therefore the total of the ERC of the other Building Items and the P&M ERC (where applicable) to enable the correct contract size adjustment to be made. ERC of Building Component + ERC of P&M = Total ERC to which contract size adjustment should be applied. The appropriate % adjustment should be made in accordance with the scale for contract size adjustment specified under section 6 of the RCG 2023 Guidance notes. The currency ERC rates are set at £4m (Four Million Pounds) @ 1st April 2021 (AVD) for the RCG 2023 Publication. | The data consists of a typical Industrial shell. Works include the Industrial shell as described and includes works up to 1m perimeter to the building (1m wide paving slabs & foul/storm drainage). Costs are for the shell only and do not include for internal rooms such as offices or toilets which should be added for seperately. See Variations for assistance. | - | - | - | - | - | If heating is required an addition of £32/m2 (GIA) should be made to the beacon cost. Internal offices (in Industrial complexes) should be added by reference to Cost Guide code series 42P04A -42P40V, Internal WC - 42P40W | - | - | - |  | m2 | - | 3 - INDUSTRIAL | David Grace | Jim Allen | #N/A | Option 1 | ERROR | 0% | 507.026 | 364.0325 | 0% | 0% | 364.0325 | 0% | Price Book Data | P. Avo | VOA_GPN_GOV_UK\7243572 | 2021-09-22 | Low | - | Low | - | - | Copied to latest DCS. | NA | SPONS A&B | 2 | (BEAMS Note 2) Standard | - | - | 2 | TRUE
3607 | 42A11T | 9195 | 42A11T | Industrial Buildings | No Wall Cladding | 501 - 1,000m2 | Eaves Height - 4.5m | - | Building Area only; Site strip vegetation; Strip foundations; Column bases; Uninsulated Concrete GF slab with DPM and Mesh,150 thick up to 10,000m2, 200mm thick over 10,000m2 GIA; Steel Portal frame with bolts and baseplates; Coated galvanised trapezoidal roof sheets with no insulation, on steel purlins; Roof lights; valley gutters; matching fascia and soffit; Rainwater downpipes and gutters; Single phase electrics, lighting and power; EXCLUDES heating ; Underslab storm drainage from internal downpipes on building area greater than 1,000m2 | Location Adjustment Applicable (See Guidance Notes) - ERC = UK mean of 1.00 | (BEAMS Note 2) The ERC for this item should be added to all other rateable items on the hereditament (except land). Therefore the total of the ERC of the other Building Items and the P&M ERC (where applicable) to enable the correct contract size adjustment to be made. ERC of Building Component + ERC of P&M = Total ERC to which contract size adjustment should be applied. The appropriate % adjustment should be made in accordance with the scale for contract size adjustment specified under section 6 of the RCG 2023 Guidance notes. The currency ERC rates are set at £4m (Four Million Pounds) @ 1st April 2021 (AVD) for the RCG 2023 Publication. | The data consists of a typical Industrial shell. Works include the Industrial shell as described and includes works up to 1m perimeter to the building (1m wide paving slabs & foul/storm drainage). Costs are for the shell only and do not include for internal rooms such as offices or toilets which should be added for seperately. See Variations for assistance. | - | - | - | - | - | If heating is required an addition of £32/m2 (GIA) should be made to the beacon cost. Internal offices (in Industrial complexes) should be added by reference to Cost Guide code series 42P04A -42P40V, Internal WC - 42P40W | - | - | - |  | m2 | - | 3 - INDUSTRIAL | David Grace | Jim Allen | #N/A | Option 1 | ERROR | 0% | 507.398 | 364.2997 | 0% | 0% | 364.2997 | 0% | Price Book Data | P. Avo | VOA_GPN_GOV_UK\7243572 | 2021-09-22 | Low | - | Low | - | - | Copied to latest DCS. | NA | SPONS A&B | 2 | (BEAMS Note 2) Standard | - | - | 2 | TRUE
3608 | 42A11U | 9196 | 42A11U | Industrial Buildings | No Wall Cladding | 501 - 1,000m2 | Eaves Height - 5m | - | Building Area only; Site strip vegetation; Strip foundations; Column bases; Uninsulated Concrete GF slab with DPM and Mesh,150 thick up to 10,000m2, 200mm thick over 10,000m2 GIA; Steel Portal frame with bolts and baseplates; Coated galvanised trapezoidal roof sheets with no insulation, on steel purlins; Roof lights; valley gutters; matching fascia and soffit; Rainwater downpipes and gutters; Single phase electrics, lighting and power; EXCLUDES heating ; Underslab storm drainage from internal downpipes on building area greater than 1,000m2 | Location Adjustment Applicable (See Guidance Notes) - ERC = UK mean of 1.00 | (BEAMS Note 2) The ERC for this item should be added to all other rateable items on the hereditament (except land). Therefore the total of the ERC of the other Building Items and the P&M ERC (where applicable) to enable the correct contract size adjustment to be made. ERC of Building Component + ERC of P&M = Total ERC to which contract size adjustment should be applied. The appropriate % adjustment should be made in accordance with the scale for contract size adjustment specified under section 6 of the RCG 2023 Guidance notes. The currency ERC rates are set at £4m (Four Million Pounds) @ 1st April 2021 (AVD) for the RCG 2023 Publication. | The data consists of a typical Industrial shell. Works include the Industrial shell as described and includes works up to 1m perimeter to the building (1m wide paving slabs & foul/storm drainage). Costs are for the shell only and do not include for internal rooms such as offices or toilets which should be added for seperately. See Variations for assistance. | - | - | - | - | - | If heating is required an addition of £32/m2 (GIA) should be made to the beacon cost. Internal offices (in Industrial complexes) should be added by reference to Cost Guide code series 42P04A -42P40V, Internal WC - 42P40W | - | - | - |  | m2 | - | 3 - INDUSTRIAL | David Grace | Jim Allen | #N/A | Option 1 | ERROR | 0% | 507.7701 | 364.5668 | 0% | 0% | 364.5668 | 0% | Price Book Data | P. Avo | VOA_GPN_GOV_UK\7243572 | 2021-09-23 | Low | - | Low | - | - | Copied to latest DCS. | NA | SPONS A&B | 2 | (BEAMS Note 2) Standard | - | - | 2 | TRUE
3609 | 42A11V | 9197 | 42A11V | Industrial Buildings | No Wall Cladding | 501 - 1,000m2 | Eaves Height - 5.5m | - | Building Area only; Site strip vegetation; Strip foundations; Column bases; Uninsulated Concrete GF slab with DPM and Mesh,150 thick up to 10,000m2, 200mm thick over 10,000m2 GIA; Steel Portal frame with bolts and baseplates; Coated galvanised trapezoidal roof sheets with no insulation, on steel purlins; Roof lights; valley gutters; matching fascia and soffit; Rainwater downpipes and gutters; Single phase electrics, lighting and power; EXCLUDES heating ; Underslab storm drainage from internal downpipes on building area greater than 1,000m2 | Location Adjustment Applicable (See Guidance Notes) - ERC = UK mean of 1.00 | (BEAMS Note 2) The ERC for this item should be added to all other rateable items on the hereditament (except land). Therefore the total of the ERC of the other Building Items and the P&M ERC (where applicable) to enable the correct contract size adjustment to be made. ERC of Building Component + ERC of P&M = Total ERC to which contract size adjustment should be applied. The appropriate % adjustment should be made in accordance with the scale for contract size adjustment specified under section 6 of the RCG 2023 Guidance notes. The currency ERC rates are set at £4m (Four Million Pounds) @ 1st April 2021 (AVD) for the RCG 2023 Publication. | The data consists of a typical Industrial shell. Works include the Industrial shell as described and includes works up to 1m perimeter to the building (1m wide paving slabs & foul/storm drainage). Costs are for the shell only and do not include for internal rooms such as offices or toilets which should be added for seperately. See Variations for assistance. | - | - | - | - | - | If heating is required an addition of £32/m2 (GIA) should be made to the beacon cost. Internal offices (in Industrial complexes) should be added by reference to Cost Guide code series 42P04A -42P40V, Internal WC - 42P40W | - | - | - |  | m2 | - | 3 - INDUSTRIAL | David Grace | Jim Allen | #N/A | Option 1 | ERROR | 0% | 508.1421 | 364.8339 | 0% | 0% | 364.8339 | 0% | Price Book Data | P. Avo | VOA_GPN_GOV_UK\7243572 | 2021-09-23 | Low | - | Low | - | - | Copied to latest DCS. | NA | SPONS A&B | 2 | (BEAMS Note 2) Standard | - | - | 2 | TRUE
3610 | 42A11W | 9198 | 42A11W | Industrial Buildings | No Wall Cladding | 501 - 1,000m2 | Eaves Height - 6m | - | Building Area only; Site strip vegetation; Strip foundations; Column bases; Uninsulated Concrete GF slab with DPM and Mesh,150 thick up to 10,000m2, 200mm thick over 10,000m2 GIA; Steel Portal frame with bolts and baseplates; Coated galvanised trapezoidal roof sheets with no insulation, on steel purlins; Roof lights; valley gutters; matching fascia and soffit; Rainwater downpipes and gutters; Single phase electrics, lighting and power; EXCLUDES heating ; Underslab storm drainage from internal downpipes on building area greater than 1,000m2 | Location Adjustment Applicable (See Guidance Notes) - ERC = UK mean of 1.00 | (BEAMS Note 2) The ERC for this item should be added to all other rateable items on the hereditament (except land). Therefore the total of the ERC of the other Building Items and the P&M ERC (where applicable) to enable the correct contract size adjustment to be made. ERC of Building Component + ERC of P&M = Total ERC to which contract size adjustment should be applied. The appropriate % adjustment should be made in accordance with the scale for contract size adjustment specified under section 6 of the RCG 2023 Guidance notes. The currency ERC rates are set at £4m (Four Million Pounds) @ 1st April 2021 (AVD) for the RCG 2023 Publication. | The data consists of a typical Industrial shell. Works include the Industrial shell as described and includes works up to 1m perimeter to the building (1m wide paving slabs & foul/storm drainage). Costs are for the shell only and do not include for internal rooms such as offices or toilets which should be added for seperately. See Variations for assistance. | - | - | - | - | - | If heating is required an addition of £32/m2 (GIA) should be made to the beacon cost. Internal offices (in Industrial complexes) should be added by reference to Cost Guide code series 42P04A -42P40V, Internal WC - 42P40W | - | - | - |  | m2 | - | 3 - INDUSTRIAL | David Grace | Jim Allen | #N/A | Option 1 | ERROR | 0% | 508.5142 | 365.101 | 0% | 0% | 365.101 | 0% | Price Book Data | P. Avo | VOA_GPN_GOV_UK\7243572 | 2021-09-23 | Low | - | Low | - | - | Copied to latest DCS. | NA | SPONS A&B | 2 | (BEAMS Note 2) Standard | - | - | 2 | TRUE
3611 | 42A11X | 9199 | 42A11X | Industrial Buildings | No Wall Cladding | 501 - 1,000m2 | Eaves Height - 6.5m | - | Building Area only; Site strip vegetation; Strip foundations; Column bases; Uninsulated Concrete GF slab with DPM and Mesh,150 thick up to 10,000m2, 200mm thick over 10,000m2 GIA; Steel Portal frame with bolts and baseplates; Coated galvanised trapezoidal roof sheets with no insulation, on steel purlins; Roof lights; valley gutters; matching fascia and soffit; Rainwater downpipes and gutters; Single phase electrics, lighting and power; EXCLUDES heating ; Underslab storm drainage from internal downpipes on building area greater than 1,000m2 | Location Adjustment Applicable (See Guidance Notes) - ERC = UK mean of 1.00 | (BEAMS Note 2) The ERC for this item should be added to all other rateable items on the hereditament (except land). Therefore the total of the ERC of the other Building Items and the P&M ERC (where applicable) to enable the correct contract size adjustment to be made. ERC of Building Component + ERC of P&M = Total ERC to which contract size adjustment should be applied. The appropriate % adjustment should be made in accordance with the scale for contract size adjustment specified under section 6 of the RCG 2023 Guidance notes. The currency ERC rates are set at £4m (Four Million Pounds) @ 1st April 2021 (AVD) for the RCG 2023 Publication. | The data consists of a typical Industrial shell. Works include the Industrial shell as described and includes works up to 1m perimeter to the building (1m wide paving slabs & foul/storm drainage). Costs are for the shell only and do not include for internal rooms such as offices or toilets which should be added for seperately. See Variations for assistance. | - | - | - | - | - | If heating is required an addition of £32/m2 (GIA) should be made to the beacon cost. Internal offices (in Industrial complexes) should be added by reference to Cost Guide code series 42P04A -42P40V, Internal WC - 42P40W | - | - | - |  | m2 | - | 3 - INDUSTRIAL | David Grace | Jim Allen | #N/A | Option 1 | ERROR | 0% | 508.8863 | 365.3682 | 0% | 0% | 365.3682 | 0% | Price Book Data | P. Avo | VOA_GPN_GOV_UK\7243572 | 2021-09-23 | Low | - | Low | - | - | Copied to latest DCS. Historically incorrect area range, now correct by PA. | NA | SPONS A&B | 2 | (BEAMS Note 2) Standard | - | - | 2 | TRUE
3612 | 42A11Y | 9200 | 42A11Y | Industrial Buildings | No Wall Cladding | 501 - 1,000m2 | Eaves Height - 7m | - | Building Area only; Site strip vegetation; Strip foundations; Column bases; Uninsulated Concrete GF slab with DPM and Mesh,150 thick up to 10,000m2, 200mm thick over 10,000m2 GIA; Steel Portal frame with bolts and baseplates; Coated galvanised trapezoidal roof sheets with no insulation, on steel purlins; Roof lights; valley gutters; matching fascia and soffit; Rainwater downpipes and gutters; Single phase electrics, lighting and power; EXCLUDES heating ; Underslab storm drainage from internal downpipes on building area greater than 1,000m2 | Location Adjustment Applicable (See Guidance Notes) - ERC = UK mean of 1.00 | (BEAMS Note 2) The ERC for this item should be added to all other rateable items on the hereditament (except land). Therefore the total of the ERC of the other Building Items and the P&M ERC (where applicable) to enable the correct contract size adjustment to be made. ERC of Building Component + ERC of P&M = Total ERC to which contract size adjustment should be applied. The appropriate % adjustment should be made in accordance with the scale for contract size adjustment specified under section 6 of the RCG 2023 Guidance notes. The currency ERC rates are set at £4m (Four Million Pounds) @ 1st April 2021 (AVD) for the RCG 2023 Publication. | The data consists of a typical Industrial shell. Works include the Industrial shell as described and includes works up to 1m perimeter to the building (1m wide paving slabs & foul/storm drainage). Costs are for the shell only and do not include for internal rooms such as offices or toilets which should be added for seperately. See Variations for assistance. | - | - | - | - | - | If heating is required an addition of £32/m2 (GIA) should be made to the beacon cost. Internal offices (in Industrial complexes) should be added by reference to Cost Guide code series 42P04A -42P40V, Internal WC - 42P40W | - | - | - |  | m2 | - | 3 - INDUSTRIAL | David Grace | Jim Allen | #N/A | Option 1 | ERROR | 0% | 509.2583 | 365.6353 | 0% | 0% | 365.6353 | 0% | Price Book Data | P. Avo | VOA_GPN_GOV_UK\7243572 | 2021-09-23 | Low | - | Low | - | - | Copied to latest DCS. | NA | SPONS A&B | 2 | (BEAMS Note 2) Standard | - | - | 2 | TRUE
3613 | 42A11Z | 9201 | 42A11Z | Industrial Buildings | No Wall Cladding | 501 - 1,000m2 | Eaves Height - 7.5m | - | Building Area only; Site strip vegetation; Strip foundations; Column bases; Uninsulated Concrete GF slab with DPM and Mesh,150 thick up to 10,000m2, 200mm thick over 10,000m2 GIA; Steel Portal frame with bolts and baseplates; Coated galvanised trapezoidal roof sheets with no insulation, on steel purlins; Roof lights; valley gutters; matching fascia and soffit; Rainwater downpipes and gutters; Single phase electrics, lighting and power; EXCLUDES heating ; Underslab storm drainage from internal downpipes on building area greater than 1,000m2 | Location Adjustment Applicable (See Guidance Notes) - ERC = UK mean of 1.00 | (BEAMS Note 2) The ERC for this item should be added to all other rateable items on the hereditament (except land). Therefore the total of the ERC of the other Building Items and the P&M ERC (where applicable) to enable the correct contract size adjustment to be made. ERC of Building Component + ERC of P&M = Total ERC to which contract size adjustment should be applied. The appropriate % adjustment should be made in accordance with the scale for contract size adjustment specified under section 6 of the RCG 2023 Guidance notes. The currency ERC rates are set at £4m (Four Million Pounds) @ 1st April 2021 (AVD) for the RCG 2023 Publication. | The data consists of a typical Industrial shell. Works include the Industrial shell as described and includes works up to 1m perimeter to the building (1m wide paving slabs & foul/storm drainage). Costs are for the shell only and do not include for internal rooms such as offices or toilets which should be added for seperately. See Variations for assistance. | - | - | - | - | - | If heating is required an addition of £32/m2 (GIA) should be made to the beacon cost. Internal offices (in Industrial complexes) should be added by reference to Cost Guide code series 42P04A -42P40V, Internal WC - 42P40W | - | - | - |  | m2 | - | 3 - INDUSTRIAL | David Grace | Jim Allen | #N/A | Option 1 | ERROR | 0% | 509.6304 | 365.9024 | 0% | 0% | 365.9024 | 0% | Price Book Data | P. Avo | VOA_GPN_GOV_UK\7243572 | 2021-09-23 | Low | - | Low | - | - | Copied to latest DCS. | NA | SPONS A&B | 2 | (BEAMS Note 2) Standard | - | - | 2 | TRUE
3614 | 42A12A | 9202 | 42A12A | Industrial Buildings | No Wall Cladding | 501 - 1,000m2 | Eaves Height - 8m | - | Building Area only; Site strip vegetation; Strip foundations; Column bases; Uninsulated Concrete GF slab with DPM and Mesh,150 thick up to 10,000m2, 200mm thick over 10,000m2 GIA; Steel Portal frame with bolts and baseplates; Coated galvanised trapezoidal roof sheets with no insulation, on steel purlins; Roof lights; valley gutters; matching fascia and soffit; Rainwater downpipes and gutters; Single phase electrics, lighting and power; EXCLUDES heating ; Underslab storm drainage from internal downpipes on building area greater than 1,000m2 | Location Adjustment Applicable (See Guidance Notes) - ERC = UK mean of 1.00 | (BEAMS Note 2) The ERC for this item should be added to all other rateable items on the hereditament (except land). Therefore the total of the ERC of the other Building Items and the P&M ERC (where applicable) to enable the correct contract size adjustment to be made. ERC of Building Component + ERC of P&M = Total ERC to which contract size adjustment should be applied. The appropriate % adjustment should be made in accordance with the scale for contract size adjustment specified under section 6 of the RCG 2023 Guidance notes. The currency ERC rates are set at £4m (Four Million Pounds) @ 1st April 2021 (AVD) for the RCG 2023 Publication. | The data consists of a typical Industrial shell. Works include the Industrial shell as described and includes works up to 1m perimeter to the building (1m wide paving slabs & foul/storm drainage). Costs are for the shell only and do not include for internal rooms such as offices or toilets which should be added for seperately. See Variations for assistance. | - | - | - | - | - | If heating is required an addition of £32/m2 (GIA) should be made to the beacon cost. Internal offices (in Industrial complexes) should be added by reference to Cost Guide code series 42P04A -42P40V, Internal WC - 42P40W | - | - | - |  | m2 | - | 3 - INDUSTRIAL | David Grace | Jim Allen | #N/A | Option 1 | ERROR | 0% | 510.0024 | 366.1696 | 0% | 0% | 366.1696 | 0% | Price Book Data | P. Avo | VOA_GPN_GOV_UK\7243572 | 2021-09-23 | Low | - | Low | - | - | Copied to latest DCS. | NA | SPONS A&B | 2 | (BEAMS Note 2) Standard | - | - | 2 | TRUE
3615 | 42A12B | 9203 | 42A12B | Industrial Buildings | No Wall Cladding | 501 - 1,000m2 | Eaves Height - 8.5m | - | Building Area only; Site strip vegetation; Strip foundations; Column bases; Uninsulated Concrete GF slab with DPM and Mesh,150 thick up to 10,000m2, 200mm thick over 10,000m2 GIA; Steel Portal frame with bolts and baseplates; Coated galvanised trapezoidal roof sheets with no insulation, on steel purlins; Roof lights; valley gutters; matching fascia and soffit; Rainwater downpipes and gutters; Single phase electrics, lighting and power; EXCLUDES heating ; Underslab storm drainage from internal downpipes on building area greater than 1,000m2 | Location Adjustment Applicable (See Guidance Notes) - ERC = UK mean of 1.00 | (BEAMS Note 2) The ERC for this item should be added to all other rateable items on the hereditament (except land). Therefore the total of the ERC of the other Building Items and the P&M ERC (where applicable) to enable the correct contract size adjustment to be made. ERC of Building Component + ERC of P&M = Total ERC to which contract size adjustment should be applied. The appropriate % adjustment should be made in accordance with the scale for contract size adjustment specified under section 6 of the RCG 2023 Guidance notes. The currency ERC rates are set at £4m (Four Million Pounds) @ 1st April 2021 (AVD) for the RCG 2023 Publication. | The data consists of a typical Industrial shell. Works include the Industrial shell as described and includes works up to 1m perimeter to the building (1m wide paving slabs & foul/storm drainage). Costs are for the shell only and do not include for internal rooms such as offices or toilets which should be added for seperately. See Variations for assistance. | - | - | - | - | - | If heating is required an addition of £32/m2 (GIA) should be made to the beacon cost. Internal offices (in Industrial complexes) should be added by reference to Cost Guide code series 42P04A -42P40V, Internal WC - 42P40W | - | - | - |  | m2 | - | 3 - INDUSTRIAL | David Grace | Jim Allen | #N/A | Option 1 | ERROR | 0% | 510.3745 | 366.4367 | 0% | 0% | 366.4367 | 0% | Price Book Data | P. Avo | VOA_GPN_GOV_UK\7243572 | 2021-09-23 | Low | - | Low | - | - | Copied to latest DCS. | NA | SPONS A&B | 2 | (BEAMS Note 2) Standard | - | - | 2 | TRUE
3616 | 42A12C | 9204 | 42A12C | Industrial Buildings | No Wall Cladding | 501 - 1,000m2 | Eaves Height - 9m | - | Building Area only; Site strip vegetation; Strip foundations; Column bases; Uninsulated Concrete GF slab with DPM and Mesh,150 thick up to 10,000m2, 200mm thick over 10,000m2 GIA; Steel Portal frame with bolts and baseplates; Coated galvanised trapezoidal roof sheets with no insulation, on steel purlins; Roof lights; valley gutters; matching fascia and soffit; Rainwater downpipes and gutters; Single phase electrics, lighting and power; EXCLUDES heating ; Underslab storm drainage from internal downpipes on building area greater than 1,000m2 | Location Adjustment Applicable (See Guidance Notes) - ERC = UK mean of 1.00 | (BEAMS Note 2) The ERC for this item should be added to all other rateable items on the hereditament (except land). Therefore the total of the ERC of the other Building Items and the P&M ERC (where applicable) to enable the correct contract size adjustment to be made. ERC of Building Component + ERC of P&M = Total ERC to which contract size adjustment should be applied. The appropriate % adjustment should be made in accordance with the scale for contract size adjustment specified under section 6 of the RCG 2023 Guidance notes. The currency ERC rates are set at £4m (Four Million Pounds) @ 1st April 2021 (AVD) for the RCG 2023 Publication. | The data consists of a typical Industrial shell. Works include the Industrial shell as described and includes works up to 1m perimeter to the building (1m wide paving slabs & foul/storm drainage). Costs are for the shell only and do not include for internal rooms such as offices or toilets which should be added for seperately. See Variations for assistance. | - | - | - | - | - | If heating is required an addition of £32/m2 (GIA) should be made to the beacon cost. Internal offices (in Industrial complexes) should be added by reference to Cost Guide code series 42P04A -42P40V, Internal WC - 42P40W | - | - | - |  | m2 | - | 3 - INDUSTRIAL | David Grace | Jim Allen | #N/A | Option 1 | ERROR | 0% | 510.7466 | 366.7038 | 0% | 0% | 366.7038 | 0% | Price Book Data | P. Avo | VOA_GPN_GOV_UK\7243572 | 2021-09-23 | Low | - | Low | - | - | Copied to latest DCS. | NA | SPONS A&B | 2 | (BEAMS Note 2) Standard | - | - | 2 | TRUE
3617 | 42A12D | 9205 | 42A12D | Industrial Buildings | No Wall Cladding | 501 - 1,000m2 | Eaves Height - 9.5m | - | Building Area only; Site strip vegetation; Strip foundations; Column bases; Uninsulated Concrete GF slab with DPM and Mesh,150 thick up to 10,000m2, 200mm thick over 10,000m2 GIA; Steel Portal frame with bolts and baseplates; Coated galvanised trapezoidal roof sheets with no insulation, on steel purlins; Roof lights; valley gutters; matching fascia and soffit; Rainwater downpipes and gutters; Single phase electrics, lighting and power; EXCLUDES heating ; Underslab storm drainage from internal downpipes on building area greater than 1,000m2 | Location Adjustment Applicable (See Guidance Notes) - ERC = UK mean of 1.00 | (BEAMS Note 2) The ERC for this item should be added to all other rateable items on the hereditament (except land). Therefore the total of the ERC of the other Building Items and the P&M ERC (where applicable) to enable the correct contract size adjustment to be made. ERC of Building Component + ERC of P&M = Total ERC to which contract size adjustment should be applied. The appropriate % adjustment should be made in accordance with the scale for contract size adjustment specified under section 6 of the RCG 2023 Guidance notes. The currency ERC rates are set at £4m (Four Million Pounds) @ 1st April 2021 (AVD) for the RCG 2023 Publication. | The data consists of a typical Industrial shell. Works include the Industrial shell as described and includes works up to 1m perimeter to the building (1m wide paving slabs & foul/storm drainage). Costs are for the shell only and do not include for internal rooms such as offices or toilets which should be added for seperately. See Variations for assistance. | - | - | - | - | - | If heating is required an addition of £32/m2 (GIA) should be made to the beacon cost. Internal offices (in Industrial complexes) should be added by reference to Cost Guide code series 42P04A -42P40V, Internal WC - 42P40W | - | - | - |  | m2 | - | 3 - INDUSTRIAL | David Grace | Jim Allen | #N/A | Option 1 | ERROR | 0% | 511.1186 | 366.971 | 0% | 0% | 366.971 | 0% | Price Book Data | P. Avo | VOA_GPN_GOV_UK\7243572 | 2021-09-23 | Low | - | Low | - | - | Copied to latest DCS. | NA | SPONS A&B | 2 | (BEAMS Note 2) Standard | - | - | 2 | TRUE
3618 | 42A12E | 9206 | 42A12E | Industrial Buildings | No Wall Cladding | 1,001 - 5,000m2 | Eaves Height - 3m | - | Building Area only; Site strip vegetation; Strip foundations; Column bases; Uninsulated Concrete GF slab with DPM and Mesh,150 thick up to 10,000m2, 200mm thick over 10,000m2 GIA; Steel Portal frame with bolts and baseplates; Coated galvanised trapezoidal roof sheets with no insulation, on steel purlins; Roof lights; valley gutters; matching fascia and soffit; Rainwater downpipes and gutters; Single phase electrics, lighting and power; EXCLUDES heating ; Underslab storm drainage from internal downpipes on building area greater than 1,000m2 | Location Adjustment Applicable (See Guidance Notes) - ERC = UK mean of 1.00 | (BEAMS Note 2) The ERC for this item should be added to all other rateable items on the hereditament (except land). Therefore the total of the ERC of the other Building Items and the P&M ERC (where applicable) to enable the correct contract size adjustment to be made. ERC of Building Component + ERC of P&M = Total ERC to which contract size adjustment should be applied. The appropriate % adjustment should be made in accordance with the scale for contract size adjustment specified under section 6 of the RCG 2023 Guidance notes. The currency ERC rates are set at £4m (Four Million Pounds) @ 1st April 2021 (AVD) for the RCG 2023 Publication. | The data consists of a typical Industrial shell. Works include the Industrial shell as described and includes works up to 1m perimeter to the building (1m wide paving slabs & foul/storm drainage). Costs are for the shell only and do not include for internal rooms such as offices or toilets which should be added for seperately. See Variations for assistance. | - | - | - | - | - | If heating is required an addition of £32/m2 (GIA) should be made to the beacon cost. Internal offices (in Industrial complexes) should be added by reference to Cost Guide code series 42P04A -42P40V, Internal WC - 42P40W | - | - | - |  | m2 | - | 3 - INDUSTRIAL | David Grace | Jim Allen | #N/A | Option 1 | ERROR | 0% | 515.1812 | 369.8878 | 0% | 0% | 369.8878 | 0% | Price Book Data | P. Avo | VOA_GPN_GOV_UK\7243572 | 2021-09-29 | Low | - | Low | - | - | Updated indices etc. following QA. 24/03/2021 - Copied to the latest DCS. | NA | SPONS A&B | 1.561 | (BEAMS Note 2) The ERC for this item should be added to all other rateable items on the hereditament (except land). Therefore the total of the ERC of the other Building Items and the P&M ERC (where applicable) to enable the correct contract size adjustment to be made. ERC of Building Component + ERC of P&M = Total ERC to which contract size adjustment should be applied. The appropriate % adjustment should be made in accordance with the scale for contract size adjustment specified under section 6 of the RCG 2021 Guidance notes. The currency ERC rates are set at £4m (Four Million Pounds) @ 1st April 2019 (AVD) for the RCG 2021 Publication. | - | - | 2 | TRUE
3619 | 42A12F | 9207 | 42A12F | Industrial Buildings | No Wall Cladding | 1,001 - 5,000m2 | Eaves Height - 3.5m | - | Building Area only; Site strip vegetation; Strip foundations; Column bases; Uninsulated Concrete GF slab with DPM and Mesh,150 thick up to 10,000m2, 200mm thick over 10,000m2 GIA; Steel Portal frame with bolts and baseplates; Coated galvanised trapezoidal roof sheets with no insulation, on steel purlins; Roof lights; valley gutters; matching fascia and soffit; Rainwater downpipes and gutters; Single phase electrics, lighting and power; EXCLUDES heating ; Underslab storm drainage from internal downpipes on building area greater than 1,000m2 | Location Adjustment Applicable (See Guidance Notes) - ERC = UK mean of 1.00 | (BEAMS Note 2) The ERC for this item should be added to all other rateable items on the hereditament (except land). Therefore the total of the ERC of the other Building Items and the P&M ERC (where applicable) to enable the correct contract size adjustment to be made. ERC of Building Component + ERC of P&M = Total ERC to which contract size adjustment should be applied. The appropriate % adjustment should be made in accordance with the scale for contract size adjustment specified under section 6 of the RCG 2023 Guidance notes. The currency ERC rates are set at £4m (Four Million Pounds) @ 1st April 2021 (AVD) for the RCG 2023 Publication. | The data consists of a typical Industrial shell. Works include the Industrial shell as described and includes works up to 1m perimeter to the building (1m wide paving slabs & foul/storm drainage). Costs are for the shell only and do not include for internal rooms such as offices or toilets which should be added for seperately. See Variations for assistance. | - | - | - | - | - | If heating is required an addition of £32/m2 (GIA) should be made to the beacon cost. Internal offices (in Industrial complexes) should be added by reference to Cost Guide code series 42P04A -42P40V, Internal WC - 42P40W | - | - | - |  | m2 | - | 3 - INDUSTRIAL | David Grace | Jim Allen | #N/A | Option 1 | ERROR | 0% | 515.2889 | 369.9651 | 0% | 0% | 369.9651 | 0% | Price Book Data | P. Avo | VOA_GPN_GOV_UK\7243572 | 2021-09-29 | Low | - | Low | - | - | Updated indices etc. following QA. 24/03/2021 - Copied to the latest DCS. | NA | SPONS A&B | 1.561 | (BEAMS Note 2) The ERC for this item should be added to all other rateable items on the hereditament (except land). Therefore the total of the ERC of the other Building Items and the P&M ERC (where applicable) to enable the correct contract size adjustment to be made. ERC of Building Component + ERC of P&M = Total ERC to which contract size adjustment should be applied. The appropriate % adjustment should be made in accordance with the scale for contract size adjustment specified under section 6 of the RCG 2021 Guidance notes. The currency ERC rates are set at £4m (Four Million Pounds) @ 1st April 2019 (AVD) for the RCG 2021 Publication. | - | - | 2 | TRUE
3620 | 42A12G | 9208 | 42A12G | Industrial Buildings | No Wall Cladding | 1,001 - 5,000m2 | Eaves Height - 4m | - | Building Area only; Site strip vegetation; Strip foundations; Column bases; Uninsulated Concrete GF slab with DPM and Mesh,150 thick up to 10,000m2, 200mm thick over 10,000m2 GIA; Steel Portal frame with bolts and baseplates; Coated galvanised trapezoidal roof sheets with no insulation, on steel purlins; Roof lights; valley gutters; matching fascia and soffit; Rainwater downpipes and gutters; Single phase electrics, lighting and power; EXCLUDES heating ; Underslab storm drainage from internal downpipes on building area greater than 1,000m2 | Location Adjustment Applicable (See Guidance Notes) - ERC = UK mean of 1.00 | (BEAMS Note 2) The ERC for this item should be added to all other rateable items on the hereditament (except land). Therefore the total of the ERC of the other Building Items and the P&M ERC (where applicable) to enable the correct contract size adjustment to be made. ERC of Building Component + ERC of P&M = Total ERC to which contract size adjustment should be applied. The appropriate % adjustment should be made in accordance with the scale for contract size adjustment specified under section 6 of the RCG 2023 Guidance notes. The currency ERC rates are set at £4m (Four Million Pounds) @ 1st April 2021 (AVD) for the RCG 2023 Publication. | The data consists of a typical Industrial shell. Works include the Industrial shell as described and includes works up to 1m perimeter to the building (1m wide paving slabs & foul/storm drainage). Costs are for the shell only and do not include for internal rooms such as offices or toilets which should be added for seperately. See Variations for assistance. | - | - | - | - | - | If heating is required an addition of £32/m2 (GIA) should be made to the beacon cost. Internal offices (in Industrial complexes) should be added by reference to Cost Guide code series 42P04A -42P40V, Internal WC - 42P40W | - | - | - |  | m2 | - | 3 - INDUSTRIAL | David Grace | Jim Allen | #N/A | Option 1 | ERROR | 0% | 515.3965 | 370.0424 | 0% | 0% | 370.0424 | 0% | Price Book Data | P. Avo | VOA_GPN_GOV_UK\7243572 | 2021-09-29 | Low | - | Low | - | - | Copied to latest DCS. | NA | SPONS A&B | 2 | (BEAMS Note 2) Standard | - | - | 2 | TRUE
3621 | 42A12H | 9209 | 42A12H | Industrial Buildings | No Wall Cladding | 1,001 - 5,000m2 | Eaves Height - 4.5m | - | Building Area only; Site strip vegetation; Strip foundations; Column bases; Uninsulated Concrete GF slab with DPM and Mesh,150 thick up to 10,000m2, 200mm thick over 10,000m2 GIA; Steel Portal frame with bolts and baseplates; Coated galvanised trapezoidal roof sheets with no insulation, on steel purlins; Roof lights; valley gutters; matching fascia and soffit; Rainwater downpipes and gutters; Single phase electrics, lighting and power; EXCLUDES heating ; Underslab storm drainage from internal downpipes on building area greater than 1,000m2 | Location Adjustment Applicable (See Guidance Notes) - ERC = UK mean of 1.00 | (BEAMS Note 2) The ERC for this item should be added to all other rateable items on the hereditament (except land). Therefore the total of the ERC of the other Building Items and the P&M ERC (where applicable) to enable the correct contract size adjustment to be made. ERC of Building Component + ERC of P&M = Total ERC to which contract size adjustment should be applied. The appropriate % adjustment should be made in accordance with the scale for contract size adjustment specified under section 6 of the RCG 2023 Guidance notes. The currency ERC rates are set at £4m (Four Million Pounds) @ 1st April 2021 (AVD) for the RCG 2023 Publication. | The data consists of a typical Industrial shell. Works include the Industrial shell as described and includes works up to 1m perimeter to the building (1m wide paving slabs & foul/storm drainage). Costs are for the shell only and do not include for internal rooms such as offices or toilets which should be added for seperately. See Variations for assistance. | - | - | - | - | - | If heating is required an addition of £32/m2 (GIA) should be made to the beacon cost. Internal offices (in Industrial complexes) should be added by reference to Cost Guide code series 42P04A -42P40V, Internal WC - 42P40W | - | - | - |  | m2 | - | 3 - INDUSTRIAL | David Grace | Jim Allen | #N/A | Option 1 | ERROR | 0% | 515.5042 | 370.1197 | 0% | 0% | 370.1197 | 0% | Price Book Data | P. Avo | VOA_GPN_GOV_UK\7243572 | 2021-09-29 | Low | - | Low | - | - | Copied to latest DCS. | NA | SPONS A&B | 2 | (BEAMS Note 2) Standard | - | - | 2 | TRUE
3622 | 42A12J | 9210 | 42A12J | Industrial Buildings | No Wall Cladding | 1,001 - 5,000m2 | Eaves Height - 5m | - | Building Area only; Site strip vegetation; Strip foundations; Column bases; Uninsulated Concrete GF slab with DPM and Mesh,150 thick up to 10,000m2, 200mm thick over 10,000m2 GIA; Steel Portal frame with bolts and baseplates; Coated galvanised trapezoidal roof sheets with no insulation, on steel purlins; Roof lights; valley gutters; matching fascia and soffit; Rainwater downpipes and gutters; Single phase electrics, lighting and power; EXCLUDES heating ; Underslab storm drainage from internal downpipes on building area greater than 1,000m2 | Location Adjustment Applicable (See Guidance Notes) - ERC = UK mean of 1.00 | (BEAMS Note 2) The ERC for this item should be added to all other rateable items on the hereditament (except land). Therefore the total of the ERC of the other Building Items and the P&M ERC (where applicable) to enable the correct contract size adjustment to be made. ERC of Building Component + ERC of P&M = Total ERC to which contract size adjustment should be applied. The appropriate % adjustment should be made in accordance with the scale for contract size adjustment specified under section 6 of the RCG 2023 Guidance notes. The currency ERC rates are set at £4m (Four Million Pounds) @ 1st April 2021 (AVD) for the RCG 2023 Publication. | The data consists of a typical Industrial shell. Works include the Industrial shell as described and includes works up to 1m perimeter to the building (1m wide paving slabs & foul/storm drainage). Costs are for the shell only and do not include for internal rooms such as offices or toilets which should be added for seperately. See Variations for assistance. | - | - | - | - | - | If heating is required an addition of £32/m2 (GIA) should be made to the beacon cost. Internal offices (in Industrial complexes) should be added by reference to Cost Guide code series 42P04A -42P40V, Internal WC - 42P40W | - | - | - |  | m2 | - | 3 - INDUSTRIAL | David Grace | Jim Allen | #N/A | Option 1 | ERROR | 0% | 515.6118 | 370.197 | 0% | 0% | 370.197 | 0% | Price Book Data | P. Avo | VOA_GPN_GOV_UK\7243572 | 2021-09-29 | Low | - | Low | - | - | Copied to latest DCS. | NA | SPONS A&B | 2 | (BEAMS Note 2) Standard | - | - | 2 | TRUE
3623 | 42A12K | 9211 | 42A12K | Industrial Buildings | No Wall Cladding | 1,001 - 5,000m2 | Eaves Height - 5.5m | - | Building Area only; Site strip vegetation; Strip foundations; Column bases; Uninsulated Concrete GF slab with DPM and Mesh,150 thick up to 10,000m2, 200mm thick over 10,000m2 GIA; Steel Portal frame with bolts and baseplates; Coated galvanised trapezoidal roof sheets with no insulation, on steel purlins; Roof lights; valley gutters; matching fascia and soffit; Rainwater downpipes and gutters; Single phase electrics, lighting and power; EXCLUDES heating ; Underslab storm drainage from internal downpipes on building area greater than 1,000m2 | Location Adjustment Applicable (See Guidance Notes) - ERC = UK mean of 1.00 | (BEAMS Note 2) The ERC for this item should be added to all other rateable items on the hereditament (except land). Therefore the total of the ERC of the other Building Items and the P&M ERC (where applicable) to enable the correct contract size adjustment to be made. ERC of Building Component + ERC of P&M = Total ERC to which contract size adjustment should be applied. The appropriate % adjustment should be made in accordance with the scale for contract size adjustment specified under section 6 of the RCG 2023 Guidance notes. The currency ERC rates are set at £4m (Four Million Pounds) @ 1st April 2021 (AVD) for the RCG 2023 Publication. | The data consists of a typical Industrial shell. Works include the Industrial shell as described and includes works up to 1m perimeter to the building (1m wide paving slabs & foul/storm drainage). Costs are for the shell only and do not include for internal rooms such as offices or toilets which should be added for seperately. See Variations for assistance. | - | - | - | - | - | If heating is required an addition of £32/m2 (GIA) should be made to the beacon cost. Internal offices (in Industrial complexes) should be added by reference to Cost Guide code series 42P04A -42P40V, Internal WC - 42P40W | - | - | - |  | m2 | - | 3 - INDUSTRIAL | David Grace | Jim Allen | #N/A | Option 1 | ERROR | 0% | 515.7195 | 370.2743 | 0% | 0% | 370.2743 | 0% | Price Book Data | P. Avo | VOA_GPN_GOV_UK\7243572 | 2021-09-29 | Low | - | Low | - | - | Copied to latest DCS. | NA | SPONS A&B | 2 | (BEAMS Note 2) Standard | - | - | 2 | TRUE
3624 | 42A12L | 9212 | 42A12L | Industrial Buildings | No Wall Cladding | 1,001 - 5,000m2 | Eaves Height - 6m | - | Building Area only; Site strip vegetation; Strip foundations; Column bases; Uninsulated Concrete GF slab with DPM and Mesh,150 thick up to 10,000m2, 200mm thick over 10,000m2 GIA; Steel Portal frame with bolts and baseplates; Coated galvanised trapezoidal roof sheets with no insulation, on steel purlins; Roof lights; valley gutters; matching fascia and soffit; Rainwater downpipes and gutters; Single phase electrics, lighting and power; EXCLUDES heating ; Underslab storm drainage from internal downpipes on building area greater than 1,000m2 | Location Adjustment Applicable (See Guidance Notes) - ERC = UK mean of 1.00 | (BEAMS Note 2) The ERC for this item should be added to all other rateable items on the hereditament (except land). Therefore the total of the ERC of the other Building Items and the P&M ERC (where applicable) to enable the correct contract size adjustment to be made. ERC of Building Component + ERC of P&M = Total ERC to which contract size adjustment should be applied. The appropriate % adjustment should be made in accordance with the scale for contract size adjustment specified under section 6 of the RCG 2023 Guidance notes. The currency ERC rates are set at £4m (Four Million Pounds) @ 1st April 2021 (AVD) for the RCG 2023 Publication. | The data consists of a typical Industrial shell. Works include the Industrial shell as described and includes works up to 1m perimeter to the building (1m wide paving slabs & foul/storm drainage). Costs are for the shell only and do not include for internal rooms such as offices or toilets which should be added for seperately. See Variations for assistance. | - | - | - | - | - | If heating is required an addition of £32/m2 (GIA) should be made to the beacon cost. Internal offices (in Industrial complexes) should be added by reference to Cost Guide code series 42P04A -42P40V, Internal WC - 42P40W | - | - | - |  | m2 | - | 3 - INDUSTRIAL | David Grace | Jim Allen | #N/A | Option 1 | ERROR | 0% | 515.8271 | 370.3516 | 0% | 0% | 370.3516 | 0% | Price Book Data | P. Avo | VOA_GPN_GOV_UK\7243572 | 2021-09-29 | Low | - | Low | - | - | Copied to latest DCS. | NA | SPONS A&B | 2 | (BEAMS Note 2) Standard | - | - | 2 | TRUE
3625 | 42A12M | 9213 | 42A12M | Industrial Buildings | No Wall Cladding | 1,001 - 5,000m2 | Eaves Height - 6.5m | - | Building Area only; Site strip vegetation; Strip foundations; Column bases; Uninsulated Concrete GF slab with DPM and Mesh,150 thick up to 10,000m2, 200mm thick over 10,000m2 GIA; Steel Portal frame with bolts and baseplates; Coated galvanised trapezoidal roof sheets with no insulation, on steel purlins; Roof lights; valley gutters; matching fascia and soffit; Rainwater downpipes and gutters; Single phase electrics, lighting and power; EXCLUDES heating ; Underslab storm drainage from internal downpipes on building area greater than 1,000m2 | Location Adjustment Applicable (See Guidance Notes) - ERC = UK mean of 1.00 | (BEAMS Note 2) The ERC for this item should be added to all other rateable items on the hereditament (except land). Therefore the total of the ERC of the other Building Items and the P&M ERC (where applicable) to enable the correct contract size adjustment to be made. ERC of Building Component + ERC of P&M = Total ERC to which contract size adjustment should be applied. The appropriate % adjustment should be made in accordance with the scale for contract size adjustment specified under section 6 of the RCG 2023 Guidance notes. The currency ERC rates are set at £4m (Four Million Pounds) @ 1st April 2021 (AVD) for the RCG 2023 Publication. | The data consists of a typical Industrial shell. Works include the Industrial shell as described and includes works up to 1m perimeter to the building (1m wide paving slabs & foul/storm drainage). Costs are for the shell only and do not include for internal rooms such as offices or toilets which should be added for seperately. See Variations for assistance. | - | - | - | - | - | If heating is required an addition of £32/m2 (GIA) should be made to the beacon cost. Internal offices (in Industrial complexes) should be added by reference to Cost Guide code series 42P04A -42P40V, Internal WC - 42P40W | - | - | - |  | m2 | - | 3 - INDUSTRIAL | David Grace | Jim Allen | #N/A | Option 1 | ERROR | 0% | 515.9348 | 370.4288 | 0% | 0% | 370.4288 | 0% | Price Book Data | P. Avo | VOA_GPN_GOV_UK\7243572 | 2021-09-29 | Low | - | Low | - | - | Copied to latest DCS. Historically incorrect area range, now correct by PA. | NA | SPONS A&B | 2 | (BEAMS Note 2) Standard | - | - | 2 | TRUE
3626 | 42A12N | 9214 | 42A12N | Industrial Buildings | No Wall Cladding | 1,001 - 5,000m2 | Eaves Height - 7m | - | Building Area only; Site strip vegetation; Strip foundations; Column bases; Uninsulated Concrete GF slab with DPM and Mesh,150 thick up to 10,000m2, 200mm thick over 10,000m2 GIA; Steel Portal frame with bolts and baseplates; Coated galvanised trapezoidal roof sheets with no insulation, on steel purlins; Roof lights; valley gutters; matching fascia and soffit; Rainwater downpipes and gutters; Single phase electrics, lighting and power; EXCLUDES heating ; Underslab storm drainage from internal downpipes on building area greater than 1,000m2 | Location Adjustment Applicable (See Guidance Notes) - ERC = UK mean of 1.00 | (BEAMS Note 2) The ERC for this item should be added to all other rateable items on the hereditament (except land). Therefore the total of the ERC of the other Building Items and the P&M ERC (where applicable) to enable the correct contract size adjustment to be made. ERC of Building Component + ERC of P&M = Total ERC to which contract size adjustment should be applied. The appropriate % adjustment should be made in accordance with the scale for contract size adjustment specified under section 6 of the RCG 2023 Guidance notes. The currency ERC rates are set at £4m (Four Million Pounds) @ 1st April 2021 (AVD) for the RCG 2023 Publication. | The data consists of a typical Industrial shell. Works include the Industrial shell as described and includes works up to 1m perimeter to the building (1m wide paving slabs & foul/storm drainage). Costs are for the shell only and do not include for internal rooms such as offices or toilets which should be added for seperately. See Variations for assistance. | - | - | - | - | - | If heating is required an addition of £32/m2 (GIA) should be made to the beacon cost. Internal offices (in Industrial complexes) should be added by reference to Cost Guide code series 42P04A -42P40V, Internal WC - 42P40W | - | - | - |  | m2 | - | 3 - INDUSTRIAL | David Grace | Jim Allen | #N/A | Option 1 | ERROR | 0% | 516.0424 | 370.5061 | 0% | 0% | 370.5061 | 0% | Price Book Data | P. Avo | VOA_GPN_GOV_UK\7243572 | 2021-09-29 | Low | - | Low | - | - | Copied to latest DCS. | NA | SPONS A&B | 2 | (BEAMS Note 2) Standard | - | - | 2 | TRUE
3627 | 42A12P | 9215 | 42A12P | Industrial Buildings | No Wall Cladding | 1,001 - 5,000m2 | Eaves Height - 7.5m | - | Building Area only; Site strip vegetation; Strip foundations; Column bases; Uninsulated Concrete GF slab with DPM and Mesh,150 thick up to 10,000m2, 200mm thick over 10,000m2 GIA; Steel Portal frame with bolts and baseplates; Coated galvanised trapezoidal roof sheets with no insulation, on steel purlins; Roof lights; valley gutters; matching fascia and soffit; Rainwater downpipes and gutters; Single phase electrics, lighting and power; EXCLUDES heating ; Underslab storm drainage from internal downpipes on building area greater than 1,000m2 | Location Adjustment Applicable (See Guidance Notes) - ERC = UK mean of 1.00 | (BEAMS Note 2) The ERC for this item should be added to all other rateable items on the hereditament (except land). Therefore the total of the ERC of the other Building Items and the P&M ERC (where applicable) to enable the correct contract size adjustment to be made. ERC of Building Component + ERC of P&M = Total ERC to which contract size adjustment should be applied. The appropriate % adjustment should be made in accordance with the scale for contract size adjustment specified under section 6 of the RCG 2023 Guidance notes. The currency ERC rates are set at £4m (Four Million Pounds) @ 1st April 2021 (AVD) for the RCG 2023 Publication. | The data consists of a typical Industrial shell. Works include the Industrial shell as described and includes works up to 1m perimeter to the building (1m wide paving slabs & foul/storm drainage). Costs are for the shell only and do not include for internal rooms such as offices or toilets which should be added for seperately. See Variations for assistance. | - | - | - | - | - | If heating is required an addition of £32/m2 (GIA) should be made to the beacon cost. Internal offices (in Industrial complexes) should be added by reference to Cost Guide code series 42P04A -42P40V, Internal WC - 42P40W | - | - | - |  | m2 | - | 3 - INDUSTRIAL | David Grace | Jim Allen | #N/A | Option 1 | ERROR | 0% | 516.1501 | 370.5834 | 0% | 0% | 370.5834 | 0% | Price Book Data | P. Avo | VOA_GPN_GOV_UK\7243572 | 2021-09-29 | Low | - | Low | - | - | Copied to latest DCS. | NA | SPONS A&B | 2 | (BEAMS Note 2) Standard | - | - | 2 | TRUE
3628 | 42A12Q | 9216 | 42A12Q | Industrial Buildings | No Wall Cladding | 1,001 - 5,000m2 | Eaves Height - 8m | - | Building Area only; Site strip vegetation; Strip foundations; Column bases; Uninsulated Concrete GF slab with DPM and Mesh,150 thick up to 10,000m2, 200mm thick over 10,000m2 GIA; Steel Portal frame with bolts and baseplates; Coated galvanised trapezoidal roof sheets with no insulation, on steel purlins; Roof lights; valley gutters; matching fascia and soffit; Rainwater downpipes and gutters; Single phase electrics, lighting and power; EXCLUDES heating ; Underslab storm drainage from internal downpipes on building area greater than 1,000m2 | Location Adjustment Applicable (See Guidance Notes) - ERC = UK mean of 1.00 | (BEAMS Note 2) The ERC for this item should be added to all other rateable items on the hereditament (except land). Therefore the total of the ERC of the other Building Items and the P&M ERC (where applicable) to enable the correct contract size adjustment to be made. ERC of Building Component + ERC of P&M = Total ERC to which contract size adjustment should be applied. The appropriate % adjustment should be made in accordance with the scale for contract size adjustment specified under section 6 of the RCG 2023 Guidance notes. The currency ERC rates are set at £4m (Four Million Pounds) @ 1st April 2021 (AVD) for the RCG 2023 Publication. | The data consists of a typical Industrial shell. Works include the Industrial shell as described and includes works up to 1m perimeter to the building (1m wide paving slabs & foul/storm drainage). Costs are for the shell only and do not include for internal rooms such as offices or toilets which should be added for seperately. See Variations for assistance. | - | - | - | - | - | If heating is required an addition of £32/m2 (GIA) should be made to the beacon cost. Internal offices (in Industrial complexes) should be added by reference to Cost Guide code series 42P04A -42P40V, Internal WC - 42P40W | - | - | - |  | m2 | - | 3 - INDUSTRIAL | David Grace | Jim Allen | #N/A | Option 1 | ERROR | 0% | 516.2578 | 370.6607 | 0% | 0% | 370.6607 | 0% | Price Book Data | P. Avo | VOA_GPN_GOV_UK\7243572 | 2021-09-29 | Low | - | Low | - | - | Copied to latest DCS. | NA | SPONS A&B | 2 | (BEAMS Note 2) Standard | - | - | 2 | TRUE
3629 | 42A12R | 9217 | 42A12R | Industrial Buildings | No Wall Cladding | 1,001 - 5,000m2 | Eaves Height - 8.5m | - | Building Area only; Site strip vegetation; Strip foundations; Column bases; Uninsulated Concrete GF slab with DPM and Mesh,150 thick up to 10,000m2, 200mm thick over 10,000m2 GIA; Steel Portal frame with bolts and baseplates; Coated galvanised trapezoidal roof sheets with no insulation, on steel purlins; Roof lights; valley gutters; matching fascia and soffit; Rainwater downpipes and gutters; Single phase electrics, lighting and power; EXCLUDES heating ; Underslab storm drainage from internal downpipes on building area greater than 1,000m2 | Location Adjustment Applicable (See Guidance Notes) - ERC = UK mean of 1.00 | (BEAMS Note 2) The ERC for this item should be added to all other rateable items on the hereditament (except land). Therefore the total of the ERC of the other Building Items and the P&M ERC (where applicable) to enable the correct contract size adjustment to be made. ERC of Building Component + ERC of P&M = Total ERC to which contract size adjustment should be applied. The appropriate % adjustment should be made in accordance with the scale for contract size adjustment specified under section 6 of the RCG 2023 Guidance notes. The currency ERC rates are set at £4m (Four Million Pounds) @ 1st April 2021 (AVD) for the RCG 2023 Publication. | The data consists of a typical Industrial shell. Works include the Industrial shell as described and includes works up to 1m perimeter to the building (1m wide paving slabs & foul/storm drainage). Costs are for the shell only and do not include for internal rooms such as offices or toilets which should be added for seperately. See Variations for assistance. | - | - | - | - | - | If heating is required an addition of £32/m2 (GIA) should be made to the beacon cost. Internal offices (in Industrial complexes) should be added by reference to Cost Guide code series 42P04A -42P40V, Internal WC - 42P40W | - | - | - |  | m2 | - | 3 - INDUSTRIAL | David Grace | Jim Allen | #N/A | Option 1 | ERROR | 0% | 516.3654 | 370.738 | 0% | 0% | 370.738 | 0% | Price Book Data | P. Avo | VOA_GPN_GOV_UK\7243572 | 2021-09-29 | Low | - | Low | - | - | Copied to latest DCS. | NA | SPONS A&B | 2 | (BEAMS Note 2) Standard | - | - | 2 | TRUE
3630 | 42A12S | 9218 | 42A12S | Industrial Buildings | No Wall Cladding | 1,001 - 5,000m2 | Eaves Height - 9m | - | Building Area only; Site strip vegetation; Strip foundations; Column bases; Uninsulated Concrete GF slab with DPM and Mesh,150 thick up to 10,000m2, 200mm thick over 10,000m2 GIA; Steel Portal frame with bolts and baseplates; Coated galvanised trapezoidal roof sheets with no insulation, on steel purlins; Roof lights; valley gutters; matching fascia and soffit; Rainwater downpipes and gutters; Single phase electrics, lighting and power; EXCLUDES heating ; Underslab storm drainage from internal downpipes on building area greater than 1,000m2 | Location Adjustment Applicable (See Guidance Notes) - ERC = UK mean of 1.00 | (BEAMS Note 2) The ERC for this item should be added to all other rateable items on the hereditament (except land). Therefore the total of the ERC of the other Building Items and the P&M ERC (where applicable) to enable the correct contract size adjustment to be made. ERC of Building Component + ERC of P&M = Total ERC to which contract size adjustment should be applied. The appropriate % adjustment should be made in accordance with the scale for contract size adjustment specified under section 6 of the RCG 2023 Guidance notes. The currency ERC rates are set at £4m (Four Million Pounds) @ 1st April 2021 (AVD) for the RCG 2023 Publication. | The data consists of a typical Industrial shell. Works include the Industrial shell as described and includes works up to 1m perimeter to the building (1m wide paving slabs & foul/storm drainage). Costs are for the shell only and do not include for internal rooms such as offices or toilets which should be added for seperately. See Variations for assistance. | - | - | - | - | - | If heating is required an addition of £32/m2 (GIA) should be made to the beacon cost. Internal offices (in Industrial complexes) should be added by reference to Cost Guide code series 42P04A -42P40V, Internal WC - 42P40W | - | - | - |  | m2 | - | 3 - INDUSTRIAL | David Grace | Jim Allen | #N/A | Option 1 | ERROR | 0% | 516.4731 | 370.8153 | 0% | 0% | 370.8153 | 0% | Price Book Data | P. Avo | VOA_GPN_GOV_UK\7243572 | 2021-09-29 | Low | - | Low | - | - | Copied to latest DCS. | NA | SPONS A&B | 2 | (BEAMS Note 2) Standard | - | - | 2 | TRUE
3631 | 42A12T | 9220 | 42A12T | Industrial Buildings | No Wall Cladding | 1,001 - 5,000m2 | Eaves Height - 9.5m | - | Building Area only; Site strip vegetation; Strip foundations; Column bases; Uninsulated Concrete GF slab with DPM and Mesh,150 thick up to 10,000m2, 200mm thick over 10,000m2 GIA; Steel Portal frame with bolts and baseplates; Coated galvanised trapezoidal roof sheets with no insulation, on steel purlins; Roof lights; valley gutters; matching fascia and soffit; Rainwater downpipes and gutters; Single phase electrics, lighting and power; EXCLUDES heating ; Underslab storm drainage from internal downpipes on building area greater than 1,000m2 | Location Adjustment Applicable (See Guidance Notes) - ERC = UK mean of 1.00 | (BEAMS Note 2) The ERC for this item should be added to all other rateable items on the hereditament (except land). Therefore the total of the ERC of the other Building Items and the P&M ERC (where applicable) to enable the correct contract size adjustment to be made. ERC of Building Component + ERC of P&M = Total ERC to which contract size adjustment should be applied. The appropriate % adjustment should be made in accordance with the scale for contract size adjustment specified under section 6 of the RCG 2023 Guidance notes. The currency ERC rates are set at £4m (Four Million Pounds) @ 1st April 2021 (AVD) for the RCG 2023 Publication. | The data consists of a typical Industrial shell. Works include the Industrial shell as described and includes works up to 1m perimeter to the building (1m wide paving slabs & foul/storm drainage). Costs are for the shell only and do not include for internal rooms such as offices or toilets which should be added for seperately. See Variations for assistance. | - | - | - | - | - | If heating is required an addition of £32/m2 (GIA) should be made to the beacon cost. Internal offices (in Industrial complexes) should be added by reference to Cost Guide code series 42P04A -42P40V, Internal WC - 42P40W | - | - | - |  | m2 | - | 3 - INDUSTRIAL | David Grace | Jim Allen | #N/A | Option 1 | ERROR | 0% | 516.5807 | 370.8926 | 0% | 0% | 370.8926 | 0% | Price Book Data | P. Avo | VOA_GPN_GOV_UK\7243572 | 2021-09-29 | Low | - | Low | - | - | Copied to latest DCS. | NA | SPONS A&B | 2 | (BEAMS Note 2) Standard | - | - | 2 | TRUE
3632 | 42A12U | 9221 | 42A12U | Industrial Buildings | No Wall Cladding | 1,001 - 5,000m2 | Eaves Height - 10m | - | Building Area only; Site strip vegetation; Strip foundations; Column bases; Uninsulated Concrete GF slab with DPM and Mesh,150 thick up to 10,000m2, 200mm thick over 10,000m2 GIA; Steel Portal frame with bolts and baseplates; Coated galvanised trapezoidal roof sheets with no insulation, on steel purlins; Roof lights; valley gutters; matching fascia and soffit; Rainwater downpipes and gutters; Single phase electrics, lighting and power; EXCLUDES heating ; Underslab storm drainage from internal downpipes on building area greater than 1,000m2 | Location Adjustment Applicable (See Guidance Notes) - ERC = UK mean of 1.00 | (BEAMS Note 2) The ERC for this item should be added to all other rateable items on the hereditament (except land). Therefore the total of the ERC of the other Building Items and the P&M ERC (where applicable) to enable the correct contract size adjustment to be made. ERC of Building Component + ERC of P&M = Total ERC to which contract size adjustment should be applied. The appropriate % adjustment should be made in accordance with the scale for contract size adjustment specified under section 6 of the RCG 2023 Guidance notes. The currency ERC rates are set at £4m (Four Million Pounds) @ 1st April 2021 (AVD) for the RCG 2023 Publication. | The data consists of a typical Industrial shell. Works include the Industrial shell as described and includes works up to 1m perimeter to the building (1m wide paving slabs & foul/storm drainage). Costs are for the shell only and do not include for internal rooms such as offices or toilets which should be added for seperately. See Variations for assistance. | - | - | - | - | - | If heating is required an addition of £32/m2 (GIA) should be made to the beacon cost. Internal offices (in Industrial complexes) should be added by reference to Cost Guide code series 42P04A -42P40V, Internal WC - 42P40W | - | - | - |  | m2 | - | 3 - INDUSTRIAL | David Grace | Jim Allen | #N/A | Option 1 | ERROR | 0% | 516.6884 | 370.9699 | 0% | 0% | 370.9699 | 0% | Price Book Data | P. Avo | VOA_GPN_GOV_UK\7243572 | 2021-09-29 | Low | - | Low | - | - | Copied to latest DCS. Historic tech 1 error. Now corrected. | NA | SPONS A&B | 2 | (BEAMS Note 2) Standard | - | - | 2 | TRUE
3633 | 42A13W | 9247 | 42A13W | Industrial Buildings | No Wall Cladding | 5,001 - 10,000m2 | Eaves Height - 3m | - | Building Area only; Site strip vegetation; Strip foundations; Column bases; Uninsulated Concrete GF slab with DPM and Mesh,150 thick up to 10,000m2, 200mm thick over 10,000m2 GIA; Steel Portal frame with bolts and baseplates; Coated galvanised trapezoidal roof sheets with no insulation, on steel purlins; Roof lights; valley gutters; matching fascia and soffit; Rainwater downpipes and gutters; Single phase electrics, lighting and power; Gas fuelled hot air burners; Underslab storm drainage from internal downpipes on building area greater than 1,000m2; | Location Adjustment Applicable (See Guidance Notes) - ERC = UK mean of 1.00 | (BEAMS Note 2) The ERC for this item should be added to all other rateable items on the hereditament (except land). Therefore the total of the ERC of the other Building Items and the P&M ERC (where applicable) to enable the correct contract size adjustment to be made. ERC of Building Component + ERC of P&M = Total ERC to which contract size adjustment should be applied. The appropriate % adjustment should be made in accordance with the scale for contract size adjustment specified under section 6 of the RCG 2023 Guidance notes. The currency ERC rates are set at £4m (Four Million Pounds) @ 1st April 2021 (AVD) for the RCG 2023 Publication. | The data consists of a typical Industrial shell. Works include the Industrial shell as described and includes works up to 1m perimeter to the building (1m wide paving slabs & foul/storm drainage). Costs are for the shell only and do not include for internal rooms such as offices or toilets which should be added for seperately. See Variations for assistance. | - | - | - | - | - | If no heating is present a deduction of £28m2 (GIA) should be made to the beacon cost. Internal offices (in Industrial complexes) should be added by reference to Cost Guide code series 42P04A -42P40V, Internal WC - 42P40W, amenity blocks - showers & toilets (New code TBC) & Canteens (New CodeTBC) | - | - | - |  | m2 | - | 3 - INDUSTRIAL | David Grace | Jim Allen | #N/A | Option 1 | ERROR | 0% | 546.562 | 392.4185 | 0% | 0% | 392.4185 | 0% | Price Book Data | P. Avo | VOA_GPN_GOV_UK\7243572 | 2021-09-29 | Low | - | Low | - | - | Updated indices etc. following QA. 24/03/2021 - Copied to the latest DCS. | NA | SPONS A&B | 1.561 | (BEAMS Note 2) The ERC for this item should be added to all other rateable items on the hereditament (except land). Therefore the total of the ERC of the other Building Items and the P&M ERC (where applicable) to enable the correct contract size adjustment to be made. ERC of Building Component + ERC of P&M = Total ERC to which contract size adjustment should be applied. The appropriate % adjustment should be made in accordance with the scale for contract size adjustment specified under section 6 of the RCG 2021 Guidance notes. The currency ERC rates are set at £4m (Four Million Pounds) @ 1st April 2019 (AVD) for the RCG 2021 Publication. | - | - | 2 | FALSE
3634 | 42A13X | 9248 | 42A13X | Industrial Buildings | No Wall Cladding | 5,001 - 10,000m2 | Eaves Height - 3.5m | - | Building Area only; Site strip vegetation; Strip foundations; Column bases; Uninsulated Concrete GF slab with DPM and Mesh,150 thick up to 10,000m2, 200mm thick over 10,000m2 GIA; Steel Portal frame with bolts and baseplates; Coated galvanised trapezoidal roof sheets with no insulation, on steel purlins; Roof lights; valley gutters; matching fascia and soffit; Rainwater downpipes and gutters; Single phase electrics, lighting and power; Gas fuelled hot air burners; Underslab storm drainage from internal downpipes on building area greater than 1,000m2; | Location Adjustment Applicable (See Guidance Notes) - ERC = UK mean of 1.00 | (BEAMS Note 2) The ERC for this item should be added to all other rateable items on the hereditament (except land). Therefore the total of the ERC of the other Building Items and the P&M ERC (where applicable) to enable the correct contract size adjustment to be made. ERC of Building Component + ERC of P&M = Total ERC to which contract size adjustment should be applied. The appropriate % adjustment should be made in accordance with the scale for contract size adjustment specified under section 6 of the RCG 2023 Guidance notes. The currency ERC rates are set at £4m (Four Million Pounds) @ 1st April 2021 (AVD) for the RCG 2023 Publication. | The data consists of a typical Industrial shell. Works include the Industrial shell as described and includes works up to 1m perimeter to the building (1m wide paving slabs & foul/storm drainage). Costs are for the shell only and do not include for internal rooms such as offices or toilets which should be added for seperately. See Variations for assistance. | - | - | - | - | - | If no heating is present a deduction of £28m2 (GIA) should be made to the beacon cost. Internal offices (in Industrial complexes) should be added by reference to Cost Guide code series 42P04A -42P40V, Internal WC - 42P40W, amenity blocks - showers & toilets (New code TBC) & Canteens (New CodeTBC) | - | - | - |  | m2 | - | 3 - INDUSTRIAL | David Grace | Jim Allen | #N/A | Option 1 | ERROR | 0% | 546.6063 | 392.4503 | 0% | 0% | 392.4503 | 0% | Price Book Data | P. Avo | VOA_GPN_GOV_UK\7243572 | 2021-09-29 | Low | - | Low | - | - | Updated indices etc. following QA. 24/03/2021 - Copied to the latest DCS. | NA | SPONS A&B | 1.561 | (BEAMS Note 2) The ERC for this item should be added to all other rateable items on the hereditament (except land). Therefore the total of the ERC of the other Building Items and the P&M ERC (where applicable) to enable the correct contract size adjustment to be made. ERC of Building Component + ERC of P&M = Total ERC to which contract size adjustment should be applied. The appropriate % adjustment should be made in accordance with the scale for contract size adjustment specified under section 6 of the RCG 2021 Guidance notes. The currency ERC rates are set at £4m (Four Million Pounds) @ 1st April 2019 (AVD) for the RCG 2021 Publication. | - | - | 2 | FALSE
3635 | 42A13Y | 9249 | 42A13Y | Industrial Buildings | No Wall Cladding | 5,001 - 10,000m2 | Eaves Height - 4m | - | Building Area only; Site strip vegetation; Strip foundations; Column bases; Uninsulated Concrete GF slab with DPM and Mesh,150 thick up to 10,000m2, 200mm thick over 10,000m2 GIA; Steel Portal frame with bolts and baseplates; Coated galvanised trapezoidal roof sheets with no insulation, on steel purlins; Roof lights; valley gutters; matching fascia and soffit; Rainwater downpipes and gutters; Single phase electrics, lighting and power; Gas fuelled hot air burners; Underslab storm drainage from internal downpipes on building area greater than 1,000m2; | Location Adjustment Applicable (See Guidance Notes) - ERC = UK mean of 1.00 | (BEAMS Note 2) The ERC for this item should be added to all other rateable items on the hereditament (except land). Therefore the total of the ERC of the other Building Items and the P&M ERC (where applicable) to enable the correct contract size adjustment to be made. ERC of Building Component + ERC of P&M = Total ERC to which contract size adjustment should be applied. The appropriate % adjustment should be made in accordance with the scale for contract size adjustment specified under section 6 of the RCG 2023 Guidance notes. The currency ERC rates are set at £4m (Four Million Pounds) @ 1st April 2021 (AVD) for the RCG 2023 Publication. | The data consists of a typical Industrial shell. Works include the Industrial shell as described and includes works up to 1m perimeter to the building (1m wide paving slabs & foul/storm drainage). Costs are for the shell only and do not include for internal rooms such as offices or toilets which should be added for seperately. See Variations for assistance. | - | - | - | - | - | If no heating is present a deduction of £28m2 (GIA) should be made to the beacon cost. Internal offices (in Industrial complexes) should be added by reference to Cost Guide code series 42P04A -42P40V, Internal WC - 42P40W, amenity blocks - showers & toilets (New code TBC) & Canteens (New CodeTBC) | - | - | - |  | m2 | - | 3 - INDUSTRIAL | David Grace | Jim Allen | #N/A | Option 1 | ERROR | 0% | 546.6506 | 392.4821 | 0% | 0% | 392.4821 | 0% | Price Book Data | P. Avo | VOA_GPN_GOV_UK\7243572 | 2021-09-29 | Low | - | Low | - | - | Copied to latest DCS. | NA | SPONS A&B | 2 | (BEAMS Note 2) Standard | - | - | 2 | FALSE
3636 | 42A13Z | 9250 | 42A13Z | Industrial Buildings | No Wall Cladding | 5,001 - 10,000m2 | Eaves Height - 4.5m | - | Building Area only; Site strip vegetation; Strip foundations; Column bases; Uninsulated Concrete GF slab with DPM and Mesh,150 thick up to 10,000m2, 200mm thick over 10,000m2 GIA; Steel Portal frame with bolts and baseplates; Coated galvanised trapezoidal roof sheets with no insulation, on steel purlins; Roof lights; valley gutters; matching fascia and soffit; Rainwater downpipes and gutters; Single phase electrics, lighting and power; Gas fuelled hot air burners; Underslab storm drainage from internal downpipes on building area greater than 1,000m2; | Location Adjustment Applicable (See Guidance Notes) - ERC = UK mean of 1.00 | (BEAMS Note 2) The ERC for this item should be added to all other rateable items on the hereditament (except land). Therefore the total of the ERC of the other Building Items and the P&M ERC (where applicable) to enable the correct contract size adjustment to be made. ERC of Building Component + ERC of P&M = Total ERC to which contract size adjustment should be applied. The appropriate % adjustment should be made in accordance with the scale for contract size adjustment specified under section 6 of the RCG 2023 Guidance notes. The currency ERC rates are set at £4m (Four Million Pounds) @ 1st April 2021 (AVD) for the RCG 2023 Publication. | The data consists of a typical Industrial shell. Works include the Industrial shell as described and includes works up to 1m perimeter to the building (1m wide paving slabs & foul/storm drainage). Costs are for the shell only and do not include for internal rooms such as offices or toilets which should be added for seperately. See Variations for assistance. | - | - | - | - | - | If no heating is present a deduction of £28m2 (GIA) should be made to the beacon cost. Internal offices (in Industrial complexes) should be added by reference to Cost Guide code series 42P04A -42P40V, Internal WC - 42P40W, amenity blocks - showers & toilets (New code TBC) & Canteens (New CodeTBC) | - | - | - |  | m2 | - | 3 - INDUSTRIAL | David Grace | Jim Allen | #N/A | Option 1 | ERROR | 0% | 546.6949 | 392.5139 | 0% | 0% | 392.5139 | 0% | Price Book Data | P. Avo | VOA_GPN_GOV_UK\7243572 | 2021-09-29 | Low | - | Low | - | - | Copied to latest DCS. | NA | SPONS A&B | 2 | (BEAMS Note 2) Standard | - | - | 2 | FALSE
3637 | 42A14A | 9251 | 42A14A | Industrial Buildings | No Wall Cladding | 5,001 - 10,000m2 | Eaves Height - 5m | - | Building Area only; Site strip vegetation; Strip foundations; Column bases; Uninsulated Concrete GF slab with DPM and Mesh,150 thick up to 10,000m2, 200mm thick over 10,000m2 GIA; Steel Portal frame with bolts and baseplates; Coated galvanised trapezoidal roof sheets with no insulation, on steel purlins; Roof lights; valley gutters; matching fascia and soffit; Rainwater downpipes and gutters; Single phase electrics, lighting and power; Gas fuelled hot air burners; Underslab storm drainage from internal downpipes on building area greater than 1,000m2; | Location Adjustment Applicable (See Guidance Notes) - ERC = UK mean of 1.00 | (BEAMS Note 2) The ERC for this item should be added to all other rateable items on the hereditament (except land). Therefore the total of the ERC of the other Building Items and the P&M ERC (where applicable) to enable the correct contract size adjustment to be made. ERC of Building Component + ERC of P&M = Total ERC to which contract size adjustment should be applied. The appropriate % adjustment should be made in accordance with the scale for contract size adjustment specified under section 6 of the RCG 2023 Guidance notes. The currency ERC rates are set at £4m (Four Million Pounds) @ 1st April 2021 (AVD) for the RCG 2023 Publication. | The data consists of a typical Industrial shell. Works include the Industrial shell as described and includes works up to 1m perimeter to the building (1m wide paving slabs & foul/storm drainage). Costs are for the shell only and do not include for internal rooms such as offices or toilets which should be added for seperately. See Variations for assistance. | - | - | - | - | - | If no heating is present a deduction of £28m2 (GIA) should be made to the beacon cost. Internal offices (in Industrial complexes) should be added by reference to Cost Guide code series 42P04A -42P40V, Internal WC - 42P40W, amenity blocks - showers & toilets (New code TBC) & Canteens (New CodeTBC) | - | - | - |  | m2 | - | 3 - INDUSTRIAL | David Grace | Jim Allen | #N/A | Option 1 | ERROR | 0% | 546.7392 | 392.5457 | 0% | 0% | 392.5457 | 0% | Price Book Data | P. Avo | VOA_GPN_GOV_UK\7243572 | 2021-09-29 | Low | - | Low | - | - | Copied to latest DCS. | NA | SPONS A&B | 2 | (BEAMS Note 2) Standard | - | - | 2 | FALSE
3638 | 42A14B | 9252 | 42A14B | Industrial Buildings | No Wall Cladding | 5,001 - 10,000m2 | Eaves Height - 5.5m | - | Building Area only; Site strip vegetation; Strip foundations; Column bases; Uninsulated Concrete GF slab with DPM and Mesh,150 thick up to 10,000m2, 200mm thick over 10,000m2 GIA; Steel Portal frame with bolts and baseplates; Coated galvanised trapezoidal roof sheets with no insulation, on steel purlins; Roof lights; valley gutters; matching fascia and soffit; Rainwater downpipes and gutters; Single phase electrics, lighting and power; Gas fuelled hot air burners; Underslab storm drainage from internal downpipes on building area greater than 1,000m2; | Location Adjustment Applicable (See Guidance Notes) - ERC = UK mean of 1.00 | (BEAMS Note 2) The ERC for this item should be added to all other rateable items on the hereditament (except land). Therefore the total of the ERC of the other Building Items and the P&M ERC (where applicable) to enable the correct contract size adjustment to be made. ERC of Building Component + ERC of P&M = Total ERC to which contract size adjustment should be applied. The appropriate % adjustment should be made in accordance with the scale for contract size adjustment specified under section 6 of the RCG 2023 Guidance notes. The currency ERC rates are set at £4m (Four Million Pounds) @ 1st April 2021 (AVD) for the RCG 2023 Publication. | The data consists of a typical Industrial shell. Works include the Industrial shell as described and includes works up to 1m perimeter to the building (1m wide paving slabs & foul/storm drainage). Costs are for the shell only and do not include for internal rooms such as offices or toilets which should be added for seperately. See Variations for assistance. | - | - | - | - | - | If no heating is present a deduction of £28m2 (GIA) should be made to the beacon cost. Internal offices (in Industrial complexes) should be added by reference to Cost Guide code series 42P04A -42P40V, Internal WC - 42P40W, amenity blocks - showers & toilets (New code TBC) & Canteens (New CodeTBC) | - | - | - |  | m2 | - | 3 - INDUSTRIAL | David Grace | Jim Allen | #N/A | Option 1 | ERROR | 0% | 546.7835 | 392.5775 | 0% | 0% | 392.5775 | 0% | Price Book Data | P. Avo | VOA_GPN_GOV_UK\7243572 | 2021-09-29 | Low | - | Low | - | - | Copied to latest DCS. | NA | SPONS A&B | 2 | (BEAMS Note 2) Standard | - | - | 2 | FALSE
3639 | 42A14C | 9253 | 42A14C | Industrial Buildings | No Wall Cladding | 5,001 - 10,000m2 | Eaves Height - 6m | - | Building Area only; Site strip vegetation; Strip foundations; Column bases; Uninsulated Concrete GF slab with DPM and Mesh,150 thick up to 10,000m2, 200mm thick over 10,000m2 GIA; Steel Portal frame with bolts and baseplates; Coated galvanised trapezoidal roof sheets with no insulation, on steel purlins; Roof lights; valley gutters; matching fascia and soffit; Rainwater downpipes and gutters; Single phase electrics, lighting and power; Gas fuelled hot air burners; Underslab storm drainage from internal downpipes on building area greater than 1,000m2; | Location Adjustment Applicable (See Guidance Notes) - ERC = UK mean of 1.00 | (BEAMS Note 2) The ERC for this item should be added to all other rateable items on the hereditament (except land). Therefore the total of the ERC of the other Building Items and the P&M ERC (where applicable) to enable the correct contract size adjustment to be made. ERC of Building Component + ERC of P&M = Total ERC to which contract size adjustment should be applied. The appropriate % adjustment should be made in accordance with the scale for contract size adjustment specified under section 6 of the RCG 2023 Guidance notes. The currency ERC rates are set at £4m (Four Million Pounds) @ 1st April 2021 (AVD) for the RCG 2023 Publication. | The data consists of a typical Industrial shell. Works include the Industrial shell as described and includes works up to 1m perimeter to the building (1m wide paving slabs & foul/storm drainage). Costs are for the shell only and do not include for internal rooms such as offices or toilets which should be added for seperately. See Variations for assistance. | - | - | - | - | - | If no heating is present a deduction of £28m2 (GIA) should be made to the beacon cost. Internal offices (in Industrial complexes) should be added by reference to Cost Guide code series 42P04A -42P40V, Internal WC - 42P40W, amenity blocks - showers & toilets (New code TBC) & Canteens (New CodeTBC) | - | - | - |  | m2 | - | 3 - INDUSTRIAL | David Grace | Jim Allen | #N/A | Option 1 | ERROR | 0% | 546.8278 | 392.6093 | 0% | 0% | 392.6093 | 0% | Price Book Data | P. Avo | VOA_GPN_GOV_UK\7243572 | 2021-09-29 | Low | - | Low | - | - | Copied to latest DCS. | NA | SPONS A&B | 2 | (BEAMS Note 2) Standard | - | - | 2 | FALSE
3640 | 42A14D | 9254 | 42A14D | Industrial Buildings | No Wall Cladding | 5,001 - 10,000m2 | Eaves Height - 6.5m | - | Building Area only; Site strip vegetation; Strip foundations; Column bases; Uninsulated Concrete GF slab with DPM and Mesh,150 thick up to 10,000m2, 200mm thick over 10,000m2 GIA; Steel Portal frame with bolts and baseplates; Coated galvanised trapezoidal roof sheets with no insulation, on steel purlins; Roof lights; valley gutters; matching fascia and soffit; Rainwater downpipes and gutters; Single phase electrics, lighting and power; Gas fuelled hot air burners; Underslab storm drainage from internal downpipes on building area greater than 1,000m2; | Location Adjustment Applicable (See Guidance Notes) - ERC = UK mean of 1.00 | (BEAMS Note 2) The ERC for this item should be added to all other rateable items on the hereditament (except land). Therefore the total of the ERC of the other Building Items and the P&M ERC (where applicable) to enable the correct contract size adjustment to be made. ERC of Building Component + ERC of P&M = Total ERC to which contract size adjustment should be applied. The appropriate % adjustment should be made in accordance with the scale for contract size adjustment specified under section 6 of the RCG 2023 Guidance notes. The currency ERC rates are set at £4m (Four Million Pounds) @ 1st April 2021 (AVD) for the RCG 2023 Publication. | The data consists of a typical Industrial shell. Works include the Industrial shell as described and includes works up to 1m perimeter to the building (1m wide paving slabs & foul/storm drainage). Costs are for the shell only and do not include for internal rooms such as offices or toilets which should be added for seperately. See Variations for assistance. | - | - | - | - | - | If no heating is present a deduction of £28m2 (GIA) should be made to the beacon cost. Internal offices (in Industrial complexes) should be added by reference to Cost Guide code series 42P04A -42P40V, Internal WC - 42P40W, amenity blocks - showers & toilets (New code TBC) & Canteens (New CodeTBC) | - | - | - |  | m2 | - | 3 - INDUSTRIAL | David Grace | Jim Allen | #N/A | Option 1 | ERROR | 0% | 546.8721 | 392.6411 | 0% | 0% | 392.6411 | 0% | Price Book Data | P. Avo | VOA_GPN_GOV_UK\7243572 | 2021-09-29 | Low | - | Low | - | - | Copied to latest DCS. | NA | SPONS A&B | 2 | (BEAMS Note 2) Standard | - | - | 2 | FALSE
3641 | 42A14E | 9255 | 42A14E | Industrial Buildings | No Wall Cladding | 5,001 - 10,000m2 | Eaves Height - 7m | - | Building Area only; Site strip vegetation; Strip foundations; Column bases; Uninsulated Concrete GF slab with DPM and Mesh,150 thick up to 10,000m2, 200mm thick over 10,000m2 GIA; Steel Portal frame with bolts and baseplates; Coated galvanised trapezoidal roof sheets with no insulation, on steel purlins; Roof lights; valley gutters; matching fascia and soffit; Rainwater downpipes and gutters; Single phase electrics, lighting and power; Gas fuelled hot air burners; Underslab storm drainage from internal downpipes on building area greater than 1,000m2; | Location Adjustment Applicable (See Guidance Notes) - ERC = UK mean of 1.00 | (BEAMS Note 2) The ERC for this item should be added to all other rateable items on the hereditament (except land). Therefore the total of the ERC of the other Building Items and the P&M ERC (where applicable) to enable the correct contract size adjustment to be made. ERC of Building Component + ERC of P&M = Total ERC to which contract size adjustment should be applied. The appropriate % adjustment should be made in accordance with the scale for contract size adjustment specified under section 6 of the RCG 2023 Guidance notes. The currency ERC rates are set at £4m (Four Million Pounds) @ 1st April 2021 (AVD) for the RCG 2023 Publication. | The data consists of a typical Industrial shell. Works include the Industrial shell as described and includes works up to 1m perimeter to the building (1m wide paving slabs & foul/storm drainage). Costs are for the shell only and do not include for internal rooms such as offices or toilets which should be added for seperately. See Variations for assistance. | - | - | - | - | - | If no heating is present a deduction of £28m2 (GIA) should be made to the beacon cost. Internal offices (in Industrial complexes) should be added by reference to Cost Guide code series 42P04A -42P40V, Internal WC - 42P40W, amenity blocks - showers & toilets (New code TBC) & Canteens (New CodeTBC) | - | - | - |  | m2 | - | 3 - INDUSTRIAL | David Grace | Jim Allen | #N/A | Option 1 | ERROR | 0% | 546.9165 | 392.6729 | 0% | 0% | 392.6729 | 0% | Price Book Data | P. Avo | VOA_GPN_GOV_UK\7243572 | 2021-09-29 | Low | - | Low | - | - | Copied to latest DCS. | NA | SPONS A&B | 2 | (BEAMS Note 2) Standard | - | - | 2 | FALSE
3642 | 42A14F | 9256 | 42A14F | Industrial Buildings | No Wall Cladding | 5,001 - 10,000m2 | Eaves Height - 7.5m | - | Building Area only; Site strip vegetation; Strip foundations; Column bases; Uninsulated Concrete GF slab with DPM and Mesh,150 thick up to 10,000m2, 200mm thick over 10,000m2 GIA; Steel Portal frame with bolts and baseplates; Coated galvanised trapezoidal roof sheets with no insulation, on steel purlins; Roof lights; valley gutters; matching fascia and soffit; Rainwater downpipes and gutters; Single phase electrics, lighting and power; Gas fuelled hot air burners; Underslab storm drainage from internal downpipes on building area greater than 1,000m2; | Location Adjustment Applicable (See Guidance Notes) - ERC = UK mean of 1.00 | (BEAMS Note 2) The ERC for this item should be added to all other rateable items on the hereditament (except land). Therefore the total of the ERC of the other Building Items and the P&M ERC (where applicable) to enable the correct contract size adjustment to be made. ERC of Building Component + ERC of P&M = Total ERC to which contract size adjustment should be applied. The appropriate % adjustment should be made in accordance with the scale for contract size adjustment specified under section 6 of the RCG 2023 Guidance notes. The currency ERC rates are set at £4m (Four Million Pounds) @ 1st April 2021 (AVD) for the RCG 2023 Publication. | The data consists of a typical Industrial shell. Works include the Industrial shell as described and includes works up to 1m perimeter to the building (1m wide paving slabs & foul/storm drainage). Costs are for the shell only and do not include for internal rooms such as offices or toilets which should be added for seperately. See Variations for assistance. | - | - | - | - | - | If no heating is present a deduction of £28m2 (GIA) should be made to the beacon cost. Internal offices (in Industrial complexes) should be added by reference to Cost Guide code series 42P04A -42P40V, Internal WC - 42P40W, amenity blocks - showers & toilets (New code TBC) & Canteens (New CodeTBC) | - | - | - |  | m2 | - | 3 - INDUSTRIAL | David Grace | Jim Allen | #N/A | Option 1 | ERROR | 0% | 546.9608 | 392.7047 | 0% | 0% | 392.7047 | 0% | Price Book Data | P. Avo | VOA_GPN_GOV_UK\7243572 | 2021-09-29 | Low | - | Low | - | - | Copied to latest DCS. | NA | SPONS A&B | 2 | (BEAMS Note 2) Standard | - | - | 2 | FALSE
3643 | 42A14G | 9257 | 42A14G | Industrial Buildings | No Wall Cladding | 5,001 - 10,000m2 | Eaves Height - 8m | - | Building Area only; Site strip vegetation; Strip foundations; Column bases; Uninsulated Concrete GF slab with DPM and Mesh,150 thick up to 10,000m2, 200mm thick over 10,000m2 GIA; Steel Portal frame with bolts and baseplates; Coated galvanised trapezoidal roof sheets with no insulation, on steel purlins; Roof lights; valley gutters; matching fascia and soffit; Rainwater downpipes and gutters; Single phase electrics, lighting and power; Gas fuelled hot air burners; Underslab storm drainage from internal downpipes on building area greater than 1,000m2; | Location Adjustment Applicable (See Guidance Notes) - ERC = UK mean of 1.00 | (BEAMS Note 2) The ERC for this item should be added to all other rateable items on the hereditament (except land). Therefore the total of the ERC of the other Building Items and the P&M ERC (where applicable) to enable the correct contract size adjustment to be made. ERC of Building Component + ERC of P&M = Total ERC to which contract size adjustment should be applied. The appropriate % adjustment should be made in accordance with the scale for contract size adjustment specified under section 6 of the RCG 2023 Guidance notes. The currency ERC rates are set at £4m (Four Million Pounds) @ 1st April 2021 (AVD) for the RCG 2023 Publication. | The data consists of a typical Industrial shell. Works include the Industrial shell as described and includes works up to 1m perimeter to the building (1m wide paving slabs & foul/storm drainage). Costs are for the shell only and do not include for internal rooms such as offices or toilets which should be added for seperately. See Variations for assistance. | - | - | - | - | - | If no heating is present a deduction of £28m2 (GIA) should be made to the beacon cost. Internal offices (in Industrial complexes) should be added by reference to Cost Guide code series 42P04A -42P40V, Internal WC - 42P40W, amenity blocks - showers & toilets (New code TBC) & Canteens (New CodeTBC) | - | - | - |  | m2 | - | 3 - INDUSTRIAL | David Grace | Jim Allen | #N/A | Option 1 | ERROR | 0% | 547.0051 | 392.7366 | 0% | 0% | 392.7366 | 0% | Price Book Data | P. Avo | VOA_GPN_GOV_UK\7243572 | 2021-09-29 | Low | - | Low | - | - | Copied to latest DCS. | NA | SPONS A&B | 2 | (BEAMS Note 2) Standard | - | - | 2 | FALSE
3644 | 42A14H | 9258 | 42A14H | Industrial Buildings | No Wall Cladding | 5,001 - 10,000m2 | Eaves Height - 8.5m | - | Building Area only; Site strip vegetation; Strip foundations; Column bases; Uninsulated Concrete GF slab with DPM and Mesh,150 thick up to 10,000m2, 200mm thick over 10,000m2 GIA; Steel Portal frame with bolts and baseplates; Coated galvanised trapezoidal roof sheets with no insulation, on steel purlins; Roof lights; valley gutters; matching fascia and soffit; Rainwater downpipes and gutters; Single phase electrics, lighting and power; Gas fuelled hot air burners; Underslab storm drainage from internal downpipes on building area greater than 1,000m2; | Location Adjustment Applicable (See Guidance Notes) - ERC = UK mean of 1.00 | (BEAMS Note 2) The ERC for this item should be added to all other rateable items on the hereditament (except land). Therefore the total of the ERC of the other Building Items and the P&M ERC (where applicable) to enable the correct contract size adjustment to be made. ERC of Building Component + ERC of P&M = Total ERC to which contract size adjustment should be applied. The appropriate % adjustment should be made in accordance with the scale for contract size adjustment specified under section 6 of the RCG 2023 Guidance notes. The currency ERC rates are set at £4m (Four Million Pounds) @ 1st April 2021 (AVD) for the RCG 2023 Publication. | The data consists of a typical Industrial shell. Works include the Industrial shell as described and includes works up to 1m perimeter to the building (1m wide paving slabs & foul/storm drainage). Costs are for the shell only and do not include for internal rooms such as offices or toilets which should be added for seperately. See Variations for assistance. | - | - | - | - | - | If no heating is present a deduction of £28m2 (GIA) should be made to the beacon cost. Internal offices (in Industrial complexes) should be added by reference to Cost Guide code series 42P04A -42P40V, Internal WC - 42P40W, amenity blocks - showers & toilets (New code TBC) & Canteens (New CodeTBC) | - | - | - |  | m2 | - | 3 - INDUSTRIAL | David Grace | Jim Allen | #N/A | Option 1 | ERROR | 0% | 547.0494 | 392.7684 | 0% | 0% | 392.7684 | 0% | Price Book Data | P. Avo | VOA_GPN_GOV_UK\7243572 | 2021-09-29 | Low | - | Low | - | - | Copied to latest DCS. | NA | SPONS A&B | 2 | (BEAMS Note 2) Standard | - | - | 2 | FALSE
3645 | 42A14J | 9259 | 42A14J | Industrial Buildings | No Wall Cladding | 5,001 - 10,000m2 | Eaves Height - 9m | - | Building Area only; Site strip vegetation; Strip foundations; Column bases; Uninsulated Concrete GF slab with DPM and Mesh,150 thick up to 10,000m2, 200mm thick over 10,000m2 GIA; Steel Portal frame with bolts and baseplates; Coated galvanised trapezoidal roof sheets with no insulation, on steel purlins; Roof lights; valley gutters; matching fascia and soffit; Rainwater downpipes and gutters; Single phase electrics, lighting and power; Gas fuelled hot air burners; Underslab storm drainage from internal downpipes on building area greater than 1,000m2; | Location Adjustment Applicable (See Guidance Notes) - ERC = UK mean of 1.00 | (BEAMS Note 2) The ERC for this item should be added to all other rateable items on the hereditament (except land). Therefore the total of the ERC of the other Building Items and the P&M ERC (where applicable) to enable the correct contract size adjustment to be made. ERC of Building Component + ERC of P&M = Total ERC to which contract size adjustment should be applied. The appropriate % adjustment should be made in accordance with the scale for contract size adjustment specified under section 6 of the RCG 2023 Guidance notes. The currency ERC rates are set at £4m (Four Million Pounds) @ 1st April 2021 (AVD) for the RCG 2023 Publication. | The data consists of a typical Industrial shell. Works include the Industrial shell as described and includes works up to 1m perimeter to the building (1m wide paving slabs & foul/storm drainage). Costs are for the shell only and do not include for internal rooms such as offices or toilets which should be added for seperately. See Variations for assistance. | - | - | - | - | - | If no heating is present a deduction of £28m2 (GIA) should be made to the beacon cost. Internal offices (in Industrial complexes) should be added by reference to Cost Guide code series 42P04A -42P40V, Internal WC - 42P40W, amenity blocks - showers & toilets (New code TBC) & Canteens (New CodeTBC) | - | - | - |  | m2 | - | 3 - INDUSTRIAL | David Grace | Jim Allen | #N/A | Option 1 | ERROR | 0% | 547.0937 | 392.8002 | 0% | 0% | 392.8002 | 0% | Price Book Data | P. Avo | VOA_GPN_GOV_UK\7243572 | 2021-09-29 | Low | - | Low | - | - | Copied to latest DCS. | NA | SPONS A&B | 2 | (BEAMS Note 2) Standard | - | - | 2 | FALSE
3646 | 42A14K | 9260 | 42A14K | Industrial Buildings | No Wall Cladding | 5,001 - 10,000m2 | Eaves Height - 9.5m | - | Building Area only; Site strip vegetation; Strip foundations; Column bases; Uninsulated Concrete GF slab with DPM and Mesh,150 thick up to 10,000m2, 200mm thick over 10,000m2 GIA; Steel Portal frame with bolts and baseplates; Coated galvanised trapezoidal roof sheets with no insulation, on steel purlins; Roof lights; valley gutters; matching fascia and soffit; Rainwater downpipes and gutters; Single phase electrics, lighting and power; Gas fuelled hot air burners; Underslab storm drainage from internal downpipes on building area greater than 1,000m2; | Location Adjustment Applicable (See Guidance Notes) - ERC = UK mean of 1.00 | (BEAMS Note 2) The ERC for this item should be added to all other rateable items on the hereditament (except land). Therefore the total of the ERC of the other Building Items and the P&M ERC (where applicable) to enable the correct contract size adjustment to be made. ERC of Building Component + ERC of P&M = Total ERC to which contract size adjustment should be applied. The appropriate % adjustment should be made in accordance with the scale for contract size adjustment specified under section 6 of the RCG 2023 Guidance notes. The currency ERC rates are set at £4m (Four Million Pounds) @ 1st April 2021 (AVD) for the RCG 2023 Publication. | The data consists of a typical Industrial shell. Works include the Industrial shell as described and includes works up to 1m perimeter to the building (1m wide paving slabs & foul/storm drainage). Costs are for the shell only and do not include for internal rooms such as offices or toilets which should be added for seperately. See Variations for assistance. | - | - | - | - | - | If no heating is present a deduction of £28m2 (GIA) should be made to the beacon cost. Internal offices (in Industrial complexes) should be added by reference to Cost Guide code series 42P04A -42P40V, Internal WC - 42P40W, amenity blocks - showers & toilets (New code TBC) & Canteens (New CodeTBC) | - | - | - |  | m2 | - | 3 - INDUSTRIAL | David Grace | Jim Allen | #N/A | Option 1 | ERROR | 0% | 547.138 | 392.832 | 0% | 0% | 392.832 | 0% | Price Book Data | P. Avo | VOA_GPN_GOV_UK\7243572 | 2021-09-29 | Low | - | Low | - | - | Copied to latest DCS. | NA | SPONS A&B | 2 | (BEAMS Note 2) Standard | - | - | 2 | FALSE
3647 | 42A14L | 9261 | 42A14L | Industrial Buildings | No Wall Cladding | 10,001 - 20,000m2 | Eaves Height - 3m | - | Building Area only; Site strip vegetation; Strip foundations; Column bases; Uninsulated Concrete GF slab with DPM and Mesh,150 thick up to 10,000m2, 200mm thick over 10,000m2 GIA; Steel Portal frame with bolts and baseplates; Coated galvanised trapezoidal roof sheets with no insulation, on steel purlins; Roof lights; valley gutters; matching fascia and soffit; Rainwater downpipes and gutters; Single phase electrics, lighting and power; Gas fuelled hot air burners; Underslab storm drainage from internal downpipes on building area greater than 1,000m2; | Location Adjustment Applicable (See Guidance Notes) - ERC = UK mean of 1.00 | (BEAMS Note 2) The ERC for this item should be added to all other rateable items on the hereditament (except land). Therefore the total of the ERC of the other Building Items and the P&M ERC (where applicable) to enable the correct contract size adjustment to be made. ERC of Building Component + ERC of P&M = Total ERC to which contract size adjustment should be applied. The appropriate % adjustment should be made in accordance with the scale for contract size adjustment specified under section 6 of the RCG 2023 Guidance notes. The currency ERC rates are set at £4m (Four Million Pounds) @ 1st April 2021 (AVD) for the RCG 2023 Publication. | The data consists of a typical Industrial shell. Works include the Industrial shell as described and includes works up to 1m perimeter to the building (1m wide paving slabs & foul/storm drainage). Costs are for the shell only and do not include for internal rooms such as offices or toilets which should be added for seperately. See Variations for assistance. | - | - | - | - | - | If no heating is present a deduction of £28m2 (GIA) should be made to the beacon cost. Internal offices (in Industrial complexes) should be added by reference to Cost Guide code series 42P04A -42P40V, Internal WC - 42P40W, amenity blocks - showers & toilets (New code TBC) & Canteens (New CodeTBC) | - | - | - |  | m2 | - | 3 - INDUSTRIAL | David Grace | Jim Allen | #N/A | Option 1 | ERROR | 0% | 518.5746 | 372.3242 | 0% | 0% | 372.3242 | 0% | Price Book Data | P. Avo | VOA_GPN_GOV_UK\7243572 | 2021-09-29 | Low | - | Low | - | - | Updated indices etc. following QA. 24/03/2021 - Copied to the latest DCS. | NA | SPONS A&B | 1.561 | (BEAMS Note 2) The ERC for this item should be added to all other rateable items on the hereditament (except land). Therefore the total of the ERC of the other Building Items and the P&M ERC (where applicable) to enable the correct contract size adjustment to be made. ERC of Building Component + ERC of P&M = Total ERC to which contract size adjustment should be applied. The appropriate % adjustment should be made in accordance with the scale for contract size adjustment specified under section 6 of the RCG 2021 Guidance notes. The currency ERC rates are set at £4m (Four Million Pounds) @ 1st April 2019 (AVD) for the RCG 2021 Publication. | - | - | 2 | FALSE
3648 | 42A14M | 9262 | 42A14M | Industrial Buildings | No Wall Cladding | 10,001 - 20,000m2 | Eaves Height - 3.5m | - | Building Area only; Site strip vegetation; Strip foundations; Column bases; Uninsulated Concrete GF slab with DPM and Mesh,150 thick up to 10,000m2, 200mm thick over 10,000m2 GIA; Steel Portal frame with bolts and baseplates; Coated galvanised trapezoidal roof sheets with no insulation, on steel purlins; Roof lights; valley gutters; matching fascia and soffit; Rainwater downpipes and gutters; Single phase electrics, lighting and power; Gas fuelled hot air burners; Underslab storm drainage from internal downpipes on building area greater than 1,000m2; | Location Adjustment Applicable (See Guidance Notes) - ERC = UK mean of 1.00 | (BEAMS Note 2) The ERC for this item should be added to all other rateable items on the hereditament (except land). Therefore the total of the ERC of the other Building Items and the P&M ERC (where applicable) to enable the correct contract size adjustment to be made. ERC of Building Component + ERC of P&M = Total ERC to which contract size adjustment should be applied. The appropriate % adjustment should be made in accordance with the scale for contract size adjustment specified under section 6 of the RCG 2023 Guidance notes. The currency ERC rates are set at £4m (Four Million Pounds) @ 1st April 2021 (AVD) for the RCG 2023 Publication. | The data consists of a typical Industrial shell. Works include the Industrial shell as described and includes works up to 1m perimeter to the building (1m wide paving slabs & foul/storm drainage). Costs are for the shell only and do not include for internal rooms such as offices or toilets which should be added for seperately. See Variations for assistance. | - | - | - | - | - | If no heating is present a deduction of £28m2 (GIA) should be made to the beacon cost. Internal offices (in Industrial complexes) should be added by reference to Cost Guide code series 42P04A -42P40V, Internal WC - 42P40W, amenity blocks - showers & toilets (New code TBC) & Canteens (New CodeTBC) | - | - | - |  | m2 | - | 3 - INDUSTRIAL | David Grace | Jim Allen | #N/A | Option 1 | ERROR | 0% | 518.6336 | 372.3665 | 0% | 0% | 372.3665 | 0% | Price Book Data | P. Avo | VOA_GPN_GOV_UK\7243572 | 2021-09-29 | Low | - | Low | - | - | Updated indices etc. following QA. 24/03/2021 - Copied to the latest DCS. | NA | SPONS A&B | 1.561 | (BEAMS Note 2) The ERC for this item should be added to all other rateable items on the hereditament (except land). Therefore the total of the ERC of the other Building Items and the P&M ERC (where applicable) to enable the correct contract size adjustment to be made. ERC of Building Component + ERC of P&M = Total ERC to which contract size adjustment should be applied. The appropriate % adjustment should be made in accordance with the scale for contract size adjustment specified under section 6 of the RCG 2021 Guidance notes. The currency ERC rates are set at £4m (Four Million Pounds) @ 1st April 2019 (AVD) for the RCG 2021 Publication. | - | - | 2 | FALSE
3649 | 42A14N | 9263 | 42A14N | Industrial Buildings | No Wall Cladding | 10,001 - 20,000m2 | Eaves Height - 4m | - | Building Area only; Site strip vegetation; Strip foundations; Column bases; Uninsulated Concrete GF slab with DPM and Mesh,150 thick up to 10,000m2, 200mm thick over 10,000m2 GIA; Steel Portal frame with bolts and baseplates; Coated galvanised trapezoidal roof sheets with no insulation, on steel purlins; Roof lights; valley gutters; matching fascia and soffit; Rainwater downpipes and gutters; Single phase electrics, lighting and power; Gas fuelled hot air burners; Underslab storm drainage from internal downpipes on building area greater than 1,000m2; | Location Adjustment Applicable (See Guidance Notes) - ERC = UK mean of 1.00 | (BEAMS Note 2) The ERC for this item should be added to all other rateable items on the hereditament (except land). Therefore the total of the ERC of the other Building Items and the P&M ERC (where applicable) to enable the correct contract size adjustment to be made. ERC of Building Component + ERC of P&M = Total ERC to which contract size adjustment should be applied. The appropriate % adjustment should be made in accordance with the scale for contract size adjustment specified under section 6 of the RCG 2023 Guidance notes. The currency ERC rates are set at £4m (Four Million Pounds) @ 1st April 2021 (AVD) for the RCG 2023 Publication. | The data consists of a typical Industrial shell. Works include the Industrial shell as described and includes works up to 1m perimeter to the building (1m wide paving slabs & foul/storm drainage). Costs are for the shell only and do not include for internal rooms such as offices or toilets which should be added for seperately. See Variations for assistance. | - | - | - | - | - | If no heating is present a deduction of £28m2 (GIA) should be made to the beacon cost. Internal offices (in Industrial complexes) should be added by reference to Cost Guide code series 42P04A -42P40V, Internal WC - 42P40W, amenity blocks - showers & toilets (New code TBC) & Canteens (New CodeTBC) | - | - | - |  | m2 | - | 3 - INDUSTRIAL | David Grace | Jim Allen | #N/A | Option 1 | ERROR | 0% | 518.6926 | 372.4089 | 0% | 0% | 372.4089 | 0% | Price Book Data | P. Avo | VOA_GPN_GOV_UK\7243572 | 2021-09-29 | Low | - | Low | - | - | Copied to latest DCS. | NA | SPONS A&B | 2 | (BEAMS Note 2) Standard | - | - | 2 | FALSE
3650 | 42A14P | 9264 | 42A14P | Industrial Buildings | No Wall Cladding | 10,001 - 20,000m2 | Eaves Height - 4.5m | - | Building Area only; Site strip vegetation; Strip foundations; Column bases; Uninsulated Concrete GF slab with DPM and Mesh,150 thick up to 10,000m2, 200mm thick over 10,000m2 GIA; Steel Portal frame with bolts and baseplates; Coated galvanised trapezoidal roof sheets with no insulation, on steel purlins; Roof lights; valley gutters; matching fascia and soffit; Rainwater downpipes and gutters; Single phase electrics, lighting and power; Gas fuelled hot air burners; Underslab storm drainage from internal downpipes on building area greater than 1,000m2; | Location Adjustment Applicable (See Guidance Notes) - ERC = UK mean of 1.00 | (BEAMS Note 2) The ERC for this item should be added to all other rateable items on the hereditament (except land). Therefore the total of the ERC of the other Building Items and the P&M ERC (where applicable) to enable the correct contract size adjustment to be made. ERC of Building Component + ERC of P&M = Total ERC to which contract size adjustment should be applied. The appropriate % adjustment should be made in accordance with the scale for contract size adjustment specified under section 6 of the RCG 2023 Guidance notes. The currency ERC rates are set at £4m (Four Million Pounds) @ 1st April 2021 (AVD) for the RCG 2023 Publication. | The data consists of a typical Industrial shell. Works include the Industrial shell as described and includes works up to 1m perimeter to the building (1m wide paving slabs & foul/storm drainage). Costs are for the shell only and do not include for internal rooms such as offices or toilets which should be added for seperately. See Variations for assistance. | - | - | - | - | - | If no heating is present a deduction of £28m2 (GIA) should be made to the beacon cost. Internal offices (in Industrial complexes) should be added by reference to Cost Guide code series 42P04A -42P40V, Internal WC - 42P40W, amenity blocks - showers & toilets (New code TBC) & Canteens (New CodeTBC) | - | - | - |  | m2 | - | 3 - INDUSTRIAL | David Grace | Jim Allen | #N/A | Option 1 | ERROR | 0% | 518.7516 | 372.4512 | 0% | 0% | 372.4512 | 0% | Price Book Data | P. Avo | VOA_GPN_GOV_UK\7243572 | 2021-09-29 | Low | - | Low | - | - | Copied to latest DCS. | NA | SPONS A&B | 2 | (BEAMS Note 2) Standard | - | - | 2 | FALSE
3651 | 42A14Q | 9265 | 42A14Q | Industrial Buildings | No Wall Cladding | 10,001 - 20,000m2 | Eaves Height - 5m | - | Building Area only; Site strip vegetation; Strip foundations; Column bases; Uninsulated Concrete GF slab with DPM and Mesh,150 thick up to 10,000m2, 200mm thick over 10,000m2 GIA; Steel Portal frame with bolts and baseplates; Coated galvanised trapezoidal roof sheets with no insulation, on steel purlins; Roof lights; valley gutters; matching fascia and soffit; Rainwater downpipes and gutters; Single phase electrics, lighting and power; Gas fuelled hot air burners; Underslab storm drainage from internal downpipes on building area greater than 1,000m2; | Location Adjustment Applicable (See Guidance Notes) - ERC = UK mean of 1.00 | (BEAMS Note 2) The ERC for this item should be added to all other rateable items on the hereditament (except land). Therefore the total of the ERC of the other Building Items and the P&M ERC (where applicable) to enable the correct contract size adjustment to be made. ERC of Building Component + ERC of P&M = Total ERC to which contract size adjustment should be applied. The appropriate % adjustment should be made in accordance with the scale for contract size adjustment specified under section 6 of the RCG 2023 Guidance notes. The currency ERC rates are set at £4m (Four Million Pounds) @ 1st April 2021 (AVD) for the RCG 2023 Publication. | The data consists of a typical Industrial shell. Works include the Industrial shell as described and includes works up to 1m perimeter to the building (1m wide paving slabs & foul/storm drainage). Costs are for the shell only and do not include for internal rooms such as offices or toilets which should be added for seperately. See Variations for assistance. | - | - | - | - | - | If no heating is present a deduction of £28m2 (GIA) should be made to the beacon cost. Internal offices (in Industrial complexes) should be added by reference to Cost Guide code series 42P04A -42P40V, Internal WC - 42P40W, amenity blocks - showers & toilets (New code TBC) & Canteens (New CodeTBC) | - | - | - |  | m2 | - | 3 - INDUSTRIAL | David Grace | Jim Allen | #N/A | Option 1 | ERROR | 0% | 518.8105 | 372.4936 | 0% | 0% | 372.4936 | 0% | Price Book Data | P. Avo | VOA_GPN_GOV_UK\7243572 | 2021-09-29 | Low | - | Low | - | - | Copied to latest DCS. | NA | SPONS A&B | 2 | (BEAMS Note 2) Standard | - | - | 2 | FALSE
3652 | 42A14R | 9266 | 42A14R | Industrial Buildings | No Wall Cladding | 10,001 - 20,000m2 | Eaves Height - 5.5m | - | Building Area only; Site strip vegetation; Strip foundations; Column bases; Uninsulated Concrete GF slab with DPM and Mesh,150 thick up to 10,000m2, 200mm thick over 10,000m2 GIA; Steel Portal frame with bolts and baseplates; Coated galvanised trapezoidal roof sheets with no insulation, on steel purlins; Roof lights; valley gutters; matching fascia and soffit; Rainwater downpipes and gutters; Single phase electrics, lighting and power; Gas fuelled hot air burners; Underslab storm drainage from internal downpipes on building area greater than 1,000m2; | Location Adjustment Applicable (See Guidance Notes) - ERC = UK mean of 1.00 | (BEAMS Note 2) The ERC for this item should be added to all other rateable items on the hereditament (except land). Therefore the total of the ERC of the other Building Items and the P&M ERC (where applicable) to enable the correct contract size adjustment to be made. ERC of Building Component + ERC of P&M = Total ERC to which contract size adjustment should be applied. The appropriate % adjustment should be made in accordance with the scale for contract size adjustment specified under section 6 of the RCG 2023 Guidance notes. The currency ERC rates are set at £4m (Four Million Pounds) @ 1st April 2021 (AVD) for the RCG 2023 Publication. | The data consists of a typical Industrial shell. Works include the Industrial shell as described and includes works up to 1m perimeter to the building (1m wide paving slabs & foul/storm drainage). Costs are for the shell only and do not include for internal rooms such as offices or toilets which should be added for seperately. See Variations for assistance. | - | - | - | - | - | If no heating is present a deduction of £28m2 (GIA) should be made to the beacon cost. Internal offices (in Industrial complexes) should be added by reference to Cost Guide code series 42P04A -42P40V, Internal WC - 42P40W, amenity blocks - showers & toilets (New code TBC) & Canteens (New CodeTBC) | - | - | - |  | m2 | - | 3 - INDUSTRIAL | David Grace | Jim Allen | #N/A | Option 1 | ERROR | 0% | 518.8695 | 372.5359 | 0% | 0% | 372.5359 | 0% | Price Book Data | P. Avo | VOA_GPN_GOV_UK\7243572 | 2021-09-29 | Low | - | Low | - | - | Copied to latest DCS. | NA | SPONS A&B | 2 | (BEAMS Note 2) Standard | - | - | 2 | FALSE
3653 | 42A14S | 9267 | 42A14S | Industrial Buildings | No Wall Cladding | 10,001 - 20,000m2 | Eaves Height - 6m | - | Building Area only; Site strip vegetation; Strip foundations; Column bases; Uninsulated Concrete GF slab with DPM and Mesh,150 thick up to 10,000m2, 200mm thick over 10,000m2 GIA; Steel Portal frame with bolts and baseplates; Coated galvanised trapezoidal roof sheets with no insulation, on steel purlins; Roof lights; valley gutters; matching fascia and soffit; Rainwater downpipes and gutters; Single phase electrics, lighting and power; Gas fuelled hot air burners; Underslab storm drainage from internal downpipes on building area greater than 1,000m2; | Location Adjustment Applicable (See Guidance Notes) - ERC = UK mean of 1.00 | (BEAMS Note 2) The ERC for this item should be added to all other rateable items on the hereditament (except land). Therefore the total of the ERC of the other Building Items and the P&M ERC (where applicable) to enable the correct contract size adjustment to be made. ERC of Building Component + ERC of P&M = Total ERC to which contract size adjustment should be applied. The appropriate % adjustment should be made in accordance with the scale for contract size adjustment specified under section 6 of the RCG 2023 Guidance notes. The currency ERC rates are set at £4m (Four Million Pounds) @ 1st April 2021 (AVD) for the RCG 2023 Publication. | The data consists of a typical Industrial shell. Works include the Industrial shell as described and includes works up to 1m perimeter to the building (1m wide paving slabs & foul/storm drainage). Costs are for the shell only and do not include for internal rooms such as offices or toilets which should be added for seperately. See Variations for assistance. | - | - | - | - | - | If no heating is present a deduction of £28m2 (GIA) should be made to the beacon cost. Internal offices (in Industrial complexes) should be added by reference to Cost Guide code series 42P04A -42P40V, Internal WC - 42P40W, amenity blocks - showers & toilets (New code TBC) & Canteens (New CodeTBC) | - | - | - |  | m2 | - | 3 - INDUSTRIAL | David Grace | Jim Allen | #N/A | Option 1 | ERROR | 0% | 518.9285 | 372.5783 | 0% | 0% | 372.5783 | 0% | Price Book Data | P. Avo | VOA_GPN_GOV_UK\7243572 | 2021-09-29 | Low | - | Low | - | - | Copied to latest DCS. | NA | SPONS A&B | 2 | (BEAMS Note 2) Standard | - | - | 2 | FALSE
3654 | 42A14T | 9268 | 42A14T | Industrial Buildings | No Wall Cladding | 10,001 - 20,000m2 | Eaves Height - 6.5m | - | Building Area only; Site strip vegetation; Strip foundations; Column bases; Uninsulated Concrete GF slab with DPM and Mesh,150 thick up to 10,000m2, 200mm thick over 10,000m2 GIA; Steel Portal frame with bolts and baseplates; Coated galvanised trapezoidal roof sheets with no insulation, on steel purlins; Roof lights; valley gutters; matching fascia and soffit; Rainwater downpipes and gutters; Single phase electrics, lighting and power; Gas fuelled hot air burners; Underslab storm drainage from internal downpipes on building area greater than 1,000m2; | Location Adjustment Applicable (See Guidance Notes) - ERC = UK mean of 1.00 | (BEAMS Note 2) The ERC for this item should be added to all other rateable items on the hereditament (except land). Therefore the total of the ERC of the other Building Items and the P&M ERC (where applicable) to enable the correct contract size adjustment to be made. ERC of Building Component + ERC of P&M = Total ERC to which contract size adjustment should be applied. The appropriate % adjustment should be made in accordance with the scale for contract size adjustment specified under section 6 of the RCG 2023 Guidance notes. The currency ERC rates are set at £4m (Four Million Pounds) @ 1st April 2021 (AVD) for the RCG 2023 Publication. | The data consists of a typical Industrial shell. Works include the Industrial shell as described and includes works up to 1m perimeter to the building (1m wide paving slabs & foul/storm drainage). Costs are for the shell only and do not include for internal rooms such as offices or toilets which should be added for seperately. See Variations for assistance. | - | - | - | - | - | If no heating is present a deduction of £28m2 (GIA) should be made to the beacon cost. Internal offices (in Industrial complexes) should be added by reference to Cost Guide code series 42P04A -42P40V, Internal WC - 42P40W, amenity blocks - showers & toilets (New code TBC) & Canteens (New CodeTBC) | - | - | - |  | m2 | - | 3 - INDUSTRIAL | David Grace | Jim Allen | #N/A | Option 1 | ERROR | 0% | 518.9875 | 372.6206 | 0% | 0% | 372.6206 | 0% | Price Book Data | P. Avo | VOA_GPN_GOV_UK\7243572 | 2021-09-29 | Low | - | Low | - | - | Copied to latest DCS. | NA | SPONS A&B | 2 | (BEAMS Note 2) Standard | - | - | 2 | FALSE
3655 | 42A14U | 9269 | 42A14U | Industrial Buildings | No Wall Cladding | 10,001 - 20,000m2 | Eaves Height - 7m | - | Building Area only; Site strip vegetation; Strip foundations; Column bases; Uninsulated Concrete GF slab with DPM and Mesh,150 thick up to 10,000m2, 200mm thick over 10,000m2 GIA; Steel Portal frame with bolts and baseplates; Coated galvanised trapezoidal roof sheets with no insulation, on steel purlins; Roof lights; valley gutters; matching fascia and soffit; Rainwater downpipes and gutters; Single phase electrics, lighting and power; Gas fuelled hot air burners; Underslab storm drainage from internal downpipes on building area greater than 1,000m2; | Location Adjustment Applicable (See Guidance Notes) - ERC = UK mean of 1.00 | (BEAMS Note 2) The ERC for this item should be added to all other rateable items on the hereditament (except land). Therefore the total of the ERC of the other Building Items and the P&M ERC (where applicable) to enable the correct contract size adjustment to be made. ERC of Building Component + ERC of P&M = Total ERC to which contract size adjustment should be applied. The appropriate % adjustment should be made in accordance with the scale for contract size adjustment specified under section 6 of the RCG 2023 Guidance notes. The currency ERC rates are set at £4m (Four Million Pounds) @ 1st April 2021 (AVD) for the RCG 2023 Publication. | The data consists of a typical Industrial shell. Works include the Industrial shell as described and includes works up to 1m perimeter to the building (1m wide paving slabs & foul/storm drainage). Costs are for the shell only and do not include for internal rooms such as offices or toilets which should be added for seperately. See Variations for assistance. | - | - | - | - | - | If no heating is present a deduction of £28m2 (GIA) should be made to the beacon cost. Internal offices (in Industrial complexes) should be added by reference to Cost Guide code series 42P04A -42P40V, Internal WC - 42P40W, amenity blocks - showers & toilets (New code TBC) & Canteens (New CodeTBC) | - | - | - |  | m2 | - | 3 - INDUSTRIAL | David Grace | Jim Allen | #N/A | Option 1 | ERROR | 0% | 519.0465 | 372.663 | 0% | 0% | 372.663 | 0% | Price Book Data | P. Avo | VOA_GPN_GOV_UK\7243572 | 2021-09-29 | Low | - | Low | - | - | Copied to latest DCS. | NA | SPONS A&B | 2 | (BEAMS Note 2) Standard | - | - | 2 | FALSE
3656 | 42A14V | 9270 | 42A14V | Industrial Buildings | No Wall Cladding | 10,001 - 20,000m2 | Eaves Height - 7.5m | - | Building Area only; Site strip vegetation; Strip foundations; Column bases; Uninsulated Concrete GF slab with DPM and Mesh,150 thick up to 10,000m2, 200mm thick over 10,000m2 GIA; Steel Portal frame with bolts and baseplates; Coated galvanised trapezoidal roof sheets with no insulation, on steel purlins; Roof lights; valley gutters; matching fascia and soffit; Rainwater downpipes and gutters; Single phase electrics, lighting and power; Gas fuelled hot air burners; Underslab storm drainage from internal downpipes on building area greater than 1,000m2; | Location Adjustment Applicable (See Guidance Notes) - ERC = UK mean of 1.00 | (BEAMS Note 2) The ERC for this item should be added to all other rateable items on the hereditament (except land). Therefore the total of the ERC of the other Building Items and the P&M ERC (where applicable) to enable the correct contract size adjustment to be made. ERC of Building Component + ERC of P&M = Total ERC to which contract size adjustment should be applied. The appropriate % adjustment should be made in accordance with the scale for contract size adjustment specified under section 6 of the RCG 2023 Guidance notes. The currency ERC rates are set at £4m (Four Million Pounds) @ 1st April 2021 (AVD) for the RCG 2023 Publication. | The data consists of a typical Industrial shell. Works include the Industrial shell as described and includes works up to 1m perimeter to the building (1m wide paving slabs & foul/storm drainage). Costs are for the shell only and do not include for internal rooms such as offices or toilets which should be added for seperately. See Variations for assistance. | - | - | - | - | - | If no heating is present a deduction of £28m2 (GIA) should be made to the beacon cost. Internal offices (in Industrial complexes) should be added by reference to Cost Guide code series 42P04A -42P40V, Internal WC - 42P40W, amenity blocks - showers & toilets (New code TBC) & Canteens (New CodeTBC) | - | - | - |  | m2 | - | 3 - INDUSTRIAL | David Grace | Jim Allen | #N/A | Option 1 | ERROR | 0% | 519.1055 | 372.7053 | 0% | 0% | 372.7053 | 0% | Price Book Data | P. Avo | VOA_GPN_GOV_UK\7243572 | 2021-09-29 | Low | - | Low | - | - | Copied to latest DCS. | NA | SPONS A&B | 2 | (BEAMS Note 2) Standard | - | - | 2 | FALSE
3657 | 42A14W | 9271 | 42A14W | Industrial Buildings | No Wall Cladding | 10,001 - 20,000m2 | Eaves Height - 8m | - | Building Area only; Site strip vegetation; Strip foundations; Column bases; Uninsulated Concrete GF slab with DPM and Mesh,150 thick up to 10,000m2, 200mm thick over 10,000m2 GIA; Steel Portal frame with bolts and baseplates; Coated galvanised trapezoidal roof sheets with no insulation, on steel purlins; Roof lights; valley gutters; matching fascia and soffit; Rainwater downpipes and gutters; Single phase electrics, lighting and power; Gas fuelled hot air burners; Underslab storm drainage from internal downpipes on building area greater than 1,000m2; | Location Adjustment Applicable (See Guidance Notes) - ERC = UK mean of 1.00 | (BEAMS Note 2) The ERC for this item should be added to all other rateable items on the hereditament (except land). Therefore the total of the ERC of the other Building Items and the P&M ERC (where applicable) to enable the correct contract size adjustment to be made. ERC of Building Component + ERC of P&M = Total ERC to which contract size adjustment should be applied. The appropriate % adjustment should be made in accordance with the scale for contract size adjustment specified under section 6 of the RCG 2023 Guidance notes. The currency ERC rates are set at £4m (Four Million Pounds) @ 1st April 2021 (AVD) for the RCG 2023 Publication. | The data consists of a typical Industrial shell. Works include the Industrial shell as described and includes works up to 1m perimeter to the building (1m wide paving slabs & foul/storm drainage). Costs are for the shell only and do not include for internal rooms such as offices or toilets which should be added for seperately. See Variations for assistance. | - | - | - | - | - | If no heating is present a deduction of £28m2 (GIA) should be made to the beacon cost. Internal offices (in Industrial complexes) should be added by reference to Cost Guide code series 42P04A -42P40V, Internal WC - 42P40W, amenity blocks - showers & toilets (New code TBC) & Canteens (New CodeTBC) | - | - | - |  | m2 | - | 3 - INDUSTRIAL | David Grace | Jim Allen | #N/A | Option 1 | ERROR | 0% | 519.1645 | 372.7477 | 0% | 0% | 372.7477 | 0% | Price Book Data | P. Avo | VOA_GPN_GOV_UK\7243572 | 2021-09-29 | Low | - | Low | - | - | Copied to latest DCS. | NA | SPONS A&B | 2 | (BEAMS Note 2) Standard | - | - | 2 | FALSE
3658 | 42A14X | 9272 | 42A14X | Industrial Buildings | No Wall Cladding | 10,001 - 20,000m2 | Eaves Height - 8.5m | - | Building Area only; Site strip vegetation; Strip foundations; Column bases; Uninsulated Concrete GF slab with DPM and Mesh,150 thick up to 10,000m2, 200mm thick over 10,000m2 GIA; Steel Portal frame with bolts and baseplates; Coated galvanised trapezoidal roof sheets with no insulation, on steel purlins; Roof lights; valley gutters; matching fascia and soffit; Rainwater downpipes and gutters; Single phase electrics, lighting and power; Gas fuelled hot air burners; Underslab storm drainage from internal downpipes on building area greater than 1,000m2; | Location Adjustment Applicable (See Guidance Notes) - ERC = UK mean of 1.00 | (BEAMS Note 2) The ERC for this item should be added to all other rateable items on the hereditament (except land). Therefore the total of the ERC of the other Building Items and the P&M ERC (where applicable) to enable the correct contract size adjustment to be made. ERC of Building Component + ERC of P&M = Total ERC to which contract size adjustment should be applied. The appropriate % adjustment should be made in accordance with the scale for contract size adjustment specified under section 6 of the RCG 2023 Guidance notes. The currency ERC rates are set at £4m (Four Million Pounds) @ 1st April 2021 (AVD) for the RCG 2023 Publication. | The data consists of a typical Industrial shell. Works include the Industrial shell as described and includes works up to 1m perimeter to the building (1m wide paving slabs & foul/storm drainage). Costs are for the shell only and do not include for internal rooms such as offices or toilets which should be added for seperately. See Variations for assistance. | - | - | - | - | - | If no heating is present a deduction of £28m2 (GIA) should be made to the beacon cost. Internal offices (in Industrial complexes) should be added by reference to Cost Guide code series 42P04A -42P40V, Internal WC - 42P40W, amenity blocks - showers & toilets (New code TBC) & Canteens (New CodeTBC) | - | - | - |  | m2 | - | 3 - INDUSTRIAL | David Grace | Jim Allen | #N/A | Option 1 | ERROR | 0% | 519.2234 | 372.79 | 0% | 0% | 372.79 | 0% | Price Book Data | P. Avo | VOA_GPN_GOV_UK\7243572 | 2021-09-29 | Low | - | Low | - | - | Copied to latest DCS. | NA | SPONS A&B | 2 | (BEAMS Note 2) Standard | - | - | 2 | FALSE
3659 | 42A14Y | 9273 | 42A14Y | Industrial Buildings | No Wall Cladding | 10,001 - 20,000m2 | Eaves Height - 9m | - | Building Area only; Site strip vegetation; Strip foundations; Column bases; Uninsulated Concrete GF slab with DPM and Mesh,150 thick up to 10,000m2, 200mm thick over 10,000m2 GIA; Steel Portal frame with bolts and baseplates; Coated galvanised trapezoidal roof sheets with no insulation, on steel purlins; Roof lights; valley gutters; matching fascia and soffit; Rainwater downpipes and gutters; Single phase electrics, lighting and power; Gas fuelled hot air burners; Underslab storm drainage from internal downpipes on building area greater than 1,000m2; | Location Adjustment Applicable (See Guidance Notes) - ERC = UK mean of 1.00 | (BEAMS Note 2) The ERC for this item should be added to all other rateable items on the hereditament (except land). Therefore the total of the ERC of the other Building Items and the P&M ERC (where applicable) to enable the correct contract size adjustment to be made. ERC of Building Component + ERC of P&M = Total ERC to which contract size adjustment should be applied. The appropriate % adjustment should be made in accordance with the scale for contract size adjustment specified under section 6 of the RCG 2023 Guidance notes. The currency ERC rates are set at £4m (Four Million Pounds) @ 1st April 2021 (AVD) for the RCG 2023 Publication. | The data consists of a typical Industrial shell. Works include the Industrial shell as described and includes works up to 1m perimeter to the building (1m wide paving slabs & foul/storm drainage). Costs are for the shell only and do not include for internal rooms such as offices or toilets which should be added for seperately. See Variations for assistance. | - | - | - | - | - | If no heating is present a deduction of £28m2 (GIA) should be made to the beacon cost. Internal offices (in Industrial complexes) should be added by reference to Cost Guide code series 42P04A -42P40V, Internal WC - 42P40W, amenity blocks - showers & toilets (New code TBC) & Canteens (New CodeTBC) | - | - | - |  | m2 | - | 3 - INDUSTRIAL | David Grace | Jim Allen | #N/A | Option 1 | ERROR | 0% | 519.2824 | 372.8324 | 0% | 0% | 372.8324 | 0% | Price Book Data | P. Avo | VOA_GPN_GOV_UK\7243572 | 2021-09-29 | Low | - | Low | - | - | Copied to latest DCS. | NA | SPONS A&B | 2 | (BEAMS Note 2) Standard | - | - | 2 | FALSE
3660 | 42A14Z | 9274 | 42A14Z | Industrial Buildings | No Wall Cladding | 10,001 - 20,000m2 | Eaves Height - 9.5m | - | Building Area only; Site strip vegetation; Strip foundations; Column bases; Uninsulated Concrete GF slab with DPM and Mesh,150 thick up to 10,000m2, 200mm thick over 10,000m2 GIA; Steel Portal frame with bolts and baseplates; Coated galvanised trapezoidal roof sheets with no insulation, on steel purlins; Roof lights; valley gutters; matching fascia and soffit; Rainwater downpipes and gutters; Single phase electrics, lighting and power; Gas fuelled hot air burners; Underslab storm drainage from internal downpipes on building area greater than 1,000m2; | Location Adjustment Applicable (See Guidance Notes) - ERC = UK mean of 1.00 | (BEAMS Note 2) The ERC for this item should be added to all other rateable items on the hereditament (except land). Therefore the total of the ERC of the other Building Items and the P&M ERC (where applicable) to enable the correct contract size adjustment to be made. ERC of Building Component + ERC of P&M = Total ERC to which contract size adjustment should be applied. The appropriate % adjustment should be made in accordance with the scale for contract size adjustment specified under section 6 of the RCG 2023 Guidance notes. The currency ERC rates are set at £4m (Four Million Pounds) @ 1st April 2021 (AVD) for the RCG 2023 Publication. | The data consists of a typical Industrial shell. Works include the Industrial shell as described and includes works up to 1m perimeter to the building (1m wide paving slabs & foul/storm drainage). Costs are for the shell only and do not include for internal rooms such as offices or toilets which should be added for seperately. See Variations for assistance. | - | - | - | - | - | If no heating is present a deduction of £28m2 (GIA) should be made to the beacon cost. Internal offices (in Industrial complexes) should be added by reference to Cost Guide code series 42P04A -42P40V, Internal WC - 42P40W, amenity blocks - showers & toilets (New code TBC) & Canteens (New CodeTBC) | - | - | - |  | m2 | - | 3 - INDUSTRIAL | David Grace | Jim Allen | #N/A | Option 1 | ERROR | 0% | 519.3414 | 372.8747 | 0% | 0% | 372.8747 | 0% | Price Book Data | P. Avo | VOA_GPN_GOV_UK\7243572 | 2021-09-29 | Low | - | Low | - | - | Copied to latest DCS. | NA | SPONS A&B | 2 | (BEAMS Note 2) Standard | - | - | 2 | FALSE
3661 | 42A15A | 9275 | 42A15A | Industrial Buildings | No Wall Cladding | 10,001 - 20,000m2 | Eaves Height - 10m | - | Building Area only; Site strip vegetation; Strip foundations; Column bases; Uninsulated Concrete GF slab with DPM and Mesh,150 thick up to 10,000m2, 200mm thick over 10,000m2 GIA; Steel Portal frame with bolts and baseplates; Coated galvanised trapezoidal roof sheets with no insulation, on steel purlins; Roof lights; valley gutters; matching fascia and soffit; Rainwater downpipes and gutters; Single phase electrics, lighting and power; EXCLUDES heating ; Underslab storm drainage from internal downpipes on building area greater than 1,000m2 | Location Adjustment Applicable (See Guidance Notes) - ERC = UK mean of 1.00 | (BEAMS Note 2) The ERC for this item should be added to all other rateable items on the hereditament (except land). Therefore the total of the ERC of the other Building Items and the P&M ERC (where applicable) to enable the correct contract size adjustment to be made. ERC of Building Component + ERC of P&M = Total ERC to which contract size adjustment should be applied. The appropriate % adjustment should be made in accordance with the scale for contract size adjustment specified under section 6 of the RCG 2023 Guidance notes. The currency ERC rates are set at £4m (Four Million Pounds) @ 1st April 2021 (AVD) for the RCG 2023 Publication. | The data consists of a typical Industrial shell. Works include the Industrial shell as described and includes works up to 1m perimeter to the building (1m wide paving slabs & foul/storm drainage). Costs are for the shell only and do not include for internal rooms such as offices or toilets which should be added for seperately. See Variations for assistance. | - | - | - | - | - | If no heating is present a deduction of £28m2 (GIA) should be made to the beacon cost. Internal offices (in Industrial complexes) should be added by reference to Cost Guide code series 42P04A -42P40V, Internal WC - 42P40W, amenity blocks - showers & toilets (New code TBC) & Canteens (New CodeTBC) | - | - | - |  | m2 | - | 3 - INDUSTRIAL | David Grace | Jim Allen | #N/A | Option 1 | ERROR | 0% | 519.4004 | 372.9171 | 0% | 0% | 372.9171 | 0% | Price Book Data | P. Avo | VOA_GPN_GOV_UK\7243572 | 2021-09-29 | Low | - | Low | - | - | Copied to latest DCS. | NA | SPONS A&B | 2 | (BEAMS Note 2) Standard | - | - | 2 | FALSE
3662 | 42A16C | 9301 | 42A16C | Industrial Buildings | No Wall Cladding | over 20,000m2 | Eaves Height - 3m | - | Building Area only; Site strip vegetation; Strip foundations; Column bases; Uninsulated Concrete GF slab with DPM and Mesh,150 thick up to 10,000m2, 200mm thick over 10,000m2 GIA; Steel Portal frame with bolts and baseplates; Coated galvanised trapezoidal roof sheets with no insulation, on steel purlins; Roof lights; valley gutters; matching fascia and soffit; Rainwater downpipes and gutters; Single phase electrics, lighting and power; EXCLUDES heating ; Underslab storm drainage from internal downpipes on building area greater than 1,000m2 | Location Adjustment Applicable (See Guidance Notes) - ERC = UK mean of 1.00 | (BEAMS Note 2) The ERC for this item should be added to all other rateable items on the hereditament (except land). Therefore the total of the ERC of the other Building Items and the P&M ERC (where applicable) to enable the correct contract size adjustment to be made. ERC of Building Component + ERC of P&M = Total ERC to which contract size adjustment should be applied. The appropriate % adjustment should be made in accordance with the scale for contract size adjustment specified under section 6 of the RCG 2023 Guidance notes. The currency ERC rates are set at £4m (Four Million Pounds) @ 1st April 2021 (AVD) for the RCG 2023 Publication. | The data consists of a typical Industrial shell. Works include the Industrial shell as described and includes works up to 1m perimeter to the building (1m wide paving slabs & foul/storm drainage). Costs are for the shell only and do not include for internal rooms such as offices or toilets which should be added for seperately. See Variations for assistance. | - | - | - | - | - | If heating is required an addition of £32/m2 (GIA) should be made to the beacon cost. Internal offices (in Industrial complexes) should be added by reference to Cost Guide code series 42P04A -42P40V, Internal WC - 42P40W | - | - | - |  | m2 | - | 3 - INDUSTRIAL | David Grace | Jim Allen | #N/A | Option 1 | ERROR | 0% | 482.9159 | 346.7221 | 0% | 0% | 346.7221 | 0% | Price Book Data | P.Avo | VOA_GPN_GOV_UK\7243572 | 2021-09-24 | Low | - | Low | - | - | Updated indices etc. following QA. 24/03/2021 - Copied to the latest DCS. | NA | SPONS A&B | 1.561 | (BEAMS Note 2) The ERC for this item should be added to all other rateable items on the hereditament (except land). Therefore the total of the ERC of the other Building Items and the P&M ERC (where applicable) to enable the correct contract size adjustment to be made. ERC of Building Component + ERC of P&M = Total ERC to which contract size adjustment should be applied. The appropriate % adjustment should be made in accordance with the scale for contract size adjustment specified under section 6 of the RCG 2021 Guidance notes. The currency ERC rates are set at £4m (Four Million Pounds) @ 1st April 2019 (AVD) for the RCG 2021 Publication. | - | - | 2 | TRUE
3663 | 42A16D | 9302 | 42A16D | Industrial Buildings | No Wall Cladding | over 20,000m2 | Eaves Height - 3.5m | - | Building Area only; Site strip vegetation; Strip foundations; Column bases; Uninsulated Concrete GF slab with DPM and Mesh,150 thick up to 10,000m2, 200mm thick over 10,000m2 GIA; Steel Portal frame with bolts and baseplates; Coated galvanised trapezoidal roof sheets with no insulation, on steel purlins; Roof lights; valley gutters; matching fascia and soffit; Rainwater downpipes and gutters; Single phase electrics, lighting and power; EXCLUDES heating ; Underslab storm drainage from internal downpipes on building area greater than 1,000m2 | Location Adjustment Applicable (See Guidance Notes) - ERC = UK mean of 1.00 | (BEAMS Note 2) The ERC for this item should be added to all other rateable items on the hereditament (except land). Therefore the total of the ERC of the other Building Items and the P&M ERC (where applicable) to enable the correct contract size adjustment to be made. ERC of Building Component + ERC of P&M = Total ERC to which contract size adjustment should be applied. The appropriate % adjustment should be made in accordance with the scale for contract size adjustment specified under section 6 of the RCG 2023 Guidance notes. The currency ERC rates are set at £4m (Four Million Pounds) @ 1st April 2021 (AVD) for the RCG 2023 Publication. | The data consists of a typical Industrial shell. Works include the Industrial shell as described and includes works up to 1m perimeter to the building (1m wide paving slabs & foul/storm drainage). Costs are for the shell only and do not include for internal rooms such as offices or toilets which should be added for seperately. See Variations for assistance. | - | - | - | - | - | If heating is required an addition of £32/m2 (GIA) should be made to the beacon cost. Internal offices (in Industrial complexes) should be added by reference to Cost Guide code series 42P04A -42P40V, Internal WC - 42P40W | - | - | - |  | m2 | - | 3 - INDUSTRIAL | David Grace | Jim Allen | #N/A | Option 1 | ERROR | 0% | 482.9565 | 346.7512 | 0% | 0% | 346.7512 | 0% | Price Book Data | P.Avo | VOA_GPN_GOV_UK\7243572 | 2021-09-24 | Low | - | Low | - | - | Updated indices etc. following QA. 24/03/2021 - Copied to the latest DCS. | NA | SPONS A&B | 1.561 | (BEAMS Note 2) The ERC for this item should be added to all other rateable items on the hereditament (except land). Therefore the total of the ERC of the other Building Items and the P&M ERC (where applicable) to enable the correct contract size adjustment to be made. ERC of Building Component + ERC of P&M = Total ERC to which contract size adjustment should be applied. The appropriate % adjustment should be made in accordance with the scale for contract size adjustment specified under section 6 of the RCG 2021 Guidance notes. The currency ERC rates are set at £4m (Four Million Pounds) @ 1st April 2019 (AVD) for the RCG 2021 Publication. | - | - | 2 | TRUE
3664 | 42A16E | 9303 | 42A16E | Industrial Buildings | No Wall Cladding | over 20,000m2 | Eaves Height - 4m | - | Building Area only; Site strip vegetation; Strip foundations; Column bases; Uninsulated Concrete GF slab with DPM and Mesh,150 thick up to 10,000m2, 200mm thick over 10,000m2 GIA; Steel Portal frame with bolts and baseplates; Coated galvanised trapezoidal roof sheets with no insulation, on steel purlins; Roof lights; valley gutters; matching fascia and soffit; Rainwater downpipes and gutters; Single phase electrics, lighting and power; EXCLUDES heating ; Underslab storm drainage from internal downpipes on building area greater than 1,000m2 | Location Adjustment Applicable (See Guidance Notes) - ERC = UK mean of 1.00 | (BEAMS Note 2) The ERC for this item should be added to all other rateable items on the hereditament (except land). Therefore the total of the ERC of the other Building Items and the P&M ERC (where applicable) to enable the correct contract size adjustment to be made. ERC of Building Component + ERC of P&M = Total ERC to which contract size adjustment should be applied. The appropriate % adjustment should be made in accordance with the scale for contract size adjustment specified under section 6 of the RCG 2023 Guidance notes. The currency ERC rates are set at £4m (Four Million Pounds) @ 1st April 2021 (AVD) for the RCG 2023 Publication. | The data consists of a typical Industrial shell. Works include the Industrial shell as described and includes works up to 1m perimeter to the building (1m wide paving slabs & foul/storm drainage). Costs are for the shell only and do not include for internal rooms such as offices or toilets which should be added for seperately. See Variations for assistance. | - | - | - | - | - | If heating is required an addition of £32/m2 (GIA) should be made to the beacon cost. Internal offices (in Industrial complexes) should be added by reference to Cost Guide code series 42P04A -42P40V, Internal WC - 42P40W | - | - | - |  | m2 | - | 3 - INDUSTRIAL | David Grace | Jim Allen | #N/A | Option 1 | ERROR | 0% | 482.997 | 346.7803 | 0% | 0% | 346.7803 | 0% | Price Book Data | P. Avo | VOA_GPN_GOV_UK\7243572 | 2021-09-24 | Low | - | Low | - | - | Copied to latest DCS. Incorrect code / eaves height, updated. | NA | SPONS A&B | 2 | (BEAMS Note 2) Standard | - | - | 2 | TRUE
3665 | 42A16F | 9304 | 42A16F | Industrial Buildings | No Wall Cladding | over 20,000m2 | Eaves Height - 4.5m | - | Building Area only; Site strip vegetation; Strip foundations; Column bases; Uninsulated Concrete GF slab with DPM and Mesh,150 thick up to 10,000m2, 200mm thick over 10,000m2 GIA; Steel Portal frame with bolts and baseplates; Coated galvanised trapezoidal roof sheets with no insulation, on steel purlins; Roof lights; valley gutters; matching fascia and soffit; Rainwater downpipes and gutters; Single phase electrics, lighting and power; EXCLUDES heating ; Underslab storm drainage from internal downpipes on building area greater than 1,000m2 | Location Adjustment Applicable (See Guidance Notes) - ERC = UK mean of 1.00 | (BEAMS Note 2) The ERC for this item should be added to all other rateable items on the hereditament (except land). Therefore the total of the ERC of the other Building Items and the P&M ERC (where applicable) to enable the correct contract size adjustment to be made. ERC of Building Component + ERC of P&M = Total ERC to which contract size adjustment should be applied. The appropriate % adjustment should be made in accordance with the scale for contract size adjustment specified under section 6 of the RCG 2023 Guidance notes. The currency ERC rates are set at £4m (Four Million Pounds) @ 1st April 2021 (AVD) for the RCG 2023 Publication. | The data consists of a typical Industrial shell. Works include the Industrial shell as described and includes works up to 1m perimeter to the building (1m wide paving slabs & foul/storm drainage). Costs are for the shell only and do not include for internal rooms such as offices or toilets which should be added for seperately. See Variations for assistance. | - | - | - | - | - | If heating is required an addition of £32/m2 (GIA) should be made to the beacon cost. Internal offices (in Industrial complexes) should be added by reference to Cost Guide code series 42P04A -42P40V, Internal WC - 42P40W | - | - | - |  | m2 | - | 3 - INDUSTRIAL | David Grace | Jim Allen | #N/A | Option 1 | ERROR | 0% | 483.0375 | 346.8094 | 0% | 0% | 346.8094 | 0% | Price Book Data | P. Avo | VOA_GPN_GOV_UK\7243572 | 2021-09-24 | Low | - | Low | - | - | Copied to latest DCS. | NA | SPONS A&B | 2 | (BEAMS Note 2) Standard | - | - | 2 | TRUE
3666 | 42A16G | 9305 | 42A16G | Industrial Buildings | No Wall Cladding | over 20,000m2 | Eaves Height - 5m | - | Building Area only; Site strip vegetation; Strip foundations; Column bases; Uninsulated Concrete GF slab with DPM and Mesh,150 thick up to 10,000m2, 200mm thick over 10,000m2 GIA; Steel Portal frame with bolts and baseplates; Coated galvanised trapezoidal roof sheets with no insulation, on steel purlins; Roof lights; valley gutters; matching fascia and soffit; Rainwater downpipes and gutters; Single phase electrics, lighting and power; EXCLUDES heating ; Underslab storm drainage from internal downpipes on building area greater than 1,000m2 | Location Adjustment Applicable (See Guidance Notes) - ERC = UK mean of 1.00 | (BEAMS Note 2) The ERC for this item should be added to all other rateable items on the hereditament (except land). Therefore the total of the ERC of the other Building Items and the P&M ERC (where applicable) to enable the correct contract size adjustment to be made. ERC of Building Component + ERC of P&M = Total ERC to which contract size adjustment should be applied. The appropriate % adjustment should be made in accordance with the scale for contract size adjustment specified under section 6 of the RCG 2023 Guidance notes. The currency ERC rates are set at £4m (Four Million Pounds) @ 1st April 2021 (AVD) for the RCG 2023 Publication. | The data consists of a typical Industrial shell. Works include the Industrial shell as described and includes works up to 1m perimeter to the building (1m wide paving slabs & foul/storm drainage). Costs are for the shell only and do not include for internal rooms such as offices or toilets which should be added for seperately. See Variations for assistance. | - | - | - | - | - | If heating is required an addition of £32/m2 (GIA) should be made to the beacon cost. Internal offices (in Industrial complexes) should be added by reference to Cost Guide code series 42P04A -42P40V, Internal WC - 42P40W | - | - | - |  | m2 | - | 3 - INDUSTRIAL | David Grace | Jim Allen | #N/A | Option 1 | ERROR | 0% | 483.078 | 346.8385 | 0% | 0% | 346.8385 | 0% | Price Book Data | P. Avo | VOA_GPN_GOV_UK\7243572 | 2021-09-24 | Low | - | Low | - | - | Copied to latest DCS. | NA | SPONS A&B | 2 | (BEAMS Note 2) Standard | - | - | 2 | TRUE
3667 | 42A16H | 9306 | 42A16H | Industrial Buildings | No Wall Cladding | over 20,000m2 | Eaves Height - 5.5m | - | Building Area only; Site strip vegetation; Strip foundations; Column bases; Uninsulated Concrete GF slab with DPM and Mesh,150 thick up to 10,000m2, 200mm thick over 10,000m2 GIA; Steel Portal frame with bolts and baseplates; Coated galvanised trapezoidal roof sheets with no insulation, on steel purlins; Roof lights; valley gutters; matching fascia and soffit; Rainwater downpipes and gutters; Single phase electrics, lighting and power; EXCLUDES heating ; Underslab storm drainage from internal downpipes on building area greater than 1,000m2 | Location Adjustment Applicable (See Guidance Notes) - ERC = UK mean of 1.00 | (BEAMS Note 2) The ERC for this item should be added to all other rateable items on the hereditament (except land). Therefore the total of the ERC of the other Building Items and the P&M ERC (where applicable) to enable the correct contract size adjustment to be made. ERC of Building Component + ERC of P&M = Total ERC to which contract size adjustment should be applied. The appropriate % adjustment should be made in accordance with the scale for contract size adjustment specified under section 6 of the RCG 2023 Guidance notes. The currency ERC rates are set at £4m (Four Million Pounds) @ 1st April 2021 (AVD) for the RCG 2023 Publication. | The data consists of a typical Industrial shell. Works include the Industrial shell as described and includes works up to 1m perimeter to the building (1m wide paving slabs & foul/storm drainage). Costs are for the shell only and do not include for internal rooms such as offices or toilets which should be added for seperately. See Variations for assistance. | - | - | - | - | - | If heating is required an addition of £32/m2 (GIA) should be made to the beacon cost. Internal offices (in Industrial complexes) should be added by reference to Cost Guide code series 42P04A -42P40V, Internal WC - 42P40W | - | - | - |  | m2 | - | 3 - INDUSTRIAL | David Grace | Jim Allen | #N/A | Option 1 | ERROR | 0% | 483.1186 | 346.8676 | 0% | 0% | 346.8676 | 0% | Price Book Data | P. Avo | VOA_GPN_GOV_UK\7243572 | 2021-09-24 | Low | - | Low | - | - | Copied to latest DCS. | NA | SPONS A&B | 2 | (BEAMS Note 2) Standard | - | - | 2 | TRUE
3668 | 42A16J | 9307 | 42A16J | Industrial Buildings | No Wall Cladding | over 20,000m2 | Eaves Height - 6m | - | Building Area only; Site strip vegetation; Strip foundations; Column bases; Uninsulated Concrete GF slab with DPM and Mesh,150 thick up to 10,000m2, 200mm thick over 10,000m2 GIA; Steel Portal frame with bolts and baseplates; Coated galvanised trapezoidal roof sheets with no insulation, on steel purlins; Roof lights; valley gutters; matching fascia and soffit; Rainwater downpipes and gutters; Single phase electrics, lighting and power; EXCLUDES heating ; Underslab storm drainage from internal downpipes on building area greater than 1,000m2 | Location Adjustment Applicable (See Guidance Notes) - ERC = UK mean of 1.00 | (BEAMS Note 2) The ERC for this item should be added to all other rateable items on the hereditament (except land). Therefore the total of the ERC of the other Building Items and the P&M ERC (where applicable) to enable the correct contract size adjustment to be made. ERC of Building Component + ERC of P&M = Total ERC to which contract size adjustment should be applied. The appropriate % adjustment should be made in accordance with the scale for contract size adjustment specified under section 6 of the RCG 2023 Guidance notes. The currency ERC rates are set at £4m (Four Million Pounds) @ 1st April 2021 (AVD) for the RCG 2023 Publication. | The data consists of a typical Industrial shell. Works include the Industrial shell as described and includes works up to 1m perimeter to the building (1m wide paving slabs & foul/storm drainage). Costs are for the shell only and do not include for internal rooms such as offices or toilets which should be added for seperately. See Variations for assistance. | - | - | - | - | - | If heating is required an addition of £32/m2 (GIA) should be made to the beacon cost. Internal offices (in Industrial complexes) should be added by reference to Cost Guide code series 42P04A -42P40V, Internal WC - 42P40W | - | - | - |  | m2 | - | 3 - INDUSTRIAL | David Grace | Jim Allen | #N/A | Option 1 | ERROR | 0% | 483.1591 | 346.8967 | 0% | 0% | 346.8967 | 0% | Price Book Data | P. Avo | VOA_GPN_GOV_UK\7243572 | 2021-09-24 | Low | - | Low | - | - | Copied to latest DCS. | NA | SPONS A&B | 2 | (BEAMS Note 2) Standard | - | - | 2 | TRUE
3669 | 42A16K | 9308 | 42A16K | Industrial Buildings | No Wall Cladding | over 20,000m2 | Eaves Height - 6.5m | - | Building Area only; Site strip vegetation; Strip foundations; Column bases; Uninsulated Concrete GF slab with DPM and Mesh,150 thick up to 10,000m2, 200mm thick over 10,000m2 GIA; Steel Portal frame with bolts and baseplates; Coated galvanised trapezoidal roof sheets with no insulation, on steel purlins; Roof lights; valley gutters; matching fascia and soffit; Rainwater downpipes and gutters; Single phase electrics, lighting and power; EXCLUDES heating ; Underslab storm drainage from internal downpipes on building area greater than 1,000m2 | Location Adjustment Applicable (See Guidance Notes) - ERC = UK mean of 1.00 | (BEAMS Note 2) The ERC for this item should be added to all other rateable items on the hereditament (except land). Therefore the total of the ERC of the other Building Items and the P&M ERC (where applicable) to enable the correct contract size adjustment to be made. ERC of Building Component + ERC of P&M = Total ERC to which contract size adjustment should be applied. The appropriate % adjustment should be made in accordance with the scale for contract size adjustment specified under section 6 of the RCG 2023 Guidance notes. The currency ERC rates are set at £4m (Four Million Pounds) @ 1st April 2021 (AVD) for the RCG 2023 Publication. | The data consists of a typical Industrial shell. Works include the Industrial shell as described and includes works up to 1m perimeter to the building (1m wide paving slabs & foul/storm drainage). Costs are for the shell only and do not include for internal rooms such as offices or toilets which should be added for seperately. See Variations for assistance. | - | - | - | - | - | If heating is required an addition of £32/m2 (GIA) should be made to the beacon cost. Internal offices (in Industrial complexes) should be added by reference to Cost Guide code series 42P04A -42P40V, Internal WC - 42P40W | - | - | - |  | m2 | - | 3 - INDUSTRIAL | David Grace | Jim Allen | #N/A | Option 1 | ERROR | 0% | 483.1996 | 346.9258 | 0% | 0% | 346.9258 | 0% | Price Book Data | P. Avo | VOA_GPN_GOV_UK\7243572 | 2021-09-24 | Low | - | Low | - | - | Copied to latest DCS. | NA | SPONS A&B | 2 | (BEAMS Note 2) Standard | - | - | 2 | TRUE
3670 | 42A16L | 9309 | 42A16L | Industrial Buildings | No Wall Cladding | over 20,000m2 | Eaves Height - 7m | - | Building Area only; Site strip vegetation; Strip foundations; Column bases; Uninsulated Concrete GF slab with DPM and Mesh,150 thick up to 10,000m2, 200mm thick over 10,000m2 GIA; Steel Portal frame with bolts and baseplates; Coated galvanised trapezoidal roof sheets with no insulation, on steel purlins; Roof lights; valley gutters; matching fascia and soffit; Rainwater downpipes and gutters; Single phase electrics, lighting and power; EXCLUDES heating ; Underslab storm drainage from internal downpipes on building area greater than 1,000m2 | Location Adjustment Applicable (See Guidance Notes) - ERC = UK mean of 1.00 | (BEAMS Note 2) The ERC for this item should be added to all other rateable items on the hereditament (except land). Therefore the total of the ERC of the other Building Items and the P&M ERC (where applicable) to enable the correct contract size adjustment to be made. ERC of Building Component + ERC of P&M = Total ERC to which contract size adjustment should be applied. The appropriate % adjustment should be made in accordance with the scale for contract size adjustment specified under section 6 of the RCG 2023 Guidance notes. The currency ERC rates are set at £4m (Four Million Pounds) @ 1st April 2021 (AVD) for the RCG 2023 Publication. | The data consists of a typical Industrial shell. Works include the Industrial shell as described and includes works up to 1m perimeter to the building (1m wide paving slabs & foul/storm drainage). Costs are for the shell only and do not include for internal rooms such as offices or toilets which should be added for seperately. See Variations for assistance. | - | - | - | - | - | If heating is required an addition of £32/m2 (GIA) should be made to the beacon cost. Internal offices (in Industrial complexes) should be added by reference to Cost Guide code series 42P04A -42P40V, Internal WC - 42P40W | - | - | - |  | m2 | - | 3 - INDUSTRIAL | David Grace | Jim Allen | #N/A | Option 1 | ERROR | 0% | 483.2402 | 346.9549 | 0% | 0% | 346.9549 | 0% | Price Book Data | P. Avo | VOA_GPN_GOV_UK\7243572 | 2021-09-24 | Low | - | Low | - | - | Copied to latest DCS. | NA | SPONS A&B | 2 | (BEAMS Note 2) Standard | - | - | 2 | TRUE
3671 | 42A16M | 9310 | 42A16M | Industrial Buildings | No Wall Cladding | over 20,000m2 | Eaves Height - 7.5m | - | Building Area only; Site strip vegetation; Strip foundations; Column bases; Uninsulated Concrete GF slab with DPM and Mesh,150 thick up to 10,000m2, 200mm thick over 10,000m2 GIA; Steel Portal frame with bolts and baseplates; Coated galvanised trapezoidal roof sheets with no insulation, on steel purlins; Roof lights; valley gutters; matching fascia and soffit; Rainwater downpipes and gutters; Single phase electrics, lighting and power; EXCLUDES heating ; Underslab storm drainage from internal downpipes on building area greater than 1,000m2 | Location Adjustment Applicable (See Guidance Notes) - ERC = UK mean of 1.00 | (BEAMS Note 2) The ERC for this item should be added to all other rateable items on the hereditament (except land). Therefore the total of the ERC of the other Building Items and the P&M ERC (where applicable) to enable the correct contract size adjustment to be made. ERC of Building Component + ERC of P&M = Total ERC to which contract size adjustment should be applied. The appropriate % adjustment should be made in accordance with the scale for contract size adjustment specified under section 6 of the RCG 2023 Guidance notes. The currency ERC rates are set at £4m (Four Million Pounds) @ 1st April 2021 (AVD) for the RCG 2023 Publication. | The data consists of a typical Industrial shell. Works include the Industrial shell as described and includes works up to 1m perimeter to the building (1m wide paving slabs & foul/storm drainage). Costs are for the shell only and do not include for internal rooms such as offices or toilets which should be added for seperately. See Variations for assistance. | - | - | - | - | - | If heating is required an addition of £32/m2 (GIA) should be made to the beacon cost. Internal offices (in Industrial complexes) should be added by reference to Cost Guide code series 42P04A -42P40V, Internal WC - 42P40W | - | - | - |  | m2 | - | 3 - INDUSTRIAL | David Grace | Jim Allen | #N/A | Option 1 | ERROR | 0% | 483.2807 | 346.984 | 0% | 0% | 346.984 | 0% | Price Book Data | P. Avo | VOA_GPN_GOV_UK\7243572 | 2021-09-24 | Low | - | Low | - | - | Copied to latest DCS. | NA | SPONS A&B | 2 | (BEAMS Note 2) Standard | - | - | 2 | TRUE
3672 | 42A16N | 9311 | 42A16N | Industrial Buildings | No Wall Cladding | over 20,000m2 | Eaves Height - 8m | - | Building Area only; Site strip vegetation; Strip foundations; Column bases; Uninsulated Concrete GF slab with DPM and Mesh,150 thick up to 10,000m2, 200mm thick over 10,000m2 GIA; Steel Portal frame with bolts and baseplates; Coated galvanised trapezoidal roof sheets with no insulation, on steel purlins; Roof lights; valley gutters; matching fascia and soffit; Rainwater downpipes and gutters; Single phase electrics, lighting and power; EXCLUDES heating ; Underslab storm drainage from internal downpipes on building area greater than 1,000m2 | Location Adjustment Applicable (See Guidance Notes) - ERC = UK mean of 1.00 | (BEAMS Note 2) The ERC for this item should be added to all other rateable items on the hereditament (except land). Therefore the total of the ERC of the other Building Items and the P&M ERC (where applicable) to enable the correct contract size adjustment to be made. ERC of Building Component + ERC of P&M = Total ERC to which contract size adjustment should be applied. The appropriate % adjustment should be made in accordance with the scale for contract size adjustment specified under section 6 of the RCG 2023 Guidance notes. The currency ERC rates are set at £4m (Four Million Pounds) @ 1st April 2021 (AVD) for the RCG 2023 Publication. | The data consists of a typical Industrial shell. Works include the Industrial shell as described and includes works up to 1m perimeter to the building (1m wide paving slabs & foul/storm drainage). Costs are for the shell only and do not include for internal rooms such as offices or toilets which should be added for seperately. See Variations for assistance. | - | - | - | - | - | If heating is required an addition of £32/m2 (GIA) should be made to the beacon cost. Internal offices (in Industrial complexes) should be added by reference to Cost Guide code series 42P04A -42P40V, Internal WC - 42P40W | - | - | - |  | m2 | - | 3 - INDUSTRIAL | David Grace | Jim Allen | #N/A | Option 1 | ERROR | 0% | 483.3212 | 347.0131 | 0% | 0% | 347.0131 | 0% | Price Book Data | P. Avo | VOA_GPN_GOV_UK\7243572 | 2021-09-24 | Low | - | Low | - | - | Copied to latest DCS. | NA | SPONS A&B | 2 | (BEAMS Note 2) Standard | - | - | 2 | TRUE
3673 | 42A16P | 9312 | 42A16P | Industrial Buildings | No Wall Cladding | over 20,000m2 | Eaves Height - 8.5m | - | Building Area only; Site strip vegetation; Strip foundations; Column bases; Uninsulated Concrete GF slab with DPM and Mesh,150 thick up to 10,000m2, 200mm thick over 10,000m2 GIA; Steel Portal frame with bolts and baseplates; Coated galvanised trapezoidal roof sheets with no insulation, on steel purlins; Roof lights; valley gutters; matching fascia and soffit; Rainwater downpipes and gutters; Single phase electrics, lighting and power; EXCLUDES heating ; Underslab storm drainage from internal downpipes on building area greater than 1,000m2 | Location Adjustment Applicable (See Guidance Notes) - ERC = UK mean of 1.00 | (BEAMS Note 2) The ERC for this item should be added to all other rateable items on the hereditament (except land). Therefore the total of the ERC of the other Building Items and the P&M ERC (where applicable) to enable the correct contract size adjustment to be made. ERC of Building Component + ERC of P&M = Total ERC to which contract size adjustment should be applied. The appropriate % adjustment should be made in accordance with the scale for contract size adjustment specified under section 6 of the RCG 2023 Guidance notes. The currency ERC rates are set at £4m (Four Million Pounds) @ 1st April 2021 (AVD) for the RCG 2023 Publication. | The data consists of a typical Industrial shell. Works include the Industrial shell as described and includes works up to 1m perimeter to the building (1m wide paving slabs & foul/storm drainage). Costs are for the shell only and do not include for internal rooms such as offices or toilets which should be added for seperately. See Variations for assistance. | - | - | - | - | - | If heating is required an addition of £32/m2 (GIA) should be made to the beacon cost. Internal offices (in Industrial complexes) should be added by reference to Cost Guide code series 42P04A -42P40V, Internal WC - 42P40W | - | - | - |  | m2 | - | 3 - INDUSTRIAL | David Grace | Jim Allen | #N/A | Option 1 | ERROR | 0% | 483.3618 | 347.0422 | 0% | 0% | 347.0422 | 0% | Price Book Data | P. Avo | VOA_GPN_GOV_UK\7243572 | 2021-09-24 | Low | - | Low | - | - | Copied to latest DCS. | NA | SPONS A&B | 2 | (BEAMS Note 2) Standard | - | - | 2 | TRUE
3674 | 42A16Q | 9313 | 42A16Q | Industrial Buildings | No Wall Cladding | over 20,000m2 | Eaves Height - 9m | - | Building Area only; Site strip vegetation; Strip foundations; Column bases; Uninsulated Concrete GF slab with DPM and Mesh,150 thick up to 10,000m2, 200mm thick over 10,000m2 GIA; Steel Portal frame with bolts and baseplates; Coated galvanised trapezoidal roof sheets with no insulation, on steel purlins; Roof lights; valley gutters; matching fascia and soffit; Rainwater downpipes and gutters; Single phase electrics, lighting and power; EXCLUDES heating ; Underslab storm drainage from internal downpipes on building area greater than 1,000m2 | Location Adjustment Applicable (See Guidance Notes) - ERC = UK mean of 1.00 | (BEAMS Note 2) The ERC for this item should be added to all other rateable items on the hereditament (except land). Therefore the total of the ERC of the other Building Items and the P&M ERC (where applicable) to enable the correct contract size adjustment to be made. ERC of Building Component + ERC of P&M = Total ERC to which contract size adjustment should be applied. The appropriate % adjustment should be made in accordance with the scale for contract size adjustment specified under section 6 of the RCG 2023 Guidance notes. The currency ERC rates are set at £4m (Four Million Pounds) @ 1st April 2021 (AVD) for the RCG 2023 Publication. | The data consists of a typical Industrial shell. Works include the Industrial shell as described and includes works up to 1m perimeter to the building (1m wide paving slabs & foul/storm drainage). Costs are for the shell only and do not include for internal rooms such as offices or toilets which should be added for seperately. See Variations for assistance. | - | - | - | - | - | If heating is required an addition of £32/m2 (GIA) should be made to the beacon cost. Internal offices (in Industrial complexes) should be added by reference to Cost Guide code series 42P04A -42P40V, Internal WC - 42P40W | - | - | - |  | m2 | - | 3 - INDUSTRIAL | David Grace | Jim Allen | #N/A | Option 1 | ERROR | 0% | 483.4023 | 347.0713 | 0% | 0% | 347.0713 | 0% | Price Book Data | P. Avo | VOA_GPN_GOV_UK\7243572 | 2021-09-24 | Low | - | Low | - | - | Copied to latest DCS. | NA | SPONS A&B | 2 | (BEAMS Note 2) Standard | - | - | 2 | TRUE
3675 | 42A16R | 9314 | 42A16R | Industrial Buildings | No Wall Cladding | over 20,000m2 | Eaves Height - 9.5m | - | Building Area only; Site strip vegetation; Strip foundations; Column bases; Uninsulated Concrete GF slab with DPM and Mesh,150 thick up to 10,000m2, 200mm thick over 10,000m2 GIA; Steel Portal frame with bolts and baseplates; Coated galvanised trapezoidal roof sheets with no insulation, on steel purlins; Roof lights; valley gutters; matching fascia and soffit; Rainwater downpipes and gutters; Single phase electrics, lighting and power; EXCLUDES heating ; Underslab storm drainage from internal downpipes on building area greater than 1,000m2 | Location Adjustment Applicable (See Guidance Notes) - ERC = UK mean of 1.00 | (BEAMS Note 2) The ERC for this item should be added to all other rateable items on the hereditament (except land). Therefore the total of the ERC of the other Building Items and the P&M ERC (where applicable) to enable the correct contract size adjustment to be made. ERC of Building Component + ERC of P&M = Total ERC to which contract size adjustment should be applied. The appropriate % adjustment should be made in accordance with the scale for contract size adjustment specified under section 6 of the RCG 2023 Guidance notes. The currency ERC rates are set at £4m (Four Million Pounds) @ 1st April 2021 (AVD) for the RCG 2023 Publication. | The data consists of a typical Industrial shell. Works include the Industrial shell as described and includes works up to 1m perimeter to the building (1m wide paving slabs & foul/storm drainage). Costs are for the shell only and do not include for internal rooms such as offices or toilets which should be added for seperately. See Variations for assistance. | - | - | - | - | - | If heating is required an addition of £32/m2 (GIA) should be made to the beacon cost. Internal offices (in Industrial complexes) should be added by reference to Cost Guide code series 42P04A -42P40V, Internal WC - 42P40W | - | - | - |  | m2 | - | 3 - INDUSTRIAL | David Grace | Jim Allen | #N/A | Option 1 | ERROR | 0% | 483.4428 | 347.1004 | 0% | 0% | 347.1004 | 0% | Price Book Data | P. Avo | VOA_GPN_GOV_UK\7243572 | 2021-09-24 | Low | - | Low | - | - | Copied to latest DCS. | NA | SPONS A&B | 2 | (BEAMS Note 2) Standard | - | - | 2 | TRUE
3676 | 42A16S | 9315 | 42A16S | Industrial Buildings | No Wall Cladding | over 20,000m2 | Eaves Height - 10m | - | Building Area only; Site strip vegetation; Strip foundations; Column bases; Uninsulated Concrete GF slab with DPM and Mesh,150 thick up to 10,000m2, 200mm thick over 10,000m2 GIA; Steel Portal frame with bolts and baseplates; Coated galvanised trapezoidal roof sheets with no insulation, on steel purlins; Roof lights; valley gutters; matching fascia and soffit; Rainwater downpipes and gutters; Single phase electrics, lighting and power; EXCLUDES heating ; Underslab storm drainage from internal downpipes on building area greater than 1,000m2 | Location Adjustment Applicable (See Guidance Notes) - ERC = UK mean of 1.00 | (BEAMS Note 2) The ERC for this item should be added to all other rateable items on the hereditament (except land). Therefore the total of the ERC of the other Building Items and the P&M ERC (where applicable) to enable the correct contract size adjustment to be made. ERC of Building Component + ERC of P&M = Total ERC to which contract size adjustment should be applied. The appropriate % adjustment should be made in accordance with the scale for contract size adjustment specified under section 6 of the RCG 2023 Guidance notes. The currency ERC rates are set at £4m (Four Million Pounds) @ 1st April 2021 (AVD) for the RCG 2023 Publication. | The data consists of a typical Industrial shell. Works include the Industrial shell as described and includes works up to 1m perimeter to the building (1m wide paving slabs & foul/storm drainage). Costs are for the shell only and do not include for internal rooms such as offices or toilets which should be added for seperately. See Variations for assistance. | - | - | - | - | - | If heating is required an addition of £32/m2 (GIA) should be made to the beacon cost. Internal offices (in Industrial complexes) should be added by reference to Cost Guide code series 42P04A -42P40V, Internal WC - 42P40W | - | - | - |  | m2 | - | 3 - INDUSTRIAL | David Grace | Jim Allen | #N/A | Option 1 | ERROR | 0% | 483.4833 | 347.1295 | 0% | 0% | 347.1295 | 0% | Price Book Data | P. Avo | VOA_GPN_GOV_UK\7243572 | 2021-09-24 | Low | - | Low | - | - | Copied to latest DCS. | NA | SPONS A&B | 2 | (BEAMS Note 2) Standard | - | - | 2 | TRUE
3677 | 31T22G | 6964 | 31T22G | Industrial Buildings | No Wall Cladding | 251 - 500m2 | Eaves Height - 36m | - | Building Area only; Site strip vegetation; Strip foundations; Column bases; Uninsulated Concrete GF slab with DPM and Mesh,150 thick up to 10,000m2, 200mm thick over 10,000m2 GIA; Steel Portal frame with bolts and baseplates; Coated galvanised trapezoidal roof sheets with no insulation, on steel purlins; Roof lights; valley gutters; matching fascia and soffit; Rainwater downpipes and gutters; Single phase electrics, lighting and power; EXCLUDES heating ; Underslab storm drainage from internal downpipes on building area greater than 1,000m2 | Location Adjustment Applicable (See Guidance Notes) - ERC = UK mean of 1.00 | (BEAMS Note 2) The ERC for this item should be added to all other rateable items on the hereditament (except land). Therefore the total of the ERC of the other Building Items and the P&M ERC (where applicable) to enable the correct contract size adjustment to be made. ERC of Building Component + ERC of P&M = Total ERC to which contract size adjustment should be applied. The appropriate % adjustment should be made in accordance with the scale for contract size adjustment specified under section 6 of the RCG 2023 Guidance notes. The currency ERC rates are set at £4m (Four Million Pounds) @ 1st April 2021 (AVD) for the RCG 2023 Publication. | The data consists of a typical Industrial shell. Works include the Industrial shell as described and includes works up to 1m perimeter to the building (1m wide paving slabs & foul/storm drainage). Costs are for the shell only and do not include for internal rooms such as offices or toilets which should be added for seperately. See Variations for assistance. | - | - | - | - | - | If heating is required an addition of £32/m2 (GIA) should be made to the beacon cost. Internal offices (in Industrial complexes) should be added by reference to Cost Guide code series 42P04A -42P40V, Internal WC - 42P40W | - | - | - |  | m2 | - | 3 - INDUSTRIAL | David Grace | Jim Allen | 915.6743 | Option 1 | 1135.2568 | 23.98% | 651.8725 | 468.0288 | -48.89% | -58.77% | 468.0288 | -48.89% | Price Book Data | P. Avo | VOA_GPN_GOV_UK\7243572 | 2021-09-20 | Low | - | Low | - | - | Copied to latest DCS. | NA | SPONS A&B | 2 | (BEAMS Note 2) Standard | - | - | 2 | TRUE
3678 | 31T22H | 6667 | 31T22H | Industrial Buildings | No Wall Cladding | 251 - 500m2 | Eaves Height - 37m | - | Building Area only; Site strip vegetation; Strip foundations; Column bases; Uninsulated Concrete GF slab with DPM and Mesh,150 thick up to 10,000m2, 200mm thick over 10,000m2 GIA; Steel Portal frame with bolts and baseplates; Coated galvanised trapezoidal roof sheets with no insulation, on steel purlins; Roof lights; valley gutters; matching fascia and soffit; Rainwater downpipes and gutters; Single phase electrics, lighting and power; EXCLUDES heating ; Underslab storm drainage from internal downpipes on building area greater than 1,000m2 | Location Adjustment Applicable (See Guidance Notes) - ERC = UK mean of 1.00 | (BEAMS Note 2) The ERC for this item should be added to all other rateable items on the hereditament (except land). Therefore the total of the ERC of the other Building Items and the P&M ERC (where applicable) to enable the correct contract size adjustment to be made. ERC of Building Component + ERC of P&M = Total ERC to which contract size adjustment should be applied. The appropriate % adjustment should be made in accordance with the scale for contract size adjustment specified under section 6 of the RCG 2023 Guidance notes. The currency ERC rates are set at £4m (Four Million Pounds) @ 1st April 2021 (AVD) for the RCG 2023 Publication. | The data consists of a typical Industrial shell. Works include the Industrial shell as described and includes works up to 1m perimeter to the building (1m wide paving slabs & foul/storm drainage). Costs are for the shell only and do not include for internal rooms such as offices or toilets which should be added for seperately. See Variations for assistance. | - | - | - | - | - | If heating is required an addition of £32/m2 (GIA) should be made to the beacon cost. Internal offices (in Industrial complexes) should be added by reference to Cost Guide code series 42P04A -42P40V, Internal WC - 42P40W | - | - | 10083 |  | m2 | - | 3 - INDUSTRIAL | David Grace | Jim Allen | 939.508 | Option 1 | 1164.8059 | 23.98% | 653.3607 | 469.0974 | -50.07% | -59.73% | 469.0974 | -50.07% | Price Book Data | P. Avo | VOA_GPN_GOV_UK\7243572 | 2021-09-20 | Low | - | Low | - | - | Copied to latest DCS. | NA | SPONS A&B | 2 | (BEAMS Note 2) Standard | - | - | 2 | TRUE
3679 | 31T22J | 6668 | 31T22J | Industrial Buildings | No Wall Cladding | 251 - 500m2 | Eaves Height - 38m | - | Building Area only; Site strip vegetation; Strip foundations; Column bases; Uninsulated Concrete GF slab with DPM and Mesh,150 thick up to 10,000m2, 200mm thick over 10,000m2 GIA; Steel Portal frame with bolts and baseplates; Coated galvanised trapezoidal roof sheets with no insulation, on steel purlins; Roof lights; valley gutters; matching fascia and soffit; Rainwater downpipes and gutters; Single phase electrics, lighting and power; EXCLUDES heating ; Underslab storm drainage from internal downpipes on building area greater than 1,000m2 | Location Adjustment Applicable (See Guidance Notes) - ERC = UK mean of 1.00 | (BEAMS Note 2) The ERC for this item should be added to all other rateable items on the hereditament (except land). Therefore the total of the ERC of the other Building Items and the P&M ERC (where applicable) to enable the correct contract size adjustment to be made. ERC of Building Component + ERC of P&M = Total ERC to which contract size adjustment should be applied. The appropriate % adjustment should be made in accordance with the scale for contract size adjustment specified under section 6 of the RCG 2023 Guidance notes. The currency ERC rates are set at £4m (Four Million Pounds) @ 1st April 2021 (AVD) for the RCG 2023 Publication. | The data consists of a typical Industrial shell. Works include the Industrial shell as described and includes works up to 1m perimeter to the building (1m wide paving slabs & foul/storm drainage). Costs are for the shell only and do not include for internal rooms such as offices or toilets which should be added for seperately. See Variations for assistance. | - | - | - | - | - | If heating is required an addition of £32/m2 (GIA) should be made to the beacon cost. Internal offices (in Industrial complexes) should be added by reference to Cost Guide code series 42P04A -42P40V, Internal WC - 42P40W | - | - | 10083 |  | m2 | - | 3 - INDUSTRIAL | David Grace | Jim Allen | 963.3417 | Option 1 | 1194.3549 | 23.98% | 654.8489 | 470.1659 | -51.19% | -60.63% | 470.1659 | -51.19% | Price Book Data | P. Avo | VOA_GPN_GOV_UK\7243572 | 2021-09-20 | Low | - | Low | - | - | Copied to latest DCS. | NA | SPONS A&B | 2 | (BEAMS Note 2) Standard | - | - | 2 | TRUE
3680 | 31T22K | 6669 | 31T22K | Industrial Buildings | No Wall Cladding | 251 - 500m2 | Eaves Height - 39m | - | Building Area only; Site strip vegetation; Strip foundations; Column bases; Uninsulated Concrete GF slab with DPM and Mesh,150 thick up to 10,000m2, 200mm thick over 10,000m2 GIA; Steel Portal frame with bolts and baseplates; Coated galvanised trapezoidal roof sheets with no insulation, on steel purlins; Roof lights; valley gutters; matching fascia and soffit; Rainwater downpipes and gutters; Single phase electrics, lighting and power; EXCLUDES heating ; Underslab storm drainage from internal downpipes on building area greater than 1,000m2 | Location Adjustment Applicable (See Guidance Notes) - ERC = UK mean of 1.00 | (BEAMS Note 2) The ERC for this item should be added to all other rateable items on the hereditament (except land). Therefore the total of the ERC of the other Building Items and the P&M ERC (where applicable) to enable the correct contract size adjustment to be made. ERC of Building Component + ERC of P&M = Total ERC to which contract size adjustment should be applied. The appropriate % adjustment should be made in accordance with the scale for contract size adjustment specified under section 6 of the RCG 2023 Guidance notes. The currency ERC rates are set at £4m (Four Million Pounds) @ 1st April 2021 (AVD) for the RCG 2023 Publication. | The data consists of a typical Industrial shell. Works include the Industrial shell as described and includes works up to 1m perimeter to the building (1m wide paving slabs & foul/storm drainage). Costs are for the shell only and do not include for internal rooms such as offices or toilets which should be added for seperately. See Variations for assistance. | - | - | - | - | - | If heating is required an addition of £32/m2 (GIA) should be made to the beacon cost. Internal offices (in Industrial complexes) should be added by reference to Cost Guide code series 42P04A -42P40V, Internal WC - 42P40W | - | - | 10083 |  | m2 | - | 3 - INDUSTRIAL | David Grace | Jim Allen | 986.4065 | Option 1 | 1222.9508 | 23.98% | 656.3372 | 471.2344 | -52.23% | -61.47% | 471.2344 | -52.23% | Price Book Data | P. Avo | VOA_GPN_GOV_UK\7243572 | 2021-09-20 | Low | - | Low | - | - | Copied to latest DCS. | NA | SPONS A&B | 2 | (BEAMS Note 2) Standard | - | - | 2 | TRUE
3681 | 31T22L | 6670 | 31T22L | Industrial Buildings | No Wall Cladding | 251 - 500m2 | Eaves Height - 40m | - | Building Area only; Site strip vegetation; Strip foundations; Column bases; Uninsulated Concrete GF slab with DPM and Mesh,150 thick up to 10,000m2, 200mm thick over 10,000m2 GIA; Steel Portal frame with bolts and baseplates; Coated galvanised trapezoidal roof sheets with no insulation, on steel purlins; Roof lights; valley gutters; matching fascia and soffit; Rainwater downpipes and gutters; Single phase electrics, lighting and power; EXCLUDES heating ; Underslab storm drainage from internal downpipes on building area greater than 1,000m2 | Location Adjustment Applicable (See Guidance Notes) - ERC = UK mean of 1.00 | (BEAMS Note 2) The ERC for this item should be added to all other rateable items on the hereditament (except land). Therefore the total of the ERC of the other Building Items and the P&M ERC (where applicable) to enable the correct contract size adjustment to be made. ERC of Building Component + ERC of P&M = Total ERC to which contract size adjustment should be applied. The appropriate % adjustment should be made in accordance with the scale for contract size adjustment specified under section 6 of the RCG 2023 Guidance notes. The currency ERC rates are set at £4m (Four Million Pounds) @ 1st April 2021 (AVD) for the RCG 2023 Publication. | The data consists of a typical Industrial shell. Works include the Industrial shell as described and includes works up to 1m perimeter to the building (1m wide paving slabs & foul/storm drainage). Costs are for the shell only and do not include for internal rooms such as offices or toilets which should be added for seperately. See Variations for assistance. | - | - | - | - | - | If heating is required an addition of £32/m2 (GIA) should be made to the beacon cost. Internal offices (in Industrial complexes) should be added by reference to Cost Guide code series 42P04A -42P40V, Internal WC - 42P40W | - | - | 10083 |  | m2 | - | 3 - INDUSTRIAL | David Grace | Jim Allen | 1010.2402 | Option 1 | 1252.4999 | 23.98% | 657.8254 | 472.3029 | -53.25% | -62.29% | 472.3029 | -53.25% | Price Book Data | P. Avo | VOA_GPN_GOV_UK\7243572 | 2021-09-20 | Low | - | Low | - | - | Copied to latest DCS. | NA | SPONS A&B | 2 | (BEAMS Note 2) Standard | - | - | 2 | TRUE
3682 | 31T22M | 6671 | 31T22M | Industrial Buildings | No Wall Cladding | 251 - 500m2 | Eaves Height - 41m | - | Building Area only; Site strip vegetation; Strip foundations; Column bases; Uninsulated Concrete GF slab with DPM and Mesh,150 thick up to 10,000m2, 200mm thick over 10,000m2 GIA; Steel Portal frame with bolts and baseplates; Coated galvanised trapezoidal roof sheets with no insulation, on steel purlins; Roof lights; valley gutters; matching fascia and soffit; Rainwater downpipes and gutters; Single phase electrics, lighting and power; EXCLUDES heating ; Underslab storm drainage from internal downpipes on building area greater than 1,000m2 | Location Adjustment Applicable (See Guidance Notes) - ERC = UK mean of 1.00 | (BEAMS Note 2) The ERC for this item should be added to all other rateable items on the hereditament (except land). Therefore the total of the ERC of the other Building Items and the P&M ERC (where applicable) to enable the correct contract size adjustment to be made. ERC of Building Component + ERC of P&M = Total ERC to which contract size adjustment should be applied. The appropriate % adjustment should be made in accordance with the scale for contract size adjustment specified under section 6 of the RCG 2023 Guidance notes. The currency ERC rates are set at £4m (Four Million Pounds) @ 1st April 2021 (AVD) for the RCG 2023 Publication. | The data consists of a typical Industrial shell. Works include the Industrial shell as described and includes works up to 1m perimeter to the building (1m wide paving slabs & foul/storm drainage). Costs are for the shell only and do not include for internal rooms such as offices or toilets which should be added for seperately. See Variations for assistance. | - | - | - | - | - | If heating is required an addition of £32/m2 (GIA) should be made to the beacon cost. Internal offices (in Industrial complexes) should be added by reference to Cost Guide code series 42P04A -42P40V, Internal WC - 42P40W | - | - | 10083 |  | m2 | - | 3 - INDUSTRIAL | David Grace | Jim Allen | 1057.9075 | Option 1 | 1311.5981 | 23.98% | 659.3136 | 473.3714 | -55.25% | -63.91% | 473.3714 | -55.25% | Price Book Data | P. Avo | VOA_GPN_GOV_UK\7243572 | 2021-09-20 | Low | - | Low | - | - | Copied to latest DCS. | NA | SPONS A&B | 2 | (BEAMS Note 2) Standard | - | - | 2 | TRUE
3683 | 31T22N | 6672 | 31T22N | Industrial Buildings | No Wall Cladding | 251 - 500m2 | Eaves Height - 42m | - | Building Area only; Site strip vegetation; Strip foundations; Column bases; Uninsulated Concrete GF slab with DPM and Mesh,150 thick up to 10,000m2, 200mm thick over 10,000m2 GIA; Steel Portal frame with bolts and baseplates; Coated galvanised trapezoidal roof sheets with no insulation, on steel purlins; Roof lights; valley gutters; matching fascia and soffit; Rainwater downpipes and gutters; Single phase electrics, lighting and power; EXCLUDES heating ; Underslab storm drainage from internal downpipes on building area greater than 1,000m2 | Location Adjustment Applicable (See Guidance Notes) - ERC = UK mean of 1.00 | (BEAMS Note 2) The ERC for this item should be added to all other rateable items on the hereditament (except land). Therefore the total of the ERC of the other Building Items and the P&M ERC (where applicable) to enable the correct contract size adjustment to be made. ERC of Building Component + ERC of P&M = Total ERC to which contract size adjustment should be applied. The appropriate % adjustment should be made in accordance with the scale for contract size adjustment specified under section 6 of the RCG 2023 Guidance notes. The currency ERC rates are set at £4m (Four Million Pounds) @ 1st April 2021 (AVD) for the RCG 2023 Publication. | The data consists of a typical Industrial shell. Works include the Industrial shell as described and includes works up to 1m perimeter to the building (1m wide paving slabs & foul/storm drainage). Costs are for the shell only and do not include for internal rooms such as offices or toilets which should be added for seperately. See Variations for assistance. | - | - | - | - | - | If heating is required an addition of £32/m2 (GIA) should be made to the beacon cost. Internal offices (in Industrial complexes) should be added by reference to Cost Guide code series 42P04A -42P40V, Internal WC - 42P40W | - | - | 10083 |  | m2 | - | 3 - INDUSTRIAL | David Grace | Jim Allen | 1074.8217 | Option 1 | 1332.5684 | 23.98% | 660.8019 | 474.4399 | -55.86% | -64.4% | 474.4399 | -55.86% | Price Book Data | P. Avo | VOA_GPN_GOV_UK\7243572 | 2021-09-20 | Low | - | Low | - | - | Copied to latest DCS. | NA | SPONS A&B | 2 | (BEAMS Note 2) Standard | - | - | 2 | TRUE
3684 | 31T22P | 6673 | 31T22P | Industrial Buildings | No Wall Cladding | 251 - 500m2 | Eaves Height - 43m | - | Building Area only; Site strip vegetation; Strip foundations; Column bases; Uninsulated Concrete GF slab with DPM and Mesh,150 thick up to 10,000m2, 200mm thick over 10,000m2 GIA; Steel Portal frame with bolts and baseplates; Coated galvanised trapezoidal roof sheets with no insulation, on steel purlins; Roof lights; valley gutters; matching fascia and soffit; Rainwater downpipes and gutters; Single phase electrics, lighting and power; EXCLUDES heating ; Underslab storm drainage from internal downpipes on building area greater than 1,000m2 | Location Adjustment Applicable (See Guidance Notes) - ERC = UK mean of 1.00 | (BEAMS Note 2) The ERC for this item should be added to all other rateable items on the hereditament (except land). Therefore the total of the ERC of the other Building Items and the P&M ERC (where applicable) to enable the correct contract size adjustment to be made. ERC of Building Component + ERC of P&M = Total ERC to which contract size adjustment should be applied. The appropriate % adjustment should be made in accordance with the scale for contract size adjustment specified under section 6 of the RCG 2023 Guidance notes. The currency ERC rates are set at £4m (Four Million Pounds) @ 1st April 2021 (AVD) for the RCG 2023 Publication. | The data consists of a typical Industrial shell. Works include the Industrial shell as described and includes works up to 1m perimeter to the building (1m wide paving slabs & foul/storm drainage). Costs are for the shell only and do not include for internal rooms such as offices or toilets which should be added for seperately. See Variations for assistance. | - | - | - | - | - | If heating is required an addition of £32/m2 (GIA) should be made to the beacon cost. Internal offices (in Industrial complexes) should be added by reference to Cost Guide code series 42P04A -42P40V, Internal WC - 42P40W | - | - | 10083 |  | m2 | - | 3 - INDUSTRIAL | David Grace | Jim Allen | 1080.9724 | Option 1 | 1340.194 | 23.98% | 662.2901 | 475.5085 | -56.01% | -64.52% | 475.5085 | -56.01% | Price Book Data | P. Avo | VOA_GPN_GOV_UK\7243572 | 2021-09-20 | Low | - | Low | - | - | Copied to latest DCS. | NA | SPONS A&B | 2 | (BEAMS Note 2) Standard | - | - | 2 | TRUE
3685 | 31T22Q | 6674 | 31T22Q | Industrial Buildings | No Wall Cladding | 251 - 500m2 | Eaves Height - 44m | - | Building Area only; Site strip vegetation; Strip foundations; Column bases; Uninsulated Concrete GF slab with DPM and Mesh,150 thick up to 10,000m2, 200mm thick over 10,000m2 GIA; Steel Portal frame with bolts and baseplates; Coated galvanised trapezoidal roof sheets with no insulation, on steel purlins; Roof lights; valley gutters; matching fascia and soffit; Rainwater downpipes and gutters; Single phase electrics, lighting and power; EXCLUDES heating ; Underslab storm drainage from internal downpipes on building area greater than 1,000m2 | Location Adjustment Applicable (See Guidance Notes) - ERC = UK mean of 1.00 | (BEAMS Note 2) The ERC for this item should be added to all other rateable items on the hereditament (except land). Therefore the total of the ERC of the other Building Items and the P&M ERC (where applicable) to enable the correct contract size adjustment to be made. ERC of Building Component + ERC of P&M = Total ERC to which contract size adjustment should be applied. The appropriate % adjustment should be made in accordance with the scale for contract size adjustment specified under section 6 of the RCG 2023 Guidance notes. The currency ERC rates are set at £4m (Four Million Pounds) @ 1st April 2021 (AVD) for the RCG 2023 Publication. | The data consists of a typical Industrial shell. Works include the Industrial shell as described and includes works up to 1m perimeter to the building (1m wide paving slabs & foul/storm drainage). Costs are for the shell only and do not include for internal rooms such as offices or toilets which should be added for seperately. See Variations for assistance. | - | - | - | - | - | If heating is required an addition of £32/m2 (GIA) should be made to the beacon cost. Internal offices (in Industrial complexes) should be added by reference to Cost Guide code series 42P04A -42P40V, Internal WC - 42P40W | - | - | 10083 |  | m2 | - | 3 - INDUSTRIAL | David Grace | Jim Allen | 1104.806 | Option 1 | 1369.7431 | 23.98% | 663.7783 | 476.577 | -56.86% | -65.21% | 476.577 | -56.86% | Price Book Data | P. Avo | VOA_GPN_GOV_UK\7243572 | 2021-09-20 | Low | - | Low | - | - | Copied to latest DCS. | NA | SPONS A&B | 2 | (BEAMS Note 2) Standard | - | - | 2 | TRUE
3686 | 31T22R | 6675 | 31T22R | Industrial Buildings | No Wall Cladding | 251 - 500m2 | Eaves Height - 45m | - | Building Area only; Site strip vegetation; Strip foundations; Column bases; Uninsulated Concrete GF slab with DPM and Mesh,150 thick up to 10,000m2, 200mm thick over 10,000m2 GIA; Steel Portal frame with bolts and baseplates; Coated galvanised trapezoidal roof sheets with no insulation, on steel purlins; Roof lights; valley gutters; matching fascia and soffit; Rainwater downpipes and gutters; Single phase electrics, lighting and power; EXCLUDES heating ; Underslab storm drainage from internal downpipes on building area greater than 1,000m2 | Location Adjustment Applicable (See Guidance Notes) - ERC = UK mean of 1.00 | (BEAMS Note 2) The ERC for this item should be added to all other rateable items on the hereditament (except land). Therefore the total of the ERC of the other Building Items and the P&M ERC (where applicable) to enable the correct contract size adjustment to be made. ERC of Building Component + ERC of P&M = Total ERC to which contract size adjustment should be applied. The appropriate % adjustment should be made in accordance with the scale for contract size adjustment specified under section 6 of the RCG 2023 Guidance notes. The currency ERC rates are set at £4m (Four Million Pounds) @ 1st April 2021 (AVD) for the RCG 2023 Publication. | The data consists of a typical Industrial shell. Works include the Industrial shell as described and includes works up to 1m perimeter to the building (1m wide paving slabs & foul/storm drainage). Costs are for the shell only and do not include for internal rooms such as offices or toilets which should be added for seperately. See Variations for assistance. | - | - | - | - | - | If heating is required an addition of £32/m2 (GIA) should be made to the beacon cost. Internal offices (in Industrial complexes) should be added by reference to Cost Guide code series 42P04A -42P40V, Internal WC - 42P40W | - | - | 10083 |  | m2 | - | 3 - INDUSTRIAL | David Grace | Jim Allen | 1128.6397 | Option 1 | 1399.2921 | 23.98% | 665.2666 | 477.6455 | -57.68% | -65.87% | 477.6455 | -57.68% | Price Book Data | P. Avo | VOA_GPN_GOV_UK\7243572 | 2021-09-20 | Low | - | Low | - | - | Copied to latest DCS. | NA | SPONS A&B | 2 | (BEAMS Note 2) Standard | - | - | 2 | TRUE
3687 | 31T26G | 6676 | 31T26G | Industrial Buildings | No Wall Cladding | 501 - 1,000m2 | Eaves Height - 36m | - | Building Area only; Site strip vegetation; Strip foundations; Column bases; Uninsulated Concrete GF slab with DPM and Mesh,150 thick up to 10,000m2, 200mm thick over 10,000m2 GIA; Steel Portal frame with bolts and baseplates; Coated galvanised trapezoidal roof sheets with no insulation, on steel purlins; Roof lights; valley gutters; matching fascia and soffit; Rainwater downpipes and gutters; Single phase electrics, lighting and power; EXCLUDES heating ; Underslab storm drainage from internal downpipes on building area greater than 1,000m2 | Location Adjustment Applicable (See Guidance Notes) - ERC = UK mean of 1.00 | (BEAMS Note 2) The ERC for this item should be added to all other rateable items on the hereditament (except land). Therefore the total of the ERC of the other Building Items and the P&M ERC (where applicable) to enable the correct contract size adjustment to be made. ERC of Building Component + ERC of P&M = Total ERC to which contract size adjustment should be applied. The appropriate % adjustment should be made in accordance with the scale for contract size adjustment specified under section 6 of the RCG 2023 Guidance notes. The currency ERC rates are set at £4m (Four Million Pounds) @ 1st April 2021 (AVD) for the RCG 2023 Publication. | The data consists of a typical Industrial shell. Works include the Industrial shell as described and includes works up to 1m perimeter to the building (1m wide paving slabs & foul/storm drainage). Costs are for the shell only and do not include for internal rooms such as offices or toilets which should be added for seperately. See Variations for assistance. | - | - | - | - | - | If heating is required an addition of £32/m2 (GIA) should be made to the beacon cost. Internal offices (in Industrial complexes) should be added by reference to Cost Guide code series 42P04A -42P40V, Internal WC - 42P40W | - | - | - |  | m2 | - | 3 - INDUSTRIAL | David Grace | Jim Allen | 642.7403 | Option 1 | 796.8721 | 23.98% | 572.522 | 411.0571 | -36.05% | -48.42% | 411.0571 | -36.05% | Price Book Data | P. Avo | VOA_GPN_GOV_UK\7243572 | 2021-09-22 | Low | - | Low | - | - | Copied to latest DCS. | NA | SPONS A&B | 2 | (BEAMS Note 2) Standard | - | - | 2 | TRUE
3688 | 31T26H | 6936 | 31T26H | Industrial Buildings | No Wall Cladding | 501 - 1,000m2 | Eaves Height - 37m | - | Building Area only; Site strip vegetation; Strip foundations; Column bases; Uninsulated Concrete GF slab with DPM and Mesh,150 thick up to 10,000m2, 200mm thick over 10,000m2 GIA; Steel Portal frame with bolts and baseplates; Coated galvanised trapezoidal roof sheets with no insulation, on steel purlins; Roof lights; valley gutters; matching fascia and soffit; Rainwater downpipes and gutters; Single phase electrics, lighting and power; EXCLUDES heating ; Underslab storm drainage from internal downpipes on building area greater than 1,000m2 | Location Adjustment Applicable (See Guidance Notes) - ERC = UK mean of 1.00 | (BEAMS Note 2) The ERC for this item should be added to all other rateable items on the hereditament (except land). Therefore the total of the ERC of the other Building Items and the P&M ERC (where applicable) to enable the correct contract size adjustment to be made. ERC of Building Component + ERC of P&M = Total ERC to which contract size adjustment should be applied. The appropriate % adjustment should be made in accordance with the scale for contract size adjustment specified under section 6 of the RCG 2023 Guidance notes. The currency ERC rates are set at £4m (Four Million Pounds) @ 1st April 2021 (AVD) for the RCG 2023 Publication. | The data consists of a typical Industrial shell. Works include the Industrial shell as described and includes works up to 1m perimeter to the building (1m wide paving slabs & foul/storm drainage). Costs are for the shell only and do not include for internal rooms such as offices or toilets which should be added for seperately. See Variations for assistance. | - | - | - | - | - | If heating is required an addition of £32/m2 (GIA) should be made to the beacon cost. Internal offices (in Industrial complexes) should be added by reference to Cost Guide code series 42P04A -42P40V, Internal WC - 42P40W | - | - | 10083 |  | m2 | - | 3 - INDUSTRIAL | David Grace | Jim Allen | 656.5792 | Option 1 | 814.0296 | 23.98% | 573.2661 | 411.5913 | -37.31% | -49.44% | 411.5913 | -37.31% | Price Book Data | P. Avo | VOA_GPN_GOV_UK\7243572 | 2021-09-22 | Low | - | Low | - | - | Copied to latest DCS. | NA | SPONS A&B | 2 | (BEAMS Note 2) Standard | - | - | 2 | TRUE
3689 | 31T26J | 6677 | 31T26J | Industrial Buildings | No Wall Cladding | 501 - 1,000m2 | Eaves Height - 38m | - | Building Area only; Site strip vegetation; Strip foundations; Column bases; Uninsulated Concrete GF slab with DPM and Mesh,150 thick up to 10,000m2, 200mm thick over 10,000m2 GIA; Steel Portal frame with bolts and baseplates; Coated galvanised trapezoidal roof sheets with no insulation, on steel purlins; Roof lights; valley gutters; matching fascia and soffit; Rainwater downpipes and gutters; Single phase electrics, lighting and power; EXCLUDES heating ; Underslab storm drainage from internal downpipes on building area greater than 1,000m2 | Location Adjustment Applicable (See Guidance Notes) - ERC = UK mean of 1.00 | (BEAMS Note 2) The ERC for this item should be added to all other rateable items on the hereditament (except land). Therefore the total of the ERC of the other Building Items and the P&M ERC (where applicable) to enable the correct contract size adjustment to be made. ERC of Building Component + ERC of P&M = Total ERC to which contract size adjustment should be applied. The appropriate % adjustment should be made in accordance with the scale for contract size adjustment specified under section 6 of the RCG 2023 Guidance notes. The currency ERC rates are set at £4m (Four Million Pounds) @ 1st April 2021 (AVD) for the RCG 2023 Publication. | The data consists of a typical Industrial shell. Works include the Industrial shell as described and includes works up to 1m perimeter to the building (1m wide paving slabs & foul/storm drainage). Costs are for the shell only and do not include for internal rooms such as offices or toilets which should be added for seperately. See Variations for assistance. | - | - | - | - | - | If heating is required an addition of £32/m2 (GIA) should be made to the beacon cost. Internal offices (in Industrial complexes) should be added by reference to Cost Guide code series 42P04A -42P40V, Internal WC - 42P40W | - | - | 10083 |  | m2 | - | 3 - INDUSTRIAL | David Grace | Jim Allen | 671.187 | Option 1 | 832.1404 | 23.98% | 574.0102 | 412.1256 | -38.6% | -50.47% | 412.1256 | -38.6% | Price Book Data | P. Avo | VOA_GPN_GOV_UK\7243572 | 2021-09-22 | Low | - | Low | - | - | Copied to latest DCS. | NA | SPONS A&B | 2 | (BEAMS Note 2) Standard | - | - | 2 | TRUE
3690 | 31T26K | 6678 | 31T26K | Industrial Buildings | No Wall Cladding | 501 - 1,000m2 | Eaves Height - 39m | - | Building Area only; Site strip vegetation; Strip foundations; Column bases; Uninsulated Concrete GF slab with DPM and Mesh,150 thick up to 10,000m2, 200mm thick over 10,000m2 GIA; Steel Portal frame with bolts and baseplates; Coated galvanised trapezoidal roof sheets with no insulation, on steel purlins; Roof lights; valley gutters; matching fascia and soffit; Rainwater downpipes and gutters; Single phase electrics, lighting and power; EXCLUDES heating ; Underslab storm drainage from internal downpipes on building area greater than 1,000m2 | Location Adjustment Applicable (See Guidance Notes) - ERC = UK mean of 1.00 | (BEAMS Note 2) The ERC for this item should be added to all other rateable items on the hereditament (except land). Therefore the total of the ERC of the other Building Items and the P&M ERC (where applicable) to enable the correct contract size adjustment to be made. ERC of Building Component + ERC of P&M = Total ERC to which contract size adjustment should be applied. The appropriate % adjustment should be made in accordance with the scale for contract size adjustment specified under section 6 of the RCG 2023 Guidance notes. The currency ERC rates are set at £4m (Four Million Pounds) @ 1st April 2021 (AVD) for the RCG 2023 Publication. | The data consists of a typical Industrial shell. Works include the Industrial shell as described and includes works up to 1m perimeter to the building (1m wide paving slabs & foul/storm drainage). Costs are for the shell only and do not include for internal rooms such as offices or toilets which should be added for seperately. See Variations for assistance. | - | - | - | - | - | If heating is required an addition of £32/m2 (GIA) should be made to the beacon cost. Internal offices (in Industrial complexes) should be added by reference to Cost Guide code series 42P04A -42P40V, Internal WC - 42P40W | - | - | 10083 |  | m2 | - | 3 - INDUSTRIAL | David Grace | Jim Allen | 685.7947 | Option 1 | 850.2511 | 23.98% | 574.7543 | 412.6599 | -39.83% | -51.47% | 412.6599 | -39.83% | Price Book Data | P. Avo | VOA_GPN_GOV_UK\7243572 | 2021-09-22 | Low | - | Low | - | - | Copied to latest DCS. Wrong rate selected, now corrected. | NA | SPONS A&B | 2 | (BEAMS Note 2) Standard | - | - | 2 | TRUE
3691 | 31T26L | 6679 | 31T26L | Industrial Buildings | No Wall Cladding | 501 - 1,000m2 | Eaves Height - 40m | - | Building Area only; Site strip vegetation; Strip foundations; Column bases; Uninsulated Concrete GF slab with DPM and Mesh,150 thick up to 10,000m2, 200mm thick over 10,000m2 GIA; Steel Portal frame with bolts and baseplates; Coated galvanised trapezoidal roof sheets with no insulation, on steel purlins; Roof lights; valley gutters; matching fascia and soffit; Rainwater downpipes and gutters; Single phase electrics, lighting and power; EXCLUDES heating ; Underslab storm drainage from internal downpipes on building area greater than 1,000m2 | Location Adjustment Applicable (See Guidance Notes) - ERC = UK mean of 1.00 | (BEAMS Note 2) The ERC for this item should be added to all other rateable items on the hereditament (except land). Therefore the total of the ERC of the other Building Items and the P&M ERC (where applicable) to enable the correct contract size adjustment to be made. ERC of Building Component + ERC of P&M = Total ERC to which contract size adjustment should be applied. The appropriate % adjustment should be made in accordance with the scale for contract size adjustment specified under section 6 of the RCG 2023 Guidance notes. The currency ERC rates are set at £4m (Four Million Pounds) @ 1st April 2021 (AVD) for the RCG 2023 Publication. | The data consists of a typical Industrial shell. Works include the Industrial shell as described and includes works up to 1m perimeter to the building (1m wide paving slabs & foul/storm drainage). Costs are for the shell only and do not include for internal rooms such as offices or toilets which should be added for seperately. See Variations for assistance. | - | - | - | - | - | If heating is required an addition of £32/m2 (GIA) should be made to the beacon cost. Internal offices (in Industrial complexes) should be added by reference to Cost Guide code series 42P04A -42P40V, Internal WC - 42P40W | - | - | 10083 |  | m2 | - | 3 - INDUSTRIAL | David Grace | Jim Allen | 700.4024 | Option 1 | 868.3618 | 23.98% | 575.4984 | 413.1941 | -41.01% | -52.42% | 413.1941 | -41.01% | Price Book Data | P. Avo | VOA_GPN_GOV_UK\7243572 | 2021-09-22 | Low | - | Low | - | - | Copied to latest DCS. | NA | SPONS A&B | 2 | (BEAMS Note 2) Standard | - | - | 2 | TRUE
3692 | 31T26M | 6680 | 31T26M | Industrial Buildings | No Wall Cladding | 501 - 1,000m2 | Eaves Height - 41m | - | Building Area only; Site strip vegetation; Strip foundations; Column bases; Uninsulated Concrete GF slab with DPM and Mesh,150 thick up to 10,000m2, 200mm thick over 10,000m2 GIA; Steel Portal frame with bolts and baseplates; Coated galvanised trapezoidal roof sheets with no insulation, on steel purlins; Roof lights; valley gutters; matching fascia and soffit; Rainwater downpipes and gutters; Single phase electrics, lighting and power; EXCLUDES heating ; Underslab storm drainage from internal downpipes on building area greater than 1,000m2 | Location Adjustment Applicable (See Guidance Notes) - ERC = UK mean of 1.00 | (BEAMS Note 2) The ERC for this item should be added to all other rateable items on the hereditament (except land). Therefore the total of the ERC of the other Building Items and the P&M ERC (where applicable) to enable the correct contract size adjustment to be made. ERC of Building Component + ERC of P&M = Total ERC to which contract size adjustment should be applied. The appropriate % adjustment should be made in accordance with the scale for contract size adjustment specified under section 6 of the RCG 2023 Guidance notes. The currency ERC rates are set at £4m (Four Million Pounds) @ 1st April 2021 (AVD) for the RCG 2023 Publication. | The data consists of a typical Industrial shell. Works include the Industrial shell as described and includes works up to 1m perimeter to the building (1m wide paving slabs & foul/storm drainage). Costs are for the shell only and do not include for internal rooms such as offices or toilets which should be added for seperately. See Variations for assistance. | - | - | - | - | - | If heating is required an addition of £32/m2 (GIA) should be made to the beacon cost. Internal offices (in Industrial complexes) should be added by reference to Cost Guide code series 42P04A -42P40V, Internal WC - 42P40W | - | - | 10083 |  | m2 | - | 3 - INDUSTRIAL | David Grace | Jim Allen | 715.0102 | Option 1 | 886.4725 | 23.98% | 576.2426 | 413.7284 | -42.14% | -53.33% | 413.7284 | -42.14% | Price Book Data | P. Avo | VOA_GPN_GOV_UK\7243572 | 2021-09-22 | Low | - | Low | - | - | Copied to latest DCS. | NA | SPONS A&B | 2 | (BEAMS Note 2) Standard | - | - | 2 | TRUE
3693 | 31T26N | 6681 | 31T26N | Industrial Buildings | No Wall Cladding | 501 - 1,000m2 | Eaves Height - 42m | - | Building Area only; Site strip vegetation; Strip foundations; Column bases; Uninsulated Concrete GF slab with DPM and Mesh,150 thick up to 10,000m2, 200mm thick over 10,000m2 GIA; Steel Portal frame with bolts and baseplates; Coated galvanised trapezoidal roof sheets with no insulation, on steel purlins; Roof lights; valley gutters; matching fascia and soffit; Rainwater downpipes and gutters; Single phase electrics, lighting and power; EXCLUDES heating ; Underslab storm drainage from internal downpipes on building area greater than 1,000m2 | Location Adjustment Applicable (See Guidance Notes) - ERC = UK mean of 1.00 | (BEAMS Note 2) The ERC for this item should be added to all other rateable items on the hereditament (except land). Therefore the total of the ERC of the other Building Items and the P&M ERC (where applicable) to enable the correct contract size adjustment to be made. ERC of Building Component + ERC of P&M = Total ERC to which contract size adjustment should be applied. The appropriate % adjustment should be made in accordance with the scale for contract size adjustment specified under section 6 of the RCG 2023 Guidance notes. The currency ERC rates are set at £4m (Four Million Pounds) @ 1st April 2021 (AVD) for the RCG 2023 Publication. | The data consists of a typical Industrial shell. Works include the Industrial shell as described and includes works up to 1m perimeter to the building (1m wide paving slabs & foul/storm drainage). Costs are for the shell only and do not include for internal rooms such as offices or toilets which should be added for seperately. See Variations for assistance. | - | - | - | - | - | If heating is required an addition of £32/m2 (GIA) should be made to the beacon cost. Internal offices (in Industrial complexes) should be added by reference to Cost Guide code series 42P04A -42P40V, Internal WC - 42P40W | - | - | 10083 |  | m2 | - | 3 - INDUSTRIAL | David Grace | Jim Allen | 728.8491 | Option 1 | 903.6301 | 23.98% | 576.9867 | 414.2626 | -43.16% | -54.16% | 414.2626 | -43.16% | Price Book Data | P. Avo | VOA_GPN_GOV_UK\7243572 | 2021-09-22 | Low | - | Low | - | - | Copied to latest DCS. | NA | SPONS A&B | 2 | (BEAMS Note 2) Standard | - | - | 2 | TRUE
3694 | 31T26P | 6682 | 31T26P | Industrial Buildings | No Wall Cladding | 501 - 1,000m2 | Eaves Height - 43m | - | Building Area only; Site strip vegetation; Strip foundations; Column bases; Uninsulated Concrete GF slab with DPM and Mesh,150 thick up to 10,000m2, 200mm thick over 10,000m2 GIA; Steel Portal frame with bolts and baseplates; Coated galvanised trapezoidal roof sheets with no insulation, on steel purlins; Roof lights; valley gutters; matching fascia and soffit; Rainwater downpipes and gutters; Single phase electrics, lighting and power; EXCLUDES heating ; Underslab storm drainage from internal downpipes on building area greater than 1,000m2 | Location Adjustment Applicable (See Guidance Notes) - ERC = UK mean of 1.00 | (BEAMS Note 2) The ERC for this item should be added to all other rateable items on the hereditament (except land). Therefore the total of the ERC of the other Building Items and the P&M ERC (where applicable) to enable the correct contract size adjustment to be made. ERC of Building Component + ERC of P&M = Total ERC to which contract size adjustment should be applied. The appropriate % adjustment should be made in accordance with the scale for contract size adjustment specified under section 6 of the RCG 2023 Guidance notes. The currency ERC rates are set at £4m (Four Million Pounds) @ 1st April 2021 (AVD) for the RCG 2023 Publication. | The data consists of a typical Industrial shell. Works include the Industrial shell as described and includes works up to 1m perimeter to the building (1m wide paving slabs & foul/storm drainage). Costs are for the shell only and do not include for internal rooms such as offices or toilets which should be added for seperately. See Variations for assistance. | - | - | - | - | - | If heating is required an addition of £32/m2 (GIA) should be made to the beacon cost. Internal offices (in Industrial complexes) should be added by reference to Cost Guide code series 42P04A -42P40V, Internal WC - 42P40W | - | - | 10083 |  | m2 | - | 3 - INDUSTRIAL | David Grace | Jim Allen | 743.4568 | Option 1 | 921.7408 | 23.98% | 577.7308 | 414.7969 | -44.21% | -55% | 414.7969 | -44.21% | Price Book Data | P. Avo | VOA_GPN_GOV_UK\7243572 | 2021-09-22 | Low | - | Low | - | - | Copied to latest DCS. | NA | SPONS A&B | 2 | (BEAMS Note 2) Standard | - | - | 2 | TRUE
3695 | 31T26Q | 6686 | 31T26Q | Industrial Buildings | No Wall Cladding | 501 - 1,000m2 | Eaves Height - 44m | - | Building Area only; Site strip vegetation; Strip foundations; Column bases; Uninsulated Concrete GF slab with DPM and Mesh,150 thick up to 10,000m2, 200mm thick over 10,000m2 GIA; Steel Portal frame with bolts and baseplates; Coated galvanised trapezoidal roof sheets with no insulation, on steel purlins; Roof lights; valley gutters; matching fascia and soffit; Rainwater downpipes and gutters; Single phase electrics, lighting and power; EXCLUDES heating ; Underslab storm drainage from internal downpipes on building area greater than 1,000m2 | Location Adjustment Applicable (See Guidance Notes) - ERC = UK mean of 1.00 | (BEAMS Note 2) The ERC for this item should be added to all other rateable items on the hereditament (except land). Therefore the total of the ERC of the other Building Items and the P&M ERC (where applicable) to enable the correct contract size adjustment to be made. ERC of Building Component + ERC of P&M = Total ERC to which contract size adjustment should be applied. The appropriate % adjustment should be made in accordance with the scale for contract size adjustment specified under section 6 of the RCG 2023 Guidance notes. The currency ERC rates are set at £4m (Four Million Pounds) @ 1st April 2021 (AVD) for the RCG 2023 Publication. | The data consists of a typical Industrial shell. Works include the Industrial shell as described and includes works up to 1m perimeter to the building (1m wide paving slabs & foul/storm drainage). Costs are for the shell only and do not include for internal rooms such as offices or toilets which should be added for seperately. See Variations for assistance. | - | - | - | - | - | If heating is required an addition of £32/m2 (GIA) should be made to the beacon cost. Internal offices (in Industrial complexes) should be added by reference to Cost Guide code series 42P04A -42P40V, Internal WC - 42P40W | - | - | 10083 |  | m2 | - | 3 - INDUSTRIAL | David Grace | Jim Allen | 758.0645 | Option 1 | 939.8515 | 23.98% | 578.4749 | 415.3312 | -45.21% | -55.81% | 415.3312 | -45.21% | Price Book Data | P. Avo | VOA_GPN_GOV_UK\7243572 | 2021-09-22 | Low | - | Low | - | - | Copied to latest DCS. | NA | SPONS A&B | 2 | (BEAMS Note 2) Standard | - | - | 2 | TRUE
3696 | 31T26R | 6687 | 31T26R | Industrial Buildings | No Wall Cladding | 501 - 1,000m2 | Eaves Height - 45m | - | Building Area only; Site strip vegetation; Strip foundations; Column bases; Uninsulated Concrete GF slab with DPM and Mesh,150 thick up to 10,000m2, 200mm thick over 10,000m2 GIA; Steel Portal frame with bolts and baseplates; Coated galvanised trapezoidal roof sheets with no insulation, on steel purlins; Roof lights; valley gutters; matching fascia and soffit; Rainwater downpipes and gutters; Single phase electrics, lighting and power; EXCLUDES heating ; Underslab storm drainage from internal downpipes on building area greater than 1,000m2 | Location Adjustment Applicable (See Guidance Notes) - ERC = UK mean of 1.00 | (BEAMS Note 2) The ERC for this item should be added to all other rateable items on the hereditament (except land). Therefore the total of the ERC of the other Building Items and the P&M ERC (where applicable) to enable the correct contract size adjustment to be made. ERC of Building Component + ERC of P&M = Total ERC to which contract size adjustment should be applied. The appropriate % adjustment should be made in accordance with the scale for contract size adjustment specified under section 6 of the RCG 2023 Guidance notes. The currency ERC rates are set at £4m (Four Million Pounds) @ 1st April 2021 (AVD) for the RCG 2023 Publication. | The data consists of a typical Industrial shell. Works include the Industrial shell as described and includes works up to 1m perimeter to the building (1m wide paving slabs & foul/storm drainage). Costs are for the shell only and do not include for internal rooms such as offices or toilets which should be added for seperately. See Variations for assistance. | - | - | - | - | - | If heating is required an addition of £32/m2 (GIA) should be made to the beacon cost. Internal offices (in Industrial complexes) should be added by reference to Cost Guide code series 42P04A -42P40V, Internal WC - 42P40W | - | - | 10083 |  | m2 | - | 3 - INDUSTRIAL | David Grace | Jim Allen | 772.6723 | Option 1 | 957.9623 | 23.98% | 579.219 | 415.8654 | -46.18% | -56.59% | 415.8654 | -46.18% | Price Book Data | P. Avo | VOA_GPN_GOV_UK\7243572 | 2021-09-22 | Low | - | Low | - | - | Copied to latest DCS. | NA | SPONS A&B | 2 | (BEAMS Note 2) Standard | - | - | 2 | TRUE
3697 | 41T29G | 4827 | 41T29G | Industrial Buildings | No Wall Cladding | 5,001 - 10,000m2 | Eaves Height - 36m | - | Building Area only; Site strip vegetation; Strip foundations; Column bases; Uninsulated Concrete GF slab with DPM and Mesh,150 thick up to 10,000m2, 200mm thick over 10,000m2 GIA; Steel Portal frame with bolts and baseplates; Coated galvanised trapezoidal roof sheets with no insulation, on steel purlins; Roof lights; valley gutters; matching fascia and soffit; Rainwater downpipes and gutters; Single phase electrics, lighting and power; Gas fuelled hot air burners; Underslab storm drainage from internal downpipes on building area greater than 1,000m2; | Location Adjustment Applicable (See Guidance Notes) - ERC = UK mean of 1.00 | (BEAMS Note 2) The ERC for this item should be added to all other rateable items on the hereditament (except land). Therefore the total of the ERC of the other Building Items and the P&M ERC (where applicable) to enable the correct contract size adjustment to be made. ERC of Building Component + ERC of P&M = Total ERC to which contract size adjustment should be applied. The appropriate % adjustment should be made in accordance with the scale for contract size adjustment specified under section 6 of the RCG 2023 Guidance notes. The currency ERC rates are set at £4m (Four Million Pounds) @ 1st April 2021 (AVD) for the RCG 2023 Publication. | The data consists of a typical Industrial shell. Works include the Industrial shell as described and includes works up to 1m perimeter to the building (1m wide paving slabs & foul/storm drainage). Costs are for the shell only and do not include for internal rooms such as offices or toilets which should be added for seperately. See Variations for assistance. | - | - | - | - | - | If no heating is present a deduction of £28m2 (GIA) should be made to the beacon cost. Internal offices (in Industrial complexes) should be added by reference to Cost Guide code series 42P04A -42P40V, Internal WC - 42P40W, amenity blocks - showers & toilets (New code TBC) & Canteens (New CodeTBC) | - | - | - |  | m2 | - | 3 - INDUSTRIAL | David Grace | Jim Allen | 455.9151 | Option 1 | 565.2454 | 23.98% | 597.7316 | 429.157 | -5.869% | -24.08% | 429.157 | -5.869% | Price Book Data | P. Avo | VOA_GPN_GOV_UK\7243572 | 2021-09-29 | Low | - | Low | - | - | Copied to latest DCS. | NA | SPONS A&B | 2 | (BEAMS Note 2) Standard | - | - | 2 | FALSE
3698 | 41T29H | 4828 | 41T29H | Industrial Buildings | No Wall Cladding | 5,001 - 10,000m2 | Eaves Height - 37m | - | Building Area only; Site strip vegetation; Strip foundations; Column bases; Uninsulated Concrete GF slab with DPM and Mesh,150 thick up to 10,000m2, 200mm thick over 10,000m2 GIA; Steel Portal frame with bolts and baseplates; Coated galvanised trapezoidal roof sheets with no insulation, on steel purlins; Roof lights; valley gutters; matching fascia and soffit; Rainwater downpipes and gutters; Single phase electrics, lighting and power; Gas fuelled hot air burners; Underslab storm drainage from internal downpipes on building area greater than 1,000m2; | Location Adjustment Applicable (See Guidance Notes) - ERC = UK mean of 1.00 | (BEAMS Note 2) The ERC for this item should be added to all other rateable items on the hereditament (except land). Therefore the total of the ERC of the other Building Items and the P&M ERC (where applicable) to enable the correct contract size adjustment to be made. ERC of Building Component + ERC of P&M = Total ERC to which contract size adjustment should be applied. The appropriate % adjustment should be made in accordance with the scale for contract size adjustment specified under section 6 of the RCG 2023 Guidance notes. The currency ERC rates are set at £4m (Four Million Pounds) @ 1st April 2021 (AVD) for the RCG 2023 Publication. | The data consists of a typical Industrial shell. Works include the Industrial shell as described and includes works up to 1m perimeter to the building (1m wide paving slabs & foul/storm drainage). Costs are for the shell only and do not include for internal rooms such as offices or toilets which should be added for seperately. See Variations for assistance. | - | - | - | - | - | If no heating is present a deduction of £28m2 (GIA) should be made to the beacon cost. Internal offices (in Industrial complexes) should be added by reference to Cost Guide code series 42P04A -42P40V, Internal WC - 42P40W, amenity blocks - showers & toilets (New code TBC) & Canteens (New CodeTBC) | - | - | 10083 |  | m2 | - | 3 - INDUSTRIAL | David Grace | Jim Allen | 464.3722 | Option 1 | 575.7306 | 23.98% | 597.8202 | 429.2206 | -7.57% | -25.45% | 429.2206 | -7.57% | Price Book Data | P. Avo | VOA_GPN_GOV_UK\7243572 | 2021-09-29 | Low | - | Low | - | - | Copied to latest DCS. | NA | SPONS A&B | 2 | (BEAMS Note 2) Standard | - | - | 2 | FALSE
3699 | 41T29J | 4829 | 41T29J | Industrial Buildings | No Wall Cladding | 5,001 - 10,000m2 | Eaves Height - 38m | - | Building Area only; Site strip vegetation; Strip foundations; Column bases; Uninsulated Concrete GF slab with DPM and Mesh,150 thick up to 10,000m2, 200mm thick over 10,000m2 GIA; Steel Portal frame with bolts and baseplates; Coated galvanised trapezoidal roof sheets with no insulation, on steel purlins; Roof lights; valley gutters; matching fascia and soffit; Rainwater downpipes and gutters; Single phase electrics, lighting and power; Gas fuelled hot air burners; Underslab storm drainage from internal downpipes on building area greater than 1,000m2; | Location Adjustment Applicable (See Guidance Notes) - ERC = UK mean of 1.00 | (BEAMS Note 2) The ERC for this item should be added to all other rateable items on the hereditament (except land). Therefore the total of the ERC of the other Building Items and the P&M ERC (where applicable) to enable the correct contract size adjustment to be made. ERC of Building Component + ERC of P&M = Total ERC to which contract size adjustment should be applied. The appropriate % adjustment should be made in accordance with the scale for contract size adjustment specified under section 6 of the RCG 2023 Guidance notes. The currency ERC rates are set at £4m (Four Million Pounds) @ 1st April 2021 (AVD) for the RCG 2023 Publication. | The data consists of a typical Industrial shell. Works include the Industrial shell as described and includes works up to 1m perimeter to the building (1m wide paving slabs & foul/storm drainage). Costs are for the shell only and do not include for internal rooms such as offices or toilets which should be added for seperately. See Variations for assistance. | - | - | - | - | - | If no heating is present a deduction of £28m2 (GIA) should be made to the beacon cost. Internal offices (in Industrial complexes) should be added by reference to Cost Guide code series 42P04A -42P40V, Internal WC - 42P40W, amenity blocks - showers & toilets (New code TBC) & Canteens (New CodeTBC) | - | - | 10083 |  | m2 | - | 3 - INDUSTRIAL | David Grace | Jim Allen | 472.8293 | Option 1 | 586.2157 | 23.98% | 597.9088 | 429.2842 | -9.209% | -26.77% | 429.2842 | -9.209% | Price Book Data | P. Avo | VOA_GPN_GOV_UK\7243572 | 2021-09-29 | Low | - | Low | - | - | Copied to latest DCS. | NA | SPONS A&B | 2 | (BEAMS Note 2) Standard | - | - | 2 | FALSE
3700 | 41T29K | 4830 | 41T29K | Industrial Buildings | No Wall Cladding | 5,001 - 10,000m2 | Eaves Height - 39m | - | Building Area only; Site strip vegetation; Strip foundations; Column bases; Uninsulated Concrete GF slab with DPM and Mesh,150 thick up to 10,000m2, 200mm thick over 10,000m2 GIA; Steel Portal frame with bolts and baseplates; Coated galvanised trapezoidal roof sheets with no insulation, on steel purlins; Roof lights; valley gutters; matching fascia and soffit; Rainwater downpipes and gutters; Single phase electrics, lighting and power; Gas fuelled hot air burners; Underslab storm drainage from internal downpipes on building area greater than 1,000m2; | Location Adjustment Applicable (See Guidance Notes) - ERC = UK mean of 1.00 | (BEAMS Note 2) The ERC for this item should be added to all other rateable items on the hereditament (except land). Therefore the total of the ERC of the other Building Items and the P&M ERC (where applicable) to enable the correct contract size adjustment to be made. ERC of Building Component + ERC of P&M = Total ERC to which contract size adjustment should be applied. The appropriate % adjustment should be made in accordance with the scale for contract size adjustment specified under section 6 of the RCG 2023 Guidance notes. The currency ERC rates are set at £4m (Four Million Pounds) @ 1st April 2021 (AVD) for the RCG 2023 Publication. | The data consists of a typical Industrial shell. Works include the Industrial shell as described and includes works up to 1m perimeter to the building (1m wide paving slabs & foul/storm drainage). Costs are for the shell only and do not include for internal rooms such as offices or toilets which should be added for seperately. See Variations for assistance. | - | - | - | - | - | If no heating is present a deduction of £28m2 (GIA) should be made to the beacon cost. Internal offices (in Industrial complexes) should be added by reference to Cost Guide code series 42P04A -42P40V, Internal WC - 42P40W, amenity blocks - showers & toilets (New code TBC) & Canteens (New CodeTBC) | - | - | 10083 |  | m2 | - | 3 - INDUSTRIAL | David Grace | Jim Allen | 481.2864 | Option 1 | 596.7009 | 23.98% | 597.9974 | 429.3478 | -10.79% | -28.05% | 429.3478 | -10.79% | Price Book Data | P. Avo | VOA_GPN_GOV_UK\7243572 | 2021-09-29 | Low | - | Low | - | - | Copied to latest DCS. | NA | SPONS A&B | 2 | (BEAMS Note 2) Standard | - | - | 2 | FALSE
3701 | 41T29L | 4831 | 41T29L | Industrial Buildings | No Wall Cladding | 5,001 - 10,000m2 | Eaves Height - 40m | - | Building Area only; Site strip vegetation; Strip foundations; Column bases; Uninsulated Concrete GF slab with DPM and Mesh,150 thick up to 10,000m2, 200mm thick over 10,000m2 GIA; Steel Portal frame with bolts and baseplates; Coated galvanised trapezoidal roof sheets with no insulation, on steel purlins; Roof lights; valley gutters; matching fascia and soffit; Rainwater downpipes and gutters; Single phase electrics, lighting and power; Gas fuelled hot air burners; Underslab storm drainage from internal downpipes on building area greater than 1,000m2; | Location Adjustment Applicable (See Guidance Notes) - ERC = UK mean of 1.00 | (BEAMS Note 2) The ERC for this item should be added to all other rateable items on the hereditament (except land). Therefore the total of the ERC of the other Building Items and the P&M ERC (where applicable) to enable the correct contract size adjustment to be made. ERC of Building Component + ERC of P&M = Total ERC to which contract size adjustment should be applied. The appropriate % adjustment should be made in accordance with the scale for contract size adjustment specified under section 6 of the RCG 2023 Guidance notes. The currency ERC rates are set at £4m (Four Million Pounds) @ 1st April 2021 (AVD) for the RCG 2023 Publication. | The data consists of a typical Industrial shell. Works include the Industrial shell as described and includes works up to 1m perimeter to the building (1m wide paving slabs & foul/storm drainage). Costs are for the shell only and do not include for internal rooms such as offices or toilets which should be added for seperately. See Variations for assistance. | - | - | - | - | - | If no heating is present a deduction of £28m2 (GIA) should be made to the beacon cost. Internal offices (in Industrial complexes) should be added by reference to Cost Guide code series 42P04A -42P40V, Internal WC - 42P40W, amenity blocks - showers & toilets (New code TBC) & Canteens (New CodeTBC) | - | - | 10083 |  | m2 | - | 3 - INDUSTRIAL | David Grace | Jim Allen | 488.9747 | Option 1 | 606.2328 | 23.98% | 598.086 | 429.4115 | -12.18% | -29.17% | 429.4115 | -12.18% | Price Book Data | P. Avo | VOA_GPN_GOV_UK\7243572 | 2021-10-08 | Low | - | Low | - | - | Copied to latest DCS. | NA | SPONS A&B | 2 | (BEAMS Note 2) Standard | - | - | 2 | FALSE
3702 | 41T29M | 4832 | 41T29M | Industrial Buildings | No Wall Cladding | 5,001 - 10,000m2 | Eaves Height - 41m | - | Building Area only; Site strip vegetation; Strip foundations; Column bases; Uninsulated Concrete GF slab with DPM and Mesh,150 thick up to 10,000m2, 200mm thick over 10,000m2 GIA; Steel Portal frame with bolts and baseplates; Coated galvanised trapezoidal roof sheets with no insulation, on steel purlins; Roof lights; valley gutters; matching fascia and soffit; Rainwater downpipes and gutters; Single phase electrics, lighting and power; Gas fuelled hot air burners; Underslab storm drainage from internal downpipes on building area greater than 1,000m2; | Location Adjustment Applicable (See Guidance Notes) - ERC = UK mean of 1.00 | (BEAMS Note 2) The ERC for this item should be added to all other rateable items on the hereditament (except land). Therefore the total of the ERC of the other Building Items and the P&M ERC (where applicable) to enable the correct contract size adjustment to be made. ERC of Building Component + ERC of P&M = Total ERC to which contract size adjustment should be applied. The appropriate % adjustment should be made in accordance with the scale for contract size adjustment specified under section 6 of the RCG 2023 Guidance notes. The currency ERC rates are set at £4m (Four Million Pounds) @ 1st April 2021 (AVD) for the RCG 2023 Publication. | The data consists of a typical Industrial shell. Works include the Industrial shell as described and includes works up to 1m perimeter to the building (1m wide paving slabs & foul/storm drainage). Costs are for the shell only and do not include for internal rooms such as offices or toilets which should be added for seperately. See Variations for assistance. | - | - | - | - | - | If no heating is present a deduction of £28m2 (GIA) should be made to the beacon cost. Internal offices (in Industrial complexes) should be added by reference to Cost Guide code series 42P04A -42P40V, Internal WC - 42P40W, amenity blocks - showers & toilets (New code TBC) & Canteens (New CodeTBC) | - | - | 10083 |  | m2 | - | 3 - INDUSTRIAL | David Grace | Jim Allen | 496.663 | Option 1 | 615.7648 | 23.98% | 598.1746 | 429.4751 | -13.53% | -30.25% | 429.4751 | -13.53% | Price Book Data | P. Avo | VOA_GPN_GOV_UK\7243572 | 2021-09-29 | Low | - | Low | - | - | Copied to latest DCS. | NA | SPONS A&B | 2 | (BEAMS Note 2) Standard | - | - | 2 | FALSE
3703 | 41T29N | 4833 | 41T29N | Industrial Buildings | No Wall Cladding | 5,001 - 10,000m2 | Eaves Height - 42m | - | Building Area only; Site strip vegetation; Strip foundations; Column bases; Uninsulated Concrete GF slab with DPM and Mesh,150 thick up to 10,000m2, 200mm thick over 10,000m2 GIA; Steel Portal frame with bolts and baseplates; Coated galvanised trapezoidal roof sheets with no insulation, on steel purlins; Roof lights; valley gutters; matching fascia and soffit; Rainwater downpipes and gutters; Single phase electrics, lighting and power; Gas fuelled hot air burners; Underslab storm drainage from internal downpipes on building area greater than 1,000m2; | Location Adjustment Applicable (See Guidance Notes) - ERC = UK mean of 1.00 | (BEAMS Note 2) The ERC for this item should be added to all other rateable items on the hereditament (except land). Therefore the total of the ERC of the other Building Items and the P&M ERC (where applicable) to enable the correct contract size adjustment to be made. ERC of Building Component + ERC of P&M = Total ERC to which contract size adjustment should be applied. The appropriate % adjustment should be made in accordance with the scale for contract size adjustment specified under section 6 of the RCG 2023 Guidance notes. The currency ERC rates are set at £4m (Four Million Pounds) @ 1st April 2021 (AVD) for the RCG 2023 Publication. | The data consists of a typical Industrial shell. Works include the Industrial shell as described and includes works up to 1m perimeter to the building (1m wide paving slabs & foul/storm drainage). Costs are for the shell only and do not include for internal rooms such as offices or toilets which should be added for seperately. See Variations for assistance. | - | - | - | - | - | If no heating is present a deduction of £28m2 (GIA) should be made to the beacon cost. Internal offices (in Industrial complexes) should be added by reference to Cost Guide code series 42P04A -42P40V, Internal WC - 42P40W, amenity blocks - showers & toilets (New code TBC) & Canteens (New CodeTBC) | - | - | 10083 |  | m2 | - | 3 - INDUSTRIAL | David Grace | Jim Allen | 505.8889 | Option 1 | 627.2032 | 23.98% | 598.2632 | 429.5387 | -15.09% | -31.52% | 429.5387 | -15.09% | Price Book Data | P. Avo | VOA_GPN_GOV_UK\7243572 | 2021-09-29 | Low | - | Low | - | - | Copied to latest DCS. | NA | SPONS A&B | 2 | (BEAMS Note 2) Standard | - | - | 2 | FALSE
3704 | 41T29P | 4834 | 41T29P | Industrial Buildings | No Wall Cladding | 5,001 - 10,000m2 | Eaves Height - 43m | - | Building Area only; Site strip vegetation; Strip foundations; Column bases; Uninsulated Concrete GF slab with DPM and Mesh,150 thick up to 10,000m2, 200mm thick over 10,000m2 GIA; Steel Portal frame with bolts and baseplates; Coated galvanised trapezoidal roof sheets with no insulation, on steel purlins; Roof lights; valley gutters; matching fascia and soffit; Rainwater downpipes and gutters; Single phase electrics, lighting and power; Gas fuelled hot air burners; Underslab storm drainage from internal downpipes on building area greater than 1,000m2; | Location Adjustment Applicable (See Guidance Notes) - ERC = UK mean of 1.00 | (BEAMS Note 2) The ERC for this item should be added to all other rateable items on the hereditament (except land). Therefore the total of the ERC of the other Building Items and the P&M ERC (where applicable) to enable the correct contract size adjustment to be made. ERC of Building Component + ERC of P&M = Total ERC to which contract size adjustment should be applied. The appropriate % adjustment should be made in accordance with the scale for contract size adjustment specified under section 6 of the RCG 2023 Guidance notes. The currency ERC rates are set at £4m (Four Million Pounds) @ 1st April 2021 (AVD) for the RCG 2023 Publication. | The data consists of a typical Industrial shell. Works include the Industrial shell as described and includes works up to 1m perimeter to the building (1m wide paving slabs & foul/storm drainage). Costs are for the shell only and do not include for internal rooms such as offices or toilets which should be added for seperately. See Variations for assistance. | - | - | - | - | - | If no heating is present a deduction of £28m2 (GIA) should be made to the beacon cost. Internal offices (in Industrial complexes) should be added by reference to Cost Guide code series 42P04A -42P40V, Internal WC - 42P40W, amenity blocks - showers & toilets (New code TBC) & Canteens (New CodeTBC) | - | - | 10083 |  | m2 | - | 3 - INDUSTRIAL | David Grace | Jim Allen | 514.346 | Option 1 | 637.6883 | 23.98% | 598.3518 | 429.6023 | -16.48% | -32.63% | 429.6023 | -16.48% | Price Book Data | P. Avo | VOA_GPN_GOV_UK\7243572 | 2021-09-29 | Low | - | Low | - | - | Copied to latest DCS. | NA | SPONS A&B | 2 | (BEAMS Note 2) Standard | - | - | 2 | FALSE
3705 | 41T29Q | 4835 | 41T29Q | Industrial Buildings | No Wall Cladding | 5,001 - 10,000m2 | Eaves Height - 44m | - | Building Area only; Site strip vegetation; Strip foundations; Column bases; Uninsulated Concrete GF slab with DPM and Mesh,150 thick up to 10,000m2, 200mm thick over 10,000m2 GIA; Steel Portal frame with bolts and baseplates; Coated galvanised trapezoidal roof sheets with no insulation, on steel purlins; Roof lights; valley gutters; matching fascia and soffit; Rainwater downpipes and gutters; Single phase electrics, lighting and power; Gas fuelled hot air burners; Underslab storm drainage from internal downpipes on building area greater than 1,000m2; | Location Adjustment Applicable (See Guidance Notes) - ERC = UK mean of 1.00 | (BEAMS Note 2) The ERC for this item should be added to all other rateable items on the hereditament (except land). Therefore the total of the ERC of the other Building Items and the P&M ERC (where applicable) to enable the correct contract size adjustment to be made. ERC of Building Component + ERC of P&M = Total ERC to which contract size adjustment should be applied. The appropriate % adjustment should be made in accordance with the scale for contract size adjustment specified under section 6 of the RCG 2023 Guidance notes. The currency ERC rates are set at £4m (Four Million Pounds) @ 1st April 2021 (AVD) for the RCG 2023 Publication. | The data consists of a typical Industrial shell. Works include the Industrial shell as described and includes works up to 1m perimeter to the building (1m wide paving slabs & foul/storm drainage). Costs are for the shell only and do not include for internal rooms such as offices or toilets which should be added for seperately. See Variations for assistance. | - | - | - | - | - | If no heating is present a deduction of £28m2 (GIA) should be made to the beacon cost. Internal offices (in Industrial complexes) should be added by reference to Cost Guide code series 42P04A -42P40V, Internal WC - 42P40W, amenity blocks - showers & toilets (New code TBC) & Canteens (New CodeTBC) | - | - | 10083 |  | m2 | - | 3 - INDUSTRIAL | David Grace | Jim Allen | 522.0343 | Option 1 | 647.2203 | 23.98% | 598.4404 | 429.6659 | -17.69% | -33.61% | 429.6659 | -17.69% | Price Book Data | P. Avo | VOA_GPN_GOV_UK\7243572 | 2021-09-29 | Low | - | Low | - | - | Copied to latest DCS. | NA | SPONS A&B | 2 | (BEAMS Note 2) Standard | - | - | 2 | FALSE
3706 | 41T29R | 4836 | 41T29R | Industrial Buildings | No Wall Cladding | 5,001 - 10,000m2 | Eaves Height - 45m | - | Building Area only; Site strip vegetation; Strip foundations; Column bases; Uninsulated Concrete GF slab with DPM and Mesh,150 thick up to 10,000m2, 200mm thick over 10,000m2 GIA; Steel Portal frame with bolts and baseplates; Coated galvanised trapezoidal roof sheets with no insulation, on steel purlins; Roof lights; valley gutters; matching fascia and soffit; Rainwater downpipes and gutters; Single phase electrics, lighting and power; Gas fuelled hot air burners; Underslab storm drainage from internal downpipes on building area greater than 1,000m2; | Location Adjustment Applicable (See Guidance Notes) - ERC = UK mean of 1.00 | (BEAMS Note 2) The ERC for this item should be added to all other rateable items on the hereditament (except land). Therefore the total of the ERC of the other Building Items and the P&M ERC (where applicable) to enable the correct contract size adjustment to be made. ERC of Building Component + ERC of P&M = Total ERC to which contract size adjustment should be applied. The appropriate % adjustment should be made in accordance with the scale for contract size adjustment specified under section 6 of the RCG 2023 Guidance notes. The currency ERC rates are set at £4m (Four Million Pounds) @ 1st April 2021 (AVD) for the RCG 2023 Publication. | The data consists of a typical Industrial shell. Works include the Industrial shell as described and includes works up to 1m perimeter to the building (1m wide paving slabs & foul/storm drainage). Costs are for the shell only and do not include for internal rooms such as offices or toilets which should be added for seperately. See Variations for assistance. | - | - | - | - | - | If no heating is present a deduction of £28m2 (GIA) should be made to the beacon cost. Internal offices (in Industrial complexes) should be added by reference to Cost Guide code series 42P04A -42P40V, Internal WC - 42P40W, amenity blocks - showers & toilets (New code TBC) & Canteens (New CodeTBC) | - | - | 10083 |  | m2 | - | 3 - INDUSTRIAL | David Grace | Jim Allen | 530.4914 | Option 1 | 657.7054 | 23.98% | 598.529 | 429.7295 | -18.99% | -34.66% | 429.7295 | -18.99% | Price Book Data | P. Avo | VOA_GPN_GOV_UK\7243572 | 2021-09-29 | Low | - | Low | - | - | Copied to latest DCS. | NA | SPONS A&B | 2 | (BEAMS Note 2) Standard | - | - | 2 | FALSE
3707 | 42A22C | 9560 | 42A22C | Industrial Buildings | No Wall Cladding | 0 - 100m2 | Eaves Height - 36m | - | Building Area only; Site strip vegetation; Strip foundations; Column bases; Uninsulated Concrete GF slab with DPM and Mesh,150 thick up to 10,000m2, 200mm thick over 10,000m2 GIA; Steel Portal frame with bolts and baseplates; Coated galvanised trapezoidal roof sheets with no insulation, on steel purlins; Roof lights; valley gutters; matching fascia and soffit; Rainwater downpipes and gutters; Single phase electrics, lighting and power; EXCLUDES heating ; Underslab storm drainage from internal downpipes on building area greater than 1,000m2 | Location Adjustment Applicable (See Guidance Notes) - ERC = UK mean of 1.00 | (BEAMS Note 2) The ERC for this item should be added to all other rateable items on the hereditament (except land). Therefore the total of the ERC of the other Building Items and the P&M ERC (where applicable) to enable the correct contract size adjustment to be made. ERC of Building Component + ERC of P&M = Total ERC to which contract size adjustment should be applied. The appropriate % adjustment should be made in accordance with the scale for contract size adjustment specified under section 6 of the RCG 2023 Guidance notes. The currency ERC rates are set at £4m (Four Million Pounds) @ 1st April 2021 (AVD) for the RCG 2023 Publication. | The data consists of a typical Industrial shell. Works include the Industrial shell as described and includes works up to 1m perimeter to the building (1m wide paving slabs & foul/storm drainage). Costs are for the shell only and do not include for internal rooms such as offices or toilets which should be added for seperately. See Variations for assistance. | - | - | - | - | - | If heating is required an addition of £32/m2 (GIA) should be made to the beacon cost. Internal offices (in Industrial complexes) should be added by reference to Cost Guide code series 42P04A -42P40V, Internal WC - 42P40W | - | - | - |  | m2 | - | 3 - INDUSTRIAL | David Grace | Jim Allen | #N/A | Option 1 | ERROR | 0% | 955.6569 | 686.1388 | 0% | 0% | 686.1388 | 0% | Price Book Data | P. Avo | VOA_GPN_GOV_UK\7243572 | 2021-09-24 | Low | - | Low | - | - | Copied to latest DCS. | NA | SPONS A&B | 2 | (BEAMS Note 2) Standard | - | - | 2 | TRUE
3708 | 42A22D | 9561 | 42A22D | Industrial Buildings | No Wall Cladding | 0 - 100m2 | Eaves Height - 37m | - | Building Area only; Site strip vegetation; Strip foundations; Column bases; Uninsulated Concrete GF slab with DPM and Mesh,150 thick up to 10,000m2, 200mm thick over 10,000m2 GIA; Steel Portal frame with bolts and baseplates; Coated galvanised trapezoidal roof sheets with no insulation, on steel purlins; Roof lights; valley gutters; matching fascia and soffit; Rainwater downpipes and gutters; Single phase electrics, lighting and power; EXCLUDES heating ; Underslab storm drainage from internal downpipes on building area greater than 1,000m2 | Location Adjustment Applicable (See Guidance Notes) - ERC = UK mean of 1.00 | (BEAMS Note 2) The ERC for this item should be added to all other rateable items on the hereditament (except land). Therefore the total of the ERC of the other Building Items and the P&M ERC (where applicable) to enable the correct contract size adjustment to be made. ERC of Building Component + ERC of P&M = Total ERC to which contract size adjustment should be applied. The appropriate % adjustment should be made in accordance with the scale for contract size adjustment specified under section 6 of the RCG 2023 Guidance notes. The currency ERC rates are set at £4m (Four Million Pounds) @ 1st April 2021 (AVD) for the RCG 2023 Publication. | The data consists of a typical Industrial shell. Works include the Industrial shell as described and includes works up to 1m perimeter to the building (1m wide paving slabs & foul/storm drainage). Costs are for the shell only and do not include for internal rooms such as offices or toilets which should be added for seperately. See Variations for assistance. | - | - | - | - | - | If heating is required an addition of £32/m2 (GIA) should be made to the beacon cost. Internal offices (in Industrial complexes) should be added by reference to Cost Guide code series 42P04A -42P40V, Internal WC - 42P40W | - | - | - |  | m2 | - | 3 - INDUSTRIAL | David Grace | Jim Allen | #N/A | Option 1 | ERROR | 0% | 958.9641 | 688.5133 | 0% | 0% | 688.5133 | 0% | Price Book Data | P. Avo | VOA_GPN_GOV_UK\7243572 | 2021-09-24 | Low | - | Low | - | - | Copied to latest DCS. | NA | SPONS A&B | 2 | (BEAMS Note 2) Standard | - | - | 2 | TRUE
3709 | 42A22E | 9562 | 42A22E | Industrial Buildings | No Wall Cladding | 0 - 100m2 | Eaves Height - 38m | - | Building Area only; Site strip vegetation; Strip foundations; Column bases; Uninsulated Concrete GF slab with DPM and Mesh,150 thick up to 10,000m2, 200mm thick over 10,000m2 GIA; Steel Portal frame with bolts and baseplates; Coated galvanised trapezoidal roof sheets with no insulation, on steel purlins; Roof lights; valley gutters; matching fascia and soffit; Rainwater downpipes and gutters; Single phase electrics, lighting and power; EXCLUDES heating ; Underslab storm drainage from internal downpipes on building area greater than 1,000m2 | Location Adjustment Applicable (See Guidance Notes) - ERC = UK mean of 1.00 | (BEAMS Note 2) The ERC for this item should be added to all other rateable items on the hereditament (except land). Therefore the total of the ERC of the other Building Items and the P&M ERC (where applicable) to enable the correct contract size adjustment to be made. ERC of Building Component + ERC of P&M = Total ERC to which contract size adjustment should be applied. The appropriate % adjustment should be made in accordance with the scale for contract size adjustment specified under section 6 of the RCG 2023 Guidance notes. The currency ERC rates are set at £4m (Four Million Pounds) @ 1st April 2021 (AVD) for the RCG 2023 Publication. | The data consists of a typical Industrial shell. Works include the Industrial shell as described and includes works up to 1m perimeter to the building (1m wide paving slabs & foul/storm drainage). Costs are for the shell only and do not include for internal rooms such as offices or toilets which should be added for seperately. See Variations for assistance. | - | - | - | - | - | If heating is required an addition of £32/m2 (GIA) should be made to the beacon cost. Internal offices (in Industrial complexes) should be added by reference to Cost Guide code series 42P04A -42P40V, Internal WC - 42P40W | - | - | 10083 |  | m2 | - | 3 - INDUSTRIAL | David Grace | Jim Allen | #N/A | Option 1 | ERROR | 0% | 962.2713 | 690.8878 | 0% | 0% | 690.8878 | 0% | Price Book Data | P. Avo | VOA_GPN_GOV_UK\7243572 | 2021-09-24 | Low | - | Low | - | - | Copied to latest DCS. | NA | SPONS A&B | 2 | (BEAMS Note 2) Standard | - | - | 2 | TRUE
3710 | 42A22F | 9563 | 42A22F | Industrial Buildings | No Wall Cladding | 0 - 100m2 | Eaves Height - 39m | - | Building Area only; Site strip vegetation; Strip foundations; Column bases; Uninsulated Concrete GF slab with DPM and Mesh,150 thick up to 10,000m2, 200mm thick over 10,000m2 GIA; Steel Portal frame with bolts and baseplates; Coated galvanised trapezoidal roof sheets with no insulation, on steel purlins; Roof lights; valley gutters; matching fascia and soffit; Rainwater downpipes and gutters; Single phase electrics, lighting and power; EXCLUDES heating ; Underslab storm drainage from internal downpipes on building area greater than 1,000m2 | Location Adjustment Applicable (See Guidance Notes) - ERC = UK mean of 1.00 | (BEAMS Note 2) The ERC for this item should be added to all other rateable items on the hereditament (except land). Therefore the total of the ERC of the other Building Items and the P&M ERC (where applicable) to enable the correct contract size adjustment to be made. ERC of Building Component + ERC of P&M = Total ERC to which contract size adjustment should be applied. The appropriate % adjustment should be made in accordance with the scale for contract size adjustment specified under section 6 of the RCG 2023 Guidance notes. The currency ERC rates are set at £4m (Four Million Pounds) @ 1st April 2021 (AVD) for the RCG 2023 Publication. | The data consists of a typical Industrial shell. Works include the Industrial shell as described and includes works up to 1m perimeter to the building (1m wide paving slabs & foul/storm drainage). Costs are for the shell only and do not include for internal rooms such as offices or toilets which should be added for seperately. See Variations for assistance. | - | - | - | - | - | If heating is required an addition of £32/m2 (GIA) should be made to the beacon cost. Internal offices (in Industrial complexes) should be added by reference to Cost Guide code series 42P04A -42P40V, Internal WC - 42P40W | - | - | 10083 |  | m2 | - | 3 - INDUSTRIAL | David Grace | Jim Allen | #N/A | Option 1 | ERROR | 0% | 965.5785 | 693.2623 | 0% | 0% | 693.2623 | 0% | Price Book Data | P. Avo | VOA_GPN_GOV_UK\7243572 | 2021-09-24 | Low | - | Low | - | - | Copied to latest DCS. | NA | SPONS A&B | 2 | (BEAMS Note 2) Standard | - | - | 2 | TRUE
3711 | 42A22G | 9564 | 42A22G | Industrial Buildings | No Wall Cladding | 0 - 100m2 | Eaves Height - 40m | - | Building Area only; Site strip vegetation; Strip foundations; Column bases; Uninsulated Concrete GF slab with DPM and Mesh,150 thick up to 10,000m2, 200mm thick over 10,000m2 GIA; Steel Portal frame with bolts and baseplates; Coated galvanised trapezoidal roof sheets with no insulation, on steel purlins; Roof lights; valley gutters; matching fascia and soffit; Rainwater downpipes and gutters; Single phase electrics, lighting and power; EXCLUDES heating ; Underslab storm drainage from internal downpipes on building area greater than 1,000m2 | Location Adjustment Applicable (See Guidance Notes) - ERC = UK mean of 1.00 | (BEAMS Note 2) The ERC for this item should be added to all other rateable items on the hereditament (except land). Therefore the total of the ERC of the other Building Items and the P&M ERC (where applicable) to enable the correct contract size adjustment to be made. ERC of Building Component + ERC of P&M = Total ERC to which contract size adjustment should be applied. The appropriate % adjustment should be made in accordance with the scale for contract size adjustment specified under section 6 of the RCG 2023 Guidance notes. The currency ERC rates are set at £4m (Four Million Pounds) @ 1st April 2021 (AVD) for the RCG 2023 Publication. | The data consists of a typical Industrial shell. Works include the Industrial shell as described and includes works up to 1m perimeter to the building (1m wide paving slabs & foul/storm drainage). Costs are for the shell only and do not include for internal rooms such as offices or toilets which should be added for seperately. See Variations for assistance. | - | - | - | - | - | If heating is required an addition of £32/m2 (GIA) should be made to the beacon cost. Internal offices (in Industrial complexes) should be added by reference to Cost Guide code series 42P04A -42P40V, Internal WC - 42P40W | - | - | 10083 |  | m2 | - | 3 - INDUSTRIAL | David Grace | Jim Allen | #N/A | Option 1 | ERROR | 0% | 968.8857 | 695.6368 | 0% | 0% | 695.6368 | 0% | Price Book Data | P. Avo | VOA_GPN_GOV_UK\7243572 | 2021-09-24 | Low | - | Low | - | - | Copied to latest DCS. | NA | SPONS A&B | 2 | (BEAMS Note 2) Standard | - | - | 2 | TRUE
3712 | 42A22H | 9565 | 42A22H | Industrial Buildings | No Wall Cladding | 0 - 100m2 | Eaves Height - 41m | - | Building Area only; Site strip vegetation; Strip foundations; Column bases; Uninsulated Concrete GF slab with DPM and Mesh,150 thick up to 10,000m2, 200mm thick over 10,000m2 GIA; Steel Portal frame with bolts and baseplates; Coated galvanised trapezoidal roof sheets with no insulation, on steel purlins; Roof lights; valley gutters; matching fascia and soffit; Rainwater downpipes and gutters; Single phase electrics, lighting and power; EXCLUDES heating ; Underslab storm drainage from internal downpipes on building area greater than 1,000m2 | Location Adjustment Applicable (See Guidance Notes) - ERC = UK mean of 1.00 | (BEAMS Note 2) The ERC for this item should be added to all other rateable items on the hereditament (except land). Therefore the total of the ERC of the other Building Items and the P&M ERC (where applicable) to enable the correct contract size adjustment to be made. ERC of Building Component + ERC of P&M = Total ERC to which contract size adjustment should be applied. The appropriate % adjustment should be made in accordance with the scale for contract size adjustment specified under section 6 of the RCG 2023 Guidance notes. The currency ERC rates are set at £4m (Four Million Pounds) @ 1st April 2021 (AVD) for the RCG 2023 Publication. | The data consists of a typical Industrial shell. Works include the Industrial shell as described and includes works up to 1m perimeter to the building (1m wide paving slabs & foul/storm drainage). Costs are for the shell only and do not include for internal rooms such as offices or toilets which should be added for seperately. See Variations for assistance. | - | - | - | - | - | If heating is required an addition of £32/m2 (GIA) should be made to the beacon cost. Internal offices (in Industrial complexes) should be added by reference to Cost Guide code series 42P04A -42P40V, Internal WC - 42P40W | - | - | 10083 |  | m2 | - | 3 - INDUSTRIAL | David Grace | Jim Allen | #N/A | Option 1 | ERROR | 0% | 972.1929 | 698.0113 | 0% | 0% | 698.0113 | 0% | Price Book Data | P. Avo | VOA_GPN_GOV_UK\7243572 | 2021-09-24 | Low | - | Low | - | - | Copied to latest DCS. | NA | SPONS A&B | 2 | (BEAMS Note 2) Standard | - | - | 2 | TRUE
3713 | 42A22J | 9566 | 42A22J | Industrial Buildings | No Wall Cladding | 0 - 100m2 | Eaves Height - 42m | - | Building Area only; Site strip vegetation; Strip foundations; Column bases; Uninsulated Concrete GF slab with DPM and Mesh,150 thick up to 10,000m2, 200mm thick over 10,000m2 GIA; Steel Portal frame with bolts and baseplates; Coated galvanised trapezoidal roof sheets with no insulation, on steel purlins; Roof lights; valley gutters; matching fascia and soffit; Rainwater downpipes and gutters; Single phase electrics, lighting and power; EXCLUDES heating ; Underslab storm drainage from internal downpipes on building area greater than 1,000m2 | Location Adjustment Applicable (See Guidance Notes) - ERC = UK mean of 1.00 | (BEAMS Note 2) The ERC for this item should be added to all other rateable items on the hereditament (except land). Therefore the total of the ERC of the other Building Items and the P&M ERC (where applicable) to enable the correct contract size adjustment to be made. ERC of Building Component + ERC of P&M = Total ERC to which contract size adjustment should be applied. The appropriate % adjustment should be made in accordance with the scale for contract size adjustment specified under section 6 of the RCG 2023 Guidance notes. The currency ERC rates are set at £4m (Four Million Pounds) @ 1st April 2021 (AVD) for the RCG 2023 Publication. | The data consists of a typical Industrial shell. Works include the Industrial shell as described and includes works up to 1m perimeter to the building (1m wide paving slabs & foul/storm drainage). Costs are for the shell only and do not include for internal rooms such as offices or toilets which should be added for seperately. See Variations for assistance. | - | - | - | - | - | If heating is required an addition of £32/m2 (GIA) should be made to the beacon cost. Internal offices (in Industrial complexes) should be added by reference to Cost Guide code series 42P04A -42P40V, Internal WC - 42P40W | - | - | 10083 |  | m2 | - | 3 - INDUSTRIAL | David Grace | Jim Allen | #N/A | Option 1 | ERROR | 0% | 975.5001 | 700.3858 | 0% | 0% | 700.3858 | 0% | Price Book Data | P. Avo | VOA_GPN_GOV_UK\7243572 | 2021-09-24 | Low | - | Low | - | - | Copied to latest DCS. | NA | SPONS A&B | 2 | (BEAMS Note 2) Standard | - | - | 2 | TRUE
3714 | 42A22K | 9567 | 42A22K | Industrial Buildings | No Wall Cladding | 0 - 100m2 | Eaves Height - 43m | - | Building Area only; Site strip vegetation; Strip foundations; Column bases; Uninsulated Concrete GF slab with DPM and Mesh,150 thick up to 10,000m2, 200mm thick over 10,000m2 GIA; Steel Portal frame with bolts and baseplates; Coated galvanised trapezoidal roof sheets with no insulation, on steel purlins; Roof lights; valley gutters; matching fascia and soffit; Rainwater downpipes and gutters; Single phase electrics, lighting and power; EXCLUDES heating ; Underslab storm drainage from internal downpipes on building area greater than 1,000m2 | Location Adjustment Applicable (See Guidance Notes) - ERC = UK mean of 1.00 | (BEAMS Note 2) The ERC for this item should be added to all other rateable items on the hereditament (except land). Therefore the total of the ERC of the other Building Items and the P&M ERC (where applicable) to enable the correct contract size adjustment to be made. ERC of Building Component + ERC of P&M = Total ERC to which contract size adjustment should be applied. The appropriate % adjustment should be made in accordance with the scale for contract size adjustment specified under section 6 of the RCG 2023 Guidance notes. The currency ERC rates are set at £4m (Four Million Pounds) @ 1st April 2021 (AVD) for the RCG 2023 Publication. | The data consists of a typical Industrial shell. Works include the Industrial shell as described and includes works up to 1m perimeter to the building (1m wide paving slabs & foul/storm drainage). Costs are for the shell only and do not include for internal rooms such as offices or toilets which should be added for seperately. See Variations for assistance. | - | - | - | - | - | If heating is required an addition of £32/m2 (GIA) should be made to the beacon cost. Internal offices (in Industrial complexes) should be added by reference to Cost Guide code series 42P04A -42P40V, Internal WC - 42P40W | - | - | 10083 |  | m2 | - | 3 - INDUSTRIAL | David Grace | Jim Allen | #N/A | Option 1 | ERROR | 0% | 978.8073 | 702.7602 | 0% | 0% | 702.7602 | 0% | Price Book Data | P. Avo | VOA_GPN_GOV_UK\7243572 | 2021-09-24 | Low | - | Low | - | - | Copied to latest DCS. | NA | SPONS A&B | 2 | (BEAMS Note 2) Standard | - | - | 2 | TRUE
3715 | 42A22L | 9568 | 42A22L | Industrial Buildings | No Wall Cladding | 0 - 100m2 | Eaves Height - 44m | - | Building Area only; Site strip vegetation; Strip foundations; Column bases; Uninsulated Concrete GF slab with DPM and Mesh,150 thick up to 10,000m2, 200mm thick over 10,000m2 GIA; Steel Portal frame with bolts and baseplates; Coated galvanised trapezoidal roof sheets with no insulation, on steel purlins; Roof lights; valley gutters; matching fascia and soffit; Rainwater downpipes and gutters; Single phase electrics, lighting and power; EXCLUDES heating ; Underslab storm drainage from internal downpipes on building area greater than 1,000m2 | Location Adjustment Applicable (See Guidance Notes) - ERC = UK mean of 1.00 | (BEAMS Note 2) The ERC for this item should be added to all other rateable items on the hereditament (except land). Therefore the total of the ERC of the other Building Items and the P&M ERC (where applicable) to enable the correct contract size adjustment to be made. ERC of Building Component + ERC of P&M = Total ERC to which contract size adjustment should be applied. The appropriate % adjustment should be made in accordance with the scale for contract size adjustment specified under section 6 of the RCG 2023 Guidance notes. The currency ERC rates are set at £4m (Four Million Pounds) @ 1st April 2021 (AVD) for the RCG 2023 Publication. | The data consists of a typical Industrial shell. Works include the Industrial shell as described and includes works up to 1m perimeter to the building (1m wide paving slabs & foul/storm drainage). Costs are for the shell only and do not include for internal rooms such as offices or toilets which should be added for seperately. See Variations for assistance. | - | - | - | - | - | If heating is required an addition of £32/m2 (GIA) should be made to the beacon cost. Internal offices (in Industrial complexes) should be added by reference to Cost Guide code series 42P04A -42P40V, Internal WC - 42P40W | - | - | 10083 |  | m2 | - | 3 - INDUSTRIAL | David Grace | Jim Allen | #N/A | Option 1 | ERROR | 0% | 982.1145 | 705.1347 | 0% | 0% | 705.1347 | 0% | Price Book Data | P. Avo | VOA_GPN_GOV_UK\7243572 | 2021-09-24 | Low | - | Low | - | - | Copied to latest DCS. | NA | SPONS A&B | 2 | (BEAMS Note 2) Standard | - | - | 2 | TRUE
3716 | 42A22M | 9569 | 42A22M | Industrial Buildings | No Wall Cladding | 0 - 100m2 | Eaves Height - 45m | - | Building Area only; Site strip vegetation; Strip foundations; Column bases; Uninsulated Concrete GF slab with DPM and Mesh,150 thick up to 10,000m2, 200mm thick over 10,000m2 GIA; Steel Portal frame with bolts and baseplates; Coated galvanised trapezoidal roof sheets with no insulation, on steel purlins; Roof lights; valley gutters; matching fascia and soffit; Rainwater downpipes and gutters; Single phase electrics, lighting and power; EXCLUDES heating ; Underslab storm drainage from internal downpipes on building area greater than 1,000m2 | Location Adjustment Applicable (See Guidance Notes) - ERC = UK mean of 1.00 | (BEAMS Note 2) The ERC for this item should be added to all other rateable items on the hereditament (except land). Therefore the total of the ERC of the other Building Items and the P&M ERC (where applicable) to enable the correct contract size adjustment to be made. ERC of Building Component + ERC of P&M = Total ERC to which contract size adjustment should be applied. The appropriate % adjustment should be made in accordance with the scale for contract size adjustment specified under section 6 of the RCG 2023 Guidance notes. The currency ERC rates are set at £4m (Four Million Pounds) @ 1st April 2021 (AVD) for the RCG 2023 Publication. | The data consists of a typical Industrial shell. Works include the Industrial shell as described and includes works up to 1m perimeter to the building (1m wide paving slabs & foul/storm drainage). Costs are for the shell only and do not include for internal rooms such as offices or toilets which should be added for seperately. See Variations for assistance. | - | - | - | - | - | If heating is required an addition of £32/m2 (GIA) should be made to the beacon cost. Internal offices (in Industrial complexes) should be added by reference to Cost Guide code series 42P04A -42P40V, Internal WC - 42P40W | - | - | 10083 |  | m2 | - | 3 - INDUSTRIAL | David Grace | Jim Allen | #N/A | Option 1 | ERROR | 0% | 985.4217 | 707.5092 | 0% | 0% | 707.5092 | 0% | Price Book Data | P. Avo | VOA_GPN_GOV_UK\7243572 | 2021-09-24 | Low | - | Low | - | - | Copied to latest DCS. | NA | SPONS A&B | 2 | (BEAMS Note 2) Standard | - | - | 2 | TRUE
3717 | 42A22N | 9570 | 42A22N | Industrial Buildings | No Wall Cladding | 101 - 250m2 | Eaves Height - 36m | - | Building Area only; Site strip vegetation; Strip foundations; Column bases; Uninsulated Concrete GF slab with DPM and Mesh,150 thick up to 10,000m2, 200mm thick over 10,000m2 GIA; Steel Portal frame with bolts and baseplates; Coated galvanised trapezoidal roof sheets with no insulation, on steel purlins; Roof lights; valley gutters; matching fascia and soffit; Rainwater downpipes and gutters; Single phase electrics, lighting and power; EXCLUDES heating ; Underslab storm drainage from internal downpipes on building area greater than 1,000m2 | Location Adjustment Applicable (See Guidance Notes) - ERC = UK mean of 1.00 | (BEAMS Note 2) The ERC for this item should be added to all other rateable items on the hereditament (except land). Therefore the total of the ERC of the other Building Items and the P&M ERC (where applicable) to enable the correct contract size adjustment to be made. ERC of Building Component + ERC of P&M = Total ERC to which contract size adjustment should be applied. The appropriate % adjustment should be made in accordance with the scale for contract size adjustment specified under section 6 of the RCG 2023 Guidance notes. The currency ERC rates are set at £4m (Four Million Pounds) @ 1st April 2021 (AVD) for the RCG 2023 Publication. | The data consists of a typical Industrial shell. Works include the Industrial shell as described and includes works up to 1m perimeter to the building (1m wide paving slabs & foul/storm drainage). Costs are for the shell only and do not include for internal rooms such as offices or toilets which should be added for seperately. See Variations for assistance. | - | - | - | - | - | If heating is required an addition of £32/m2 (GIA) should be made to the beacon cost. Internal offices (in Industrial complexes) should be added by reference to Cost Guide code series 42P04A -42P40V, Internal WC - 42P40W | - | - | - |  | m2 | - | 3 - INDUSTRIAL | David Grace | Jim Allen | #N/A | Option 1 | ERROR | 0% | 832.3362 | 597.5975 | 0% | 0% | 597.5975 | 0% | Price Book Data | P. Avo | VOA_GPN_GOV_UK\7243572 | 2021-09-20 | Low | - | Low | - | - | Copied to latest DCS. | NA | SPONS A&B | 2 | (BEAMS Note 2) Standard | - | - | 2 | TRUE
3718 | 42A22P | 9571 | 42A22P | Industrial Buildings | No Wall Cladding | 101 - 250m2 | Eaves Height - 37m | - | Building Area only; Site strip vegetation; Strip foundations; Column bases; Uninsulated Concrete GF slab with DPM and Mesh,150 thick up to 10,000m2, 200mm thick over 10,000m2 GIA; Steel Portal frame with bolts and baseplates; Coated galvanised trapezoidal roof sheets with no insulation, on steel purlins; Roof lights; valley gutters; matching fascia and soffit; Rainwater downpipes and gutters; Single phase electrics, lighting and power; EXCLUDES heating ; Underslab storm drainage from internal downpipes on building area greater than 1,000m2 | Location Adjustment Applicable (See Guidance Notes) - ERC = UK mean of 1.00 | (BEAMS Note 2) The ERC for this item should be added to all other rateable items on the hereditament (except land). Therefore the total of the ERC of the other Building Items and the P&M ERC (where applicable) to enable the correct contract size adjustment to be made. ERC of Building Component + ERC of P&M = Total ERC to which contract size adjustment should be applied. The appropriate % adjustment should be made in accordance with the scale for contract size adjustment specified under section 6 of the RCG 2023 Guidance notes. The currency ERC rates are set at £4m (Four Million Pounds) @ 1st April 2021 (AVD) for the RCG 2023 Publication. | The data consists of a typical Industrial shell. Works include the Industrial shell as described and includes works up to 1m perimeter to the building (1m wide paving slabs & foul/storm drainage). Costs are for the shell only and do not include for internal rooms such as offices or toilets which should be added for seperately. See Variations for assistance. | - | - | - | - | - | If heating is required an addition of £32/m2 (GIA) should be made to the beacon cost. Internal offices (in Industrial complexes) should be added by reference to Cost Guide code series 42P04A -42P40V, Internal WC - 42P40W | - | - | - |  | m2 | - | 3 - INDUSTRIAL | David Grace | Jim Allen | #N/A | Option 1 | ERROR | 0% | 834.9819 | 599.4971 | 0% | 0% | 599.4971 | 0% | Price Book Data | P. Avo | VOA_GPN_GOV_UK\7243572 | 2021-09-20 | Low | - | Low | - | - | Copied to latest DCS. | NA | SPONS A&B | 2 | (BEAMS Note 2) Standard | - | - | 2 | TRUE
3719 | 42A22Q | 9572 | 42A22Q | Industrial Buildings | No Wall Cladding | 101 - 250m2 | Eaves Height - 38m | - | Building Area only; Site strip vegetation; Strip foundations; Column bases; Uninsulated Concrete GF slab with DPM and Mesh,150 thick up to 10,000m2, 200mm thick over 10,000m2 GIA; Steel Portal frame with bolts and baseplates; Coated galvanised trapezoidal roof sheets with no insulation, on steel purlins; Roof lights; valley gutters; matching fascia and soffit; Rainwater downpipes and gutters; Single phase electrics, lighting and power; EXCLUDES heating ; Underslab storm drainage from internal downpipes on building area greater than 1,000m2 | Location Adjustment Applicable (See Guidance Notes) - ERC = UK mean of 1.00 | (BEAMS Note 2) The ERC for this item should be added to all other rateable items on the hereditament (except land). Therefore the total of the ERC of the other Building Items and the P&M ERC (where applicable) to enable the correct contract size adjustment to be made. ERC of Building Component + ERC of P&M = Total ERC to which contract size adjustment should be applied. The appropriate % adjustment should be made in accordance with the scale for contract size adjustment specified under section 6 of the RCG 2023 Guidance notes. The currency ERC rates are set at £4m (Four Million Pounds) @ 1st April 2021 (AVD) for the RCG 2023 Publication. | The data consists of a typical Industrial shell. Works include the Industrial shell as described and includes works up to 1m perimeter to the building (1m wide paving slabs & foul/storm drainage). Costs are for the shell only and do not include for internal rooms such as offices or toilets which should be added for seperately. See Variations for assistance. | - | - | - | - | - | If heating is required an addition of £32/m2 (GIA) should be made to the beacon cost. Internal offices (in Industrial complexes) should be added by reference to Cost Guide code series 42P04A -42P40V, Internal WC - 42P40W | - | - | 10083 |  | m2 | - | 3 - INDUSTRIAL | David Grace | Jim Allen | #N/A | Option 1 | ERROR | 0% | 837.6277 | 601.3967 | 0% | 0% | 601.3967 | 0% | Price Book Data | P. Avo | VOA_GPN_GOV_UK\7243572 | 2021-09-20 | Low | - | Low | - | - | Copied to latest DCS. | NA | SPONS A&B | 2 | (BEAMS Note 2) Standard | - | - | 2 | TRUE
3720 | 42A22R | 9573 | 42A22R | Industrial Buildings | No Wall Cladding | 101 - 250m2 | Eaves Height - 39m | - | Building Area only; Site strip vegetation; Strip foundations; Column bases; Uninsulated Concrete GF slab with DPM and Mesh,150 thick up to 10,000m2, 200mm thick over 10,000m2 GIA; Steel Portal frame with bolts and baseplates; Coated galvanised trapezoidal roof sheets with no insulation, on steel purlins; Roof lights; valley gutters; matching fascia and soffit; Rainwater downpipes and gutters; Single phase electrics, lighting and power; EXCLUDES heating ; Underslab storm drainage from internal downpipes on building area greater than 1,000m2 | Location Adjustment Applicable (See Guidance Notes) - ERC = UK mean of 1.00 | (BEAMS Note 2) The ERC for this item should be added to all other rateable items on the hereditament (except land). Therefore the total of the ERC of the other Building Items and the P&M ERC (where applicable) to enable the correct contract size adjustment to be made. ERC of Building Component + ERC of P&M = Total ERC to which contract size adjustment should be applied. The appropriate % adjustment should be made in accordance with the scale for contract size adjustment specified under section 6 of the RCG 2023 Guidance notes. The currency ERC rates are set at £4m (Four Million Pounds) @ 1st April 2021 (AVD) for the RCG 2023 Publication. | The data consists of a typical Industrial shell. Works include the Industrial shell as described and includes works up to 1m perimeter to the building (1m wide paving slabs & foul/storm drainage). Costs are for the shell only and do not include for internal rooms such as offices or toilets which should be added for seperately. See Variations for assistance. | - | - | - | - | - | If heating is required an addition of £32/m2 (GIA) should be made to the beacon cost. Internal offices (in Industrial complexes) should be added by reference to Cost Guide code series 42P04A -42P40V, Internal WC - 42P40W | - | - | 10083 |  | m2 | - | 3 - INDUSTRIAL | David Grace | Jim Allen | #N/A | Option 1 | ERROR | 0% | 840.2734 | 603.2962 | 0% | 0% | 603.2962 | 0% | Price Book Data | P. Avo | VOA_GPN_GOV_UK\7243572 | 2021-09-20 | Low | - | Low | - | - | Copied to latest DCS. | NA | SPONS A&B | 2 | (BEAMS Note 2) Standard | - | - | 2 | TRUE
3721 | 42A22S | 9574 | 42A22S | Industrial Buildings | No Wall Cladding | 101 - 250m2 | Eaves Height - 40m | - | Building Area only; Site strip vegetation; Strip foundations; Column bases; Uninsulated Concrete GF slab with DPM and Mesh,150 thick up to 10,000m2, 200mm thick over 10,000m2 GIA; Steel Portal frame with bolts and baseplates; Coated galvanised trapezoidal roof sheets with no insulation, on steel purlins; Roof lights; valley gutters; matching fascia and soffit; Rainwater downpipes and gutters; Single phase electrics, lighting and power; EXCLUDES heating ; Underslab storm drainage from internal downpipes on building area greater than 1,000m2 | Location Adjustment Applicable (See Guidance Notes) - ERC = UK mean of 1.00 | (BEAMS Note 2) The ERC for this item should be added to all other rateable items on the hereditament (except land). Therefore the total of the ERC of the other Building Items and the P&M ERC (where applicable) to enable the correct contract size adjustment to be made. ERC of Building Component + ERC of P&M = Total ERC to which contract size adjustment should be applied. The appropriate % adjustment should be made in accordance with the scale for contract size adjustment specified under section 6 of the RCG 2023 Guidance notes. The currency ERC rates are set at £4m (Four Million Pounds) @ 1st April 2021 (AVD) for the RCG 2023 Publication. | The data consists of a typical Industrial shell. Works include the Industrial shell as described and includes works up to 1m perimeter to the building (1m wide paving slabs & foul/storm drainage). Costs are for the shell only and do not include for internal rooms such as offices or toilets which should be added for seperately. See Variations for assistance. | - | - | - | - | - | If heating is required an addition of £32/m2 (GIA) should be made to the beacon cost. Internal offices (in Industrial complexes) should be added by reference to Cost Guide code series 42P04A -42P40V, Internal WC - 42P40W | - | - | 10083 |  | m2 | - | 3 - INDUSTRIAL | David Grace | Jim Allen | #N/A | Option 1 | ERROR | 0% | 842.9192 | 605.1958 | 0% | 0% | 605.1958 | 0% | Price Book Data | P. Avo | VOA_GPN_GOV_UK\7243572 | 2021-09-20 | Low | - | Low | - | - | Copied to latest DCS. | NA | SPONS A&B | 2 | (BEAMS Note 2) Standard | - | - | 2 | TRUE
3722 | 42A22T | 9575 | 42A22T | Industrial Buildings | No Wall Cladding | 101 - 250m2 | Eaves Height - 41m | - | Building Area only; Site strip vegetation; Strip foundations; Column bases; Uninsulated Concrete GF slab with DPM and Mesh,150 thick up to 10,000m2, 200mm thick over 10,000m2 GIA; Steel Portal frame with bolts and baseplates; Coated galvanised trapezoidal roof sheets with no insulation, on steel purlins; Roof lights; valley gutters; matching fascia and soffit; Rainwater downpipes and gutters; Single phase electrics, lighting and power; EXCLUDES heating ; Underslab storm drainage from internal downpipes on building area greater than 1,000m2 | Location Adjustment Applicable (See Guidance Notes) - ERC = UK mean of 1.00 | (BEAMS Note 2) The ERC for this item should be added to all other rateable items on the hereditament (except land). Therefore the total of the ERC of the other Building Items and the P&M ERC (where applicable) to enable the correct contract size adjustment to be made. ERC of Building Component + ERC of P&M = Total ERC to which contract size adjustment should be applied. The appropriate % adjustment should be made in accordance with the scale for contract size adjustment specified under section 6 of the RCG 2023 Guidance notes. The currency ERC rates are set at £4m (Four Million Pounds) @ 1st April 2021 (AVD) for the RCG 2023 Publication. | The data consists of a typical Industrial shell. Works include the Industrial shell as described and includes works up to 1m perimeter to the building (1m wide paving slabs & foul/storm drainage). Costs are for the shell only and do not include for internal rooms such as offices or toilets which should be added for seperately. See Variations for assistance. | - | - | - | - | - | If heating is required an addition of £32/m2 (GIA) should be made to the beacon cost. Internal offices (in Industrial complexes) should be added by reference to Cost Guide code series 42P04A -42P40V, Internal WC - 42P40W | - | - | 10083 |  | m2 | - | 3 - INDUSTRIAL | David Grace | Jim Allen | #N/A | Option 1 | ERROR | 0% | 845.565 | 607.0954 | 0% | 0% | 607.0954 | 0% | Price Book Data | P. Avo | VOA_GPN_GOV_UK\7243572 | 2021-09-20 | Low | - | Low | - | - | Copied to latest DCS. | NA | SPONS A&B | 2 | (BEAMS Note 2) Standard | - | - | 2 | TRUE
3723 | 42A22U | 9576 | 42A22U | Industrial Buildings | No Wall Cladding | 101 - 250m2 | Eaves Height - 42m | - | Building Area only; Site strip vegetation; Strip foundations; Column bases; Uninsulated Concrete GF slab with DPM and Mesh,150 thick up to 10,000m2, 200mm thick over 10,000m2 GIA; Steel Portal frame with bolts and baseplates; Coated galvanised trapezoidal roof sheets with no insulation, on steel purlins; Roof lights; valley gutters; matching fascia and soffit; Rainwater downpipes and gutters; Single phase electrics, lighting and power; EXCLUDES heating ; Underslab storm drainage from internal downpipes on building area greater than 1,000m2 | Location Adjustment Applicable (See Guidance Notes) - ERC = UK mean of 1.00 | (BEAMS Note 2) The ERC for this item should be added to all other rateable items on the hereditament (except land). Therefore the total of the ERC of the other Building Items and the P&M ERC (where applicable) to enable the correct contract size adjustment to be made. ERC of Building Component + ERC of P&M = Total ERC to which contract size adjustment should be applied. The appropriate % adjustment should be made in accordance with the scale for contract size adjustment specified under section 6 of the RCG 2023 Guidance notes. The currency ERC rates are set at £4m (Four Million Pounds) @ 1st April 2021 (AVD) for the RCG 2023 Publication. | The data consists of a typical Industrial shell. Works include the Industrial shell as described and includes works up to 1m perimeter to the building (1m wide paving slabs & foul/storm drainage). Costs are for the shell only and do not include for internal rooms such as offices or toilets which should be added for seperately. See Variations for assistance. | - | - | - | - | - | If heating is required an addition of £32/m2 (GIA) should be made to the beacon cost. Internal offices (in Industrial complexes) should be added by reference to Cost Guide code series 42P04A -42P40V, Internal WC - 42P40W | - | - | 10083 |  | m2 | - | 3 - INDUSTRIAL | David Grace | Jim Allen | #N/A | Option 1 | ERROR | 0% | 848.2107 | 608.995 | 0% | 0% | 608.995 | 0% | Price Book Data | P. Avo | VOA_GPN_GOV_UK\7243572 | 2021-09-20 | Low | - | Low | - | - | Copied to latest DCS. | NA | SPONS A&B | 2 | (BEAMS Note 2) Standard | - | - | 2 | TRUE
3724 | 42A22V | 9577 | 42A22V | Industrial Buildings | No Wall Cladding | 101 - 250m2 | Eaves Height - 43m | - | Building Area only; Site strip vegetation; Strip foundations; Column bases; Uninsulated Concrete GF slab with DPM and Mesh,150 thick up to 10,000m2, 200mm thick over 10,000m2 GIA; Steel Portal frame with bolts and baseplates; Coated galvanised trapezoidal roof sheets with no insulation, on steel purlins; Roof lights; valley gutters; matching fascia and soffit; Rainwater downpipes and gutters; Single phase electrics, lighting and power; EXCLUDES heating ; Underslab storm drainage from internal downpipes on building area greater than 1,000m2 | Location Adjustment Applicable (See Guidance Notes) - ERC = UK mean of 1.00 | (BEAMS Note 2) The ERC for this item should be added to all other rateable items on the hereditament (except land). Therefore the total of the ERC of the other Building Items and the P&M ERC (where applicable) to enable the correct contract size adjustment to be made. ERC of Building Component + ERC of P&M = Total ERC to which contract size adjustment should be applied. The appropriate % adjustment should be made in accordance with the scale for contract size adjustment specified under section 6 of the RCG 2023 Guidance notes. The currency ERC rates are set at £4m (Four Million Pounds) @ 1st April 2021 (AVD) for the RCG 2023 Publication. | The data consists of a typical Industrial shell. Works include the Industrial shell as described and includes works up to 1m perimeter to the building (1m wide paving slabs & foul/storm drainage). Costs are for the shell only and do not include for internal rooms such as offices or toilets which should be added for seperately. See Variations for assistance. | - | - | - | - | - | If heating is required an addition of £32/m2 (GIA) should be made to the beacon cost. Internal offices (in Industrial complexes) should be added by reference to Cost Guide code series 42P04A -42P40V, Internal WC - 42P40W | - | - | 10083 |  | m2 | - | 3 - INDUSTRIAL | David Grace | Jim Allen | #N/A | Option 1 | ERROR | 0% | 850.8565 | 610.8946 | 0% | 0% | 610.8946 | 0% | Price Book Data | P. Avo | VOA_GPN_GOV_UK\7243572 | 2021-09-20 | Low | - | Low | - | - | Copied to latest DCS. | NA | SPONS A&B | 2 | (BEAMS Note 2) Standard | - | - | 2 | TRUE
3725 | 42A22W | 9578 | 42A22W | Industrial Buildings | No Wall Cladding | 101 - 250m2 | Eaves Height - 44m | - | Building Area only; Site strip vegetation; Strip foundations; Column bases; Uninsulated Concrete GF slab with DPM and Mesh,150 thick up to 10,000m2, 200mm thick over 10,000m2 GIA; Steel Portal frame with bolts and baseplates; Coated galvanised trapezoidal roof sheets with no insulation, on steel purlins; Roof lights; valley gutters; matching fascia and soffit; Rainwater downpipes and gutters; Single phase electrics, lighting and power; EXCLUDES heating ; Underslab storm drainage from internal downpipes on building area greater than 1,000m2 | Location Adjustment Applicable (See Guidance Notes) - ERC = UK mean of 1.00 | (BEAMS Note 2) The ERC for this item should be added to all other rateable items on the hereditament (except land). Therefore the total of the ERC of the other Building Items and the P&M ERC (where applicable) to enable the correct contract size adjustment to be made. ERC of Building Component + ERC of P&M = Total ERC to which contract size adjustment should be applied. The appropriate % adjustment should be made in accordance with the scale for contract size adjustment specified under section 6 of the RCG 2023 Guidance notes. The currency ERC rates are set at £4m (Four Million Pounds) @ 1st April 2021 (AVD) for the RCG 2023 Publication. | The data consists of a typical Industrial shell. Works include the Industrial shell as described and includes works up to 1m perimeter to the building (1m wide paving slabs & foul/storm drainage). Costs are for the shell only and do not include for internal rooms such as offices or toilets which should be added for seperately. See Variations for assistance. | - | - | - | - | - | If heating is required an addition of £32/m2 (GIA) should be made to the beacon cost. Internal offices (in Industrial complexes) should be added by reference to Cost Guide code series 42P04A -42P40V, Internal WC - 42P40W | - | - | 10083 |  | m2 | - | 3 - INDUSTRIAL | David Grace | Jim Allen | #N/A | Option 1 | ERROR | 0% | 853.5022 | 612.7942 | 0% | 0% | 612.7942 | 0% | Price Book Data | P. Avo | VOA_GPN_GOV_UK\7243572 | 2021-09-20 | Low | - | Low | - | - | Copied to latest DCS. | NA | SPONS A&B | 2 | (BEAMS Note 2) Standard | - | - | 2 | TRUE
3726 | 42A22X | 9579 | 42A22X | Industrial Buildings | No Wall Cladding | 101 - 250m2 | Eaves Height - 45m | - | Building Area only; Site strip vegetation; Strip foundations; Column bases; Uninsulated Concrete GF slab with DPM and Mesh,150 thick up to 10,000m2, 200mm thick over 10,000m2 GIA; Steel Portal frame with bolts and baseplates; Coated galvanised trapezoidal roof sheets with no insulation, on steel purlins; Roof lights; valley gutters; matching fascia and soffit; Rainwater downpipes and gutters; Single phase electrics, lighting and power; EXCLUDES heating ; Underslab storm drainage from internal downpipes on building area greater than 1,000m2 | Location Adjustment Applicable (See Guidance Notes) - ERC = UK mean of 1.00 | (BEAMS Note 2) The ERC for this item should be added to all other rateable items on the hereditament (except land). Therefore the total of the ERC of the other Building Items and the P&M ERC (where applicable) to enable the correct contract size adjustment to be made. ERC of Building Component + ERC of P&M = Total ERC to which contract size adjustment should be applied. The appropriate % adjustment should be made in accordance with the scale for contract size adjustment specified under section 6 of the RCG 2023 Guidance notes. The currency ERC rates are set at £4m (Four Million Pounds) @ 1st April 2021 (AVD) for the RCG 2023 Publication. | The data consists of a typical Industrial shell. Works include the Industrial shell as described and includes works up to 1m perimeter to the building (1m wide paving slabs & foul/storm drainage). Costs are for the shell only and do not include for internal rooms such as offices or toilets which should be added for seperately. See Variations for assistance. | - | - | - | - | - | If heating is required an addition of £32/m2 (GIA) should be made to the beacon cost. Internal offices (in Industrial complexes) should be added by reference to Cost Guide code series 42P04A -42P40V, Internal WC - 42P40W | - | - | 10083 |  | m2 | - | 3 - INDUSTRIAL | David Grace | Jim Allen | #N/A | Option 1 | ERROR | 0% | 856.148 | 614.6938 | 0% | 0% | 614.6938 | 0% | Price Book Data | P. Avo | VOA_GPN_GOV_UK\7243572 | 2021-09-20 | Low | - | Low | - | - | Copied to latest DCS. | NA | SPONS A&B | 2 | (BEAMS Note 2) Standard | - | - | 2 | TRUE
3727 | 42A22Y | 9580 | 42A22Y | Industrial Buildings | No Wall Cladding | 1,001 - 5,000m2 | Eaves Height - 36m | - | Building Area only; Site strip vegetation; Strip foundations; Column bases; Uninsulated Concrete GF slab with DPM and Mesh,150 thick up to 10,000m2, 200mm thick over 10,000m2 GIA; Steel Portal frame with bolts and baseplates; Coated galvanised trapezoidal roof sheets with no insulation, on steel purlins; Roof lights; valley gutters; matching fascia and soffit; Rainwater downpipes and gutters; Single phase electrics, lighting and power; EXCLUDES heating ; Underslab storm drainage from internal downpipes on building area greater than 1,000m2 | Location Adjustment Applicable (See Guidance Notes) - ERC = UK mean of 1.00 | (BEAMS Note 2) The ERC for this item should be added to all other rateable items on the hereditament (except land). Therefore the total of the ERC of the other Building Items and the P&M ERC (where applicable) to enable the correct contract size adjustment to be made. ERC of Building Component + ERC of P&M = Total ERC to which contract size adjustment should be applied. The appropriate % adjustment should be made in accordance with the scale for contract size adjustment specified under section 6 of the RCG 2023 Guidance notes. The currency ERC rates are set at £4m (Four Million Pounds) @ 1st April 2021 (AVD) for the RCG 2023 Publication. | The data consists of a typical Industrial shell. Works include the Industrial shell as described and includes works up to 1m perimeter to the building (1m wide paving slabs & foul/storm drainage). Costs are for the shell only and do not include for internal rooms such as offices or toilets which should be added for seperately. See Variations for assistance. | - | - | - | - | - | If heating is required an addition of £32/m2 (GIA) should be made to the beacon cost. Internal offices (in Industrial complexes) should be added by reference to Cost Guide code series 42P04A -42P40V, Internal WC - 42P40W | - | - | - |  | m2 | - | 3 - INDUSTRIAL | David Grace | Jim Allen | #N/A | Option 1 | ERROR | 0% | 565.7075 | 406.1645 | 0% | 0% | 406.1645 | 0% | Price Book Data | P. Avo | VOA_GPN_GOV_UK\7243572 | 2021-09-30 | Low | - | Low | - | - | Copied to latest DCS. | NA | SPONS A&B | 2 | (BEAMS Note 2) Standard | - | - | 2 | TRUE
3728 | 42A22Z | 9581 | 42A22Z | Industrial Buildings | No Wall Cladding | 1,001 - 5,000m2 | Eaves Height - 37m | - | Building Area only; Site strip vegetation; Strip foundations; Column bases; Uninsulated Concrete GF slab with DPM and Mesh,150 thick up to 10,000m2, 200mm thick over 10,000m2 GIA; Steel Portal frame with bolts and baseplates; Coated galvanised trapezoidal roof sheets with no insulation, on steel purlins; Roof lights; valley gutters; matching fascia and soffit; Rainwater downpipes and gutters; Single phase electrics, lighting and power; EXCLUDES heating ; Underslab storm drainage from internal downpipes on building area greater than 1,000m2 | Location Adjustment Applicable (See Guidance Notes) - ERC = UK mean of 1.00 | (BEAMS Note 2) The ERC for this item should be added to all other rateable items on the hereditament (except land). Therefore the total of the ERC of the other Building Items and the P&M ERC (where applicable) to enable the correct contract size adjustment to be made. ERC of Building Component + ERC of P&M = Total ERC to which contract size adjustment should be applied. The appropriate % adjustment should be made in accordance with the scale for contract size adjustment specified under section 6 of the RCG 2023 Guidance notes. The currency ERC rates are set at £4m (Four Million Pounds) @ 1st April 2021 (AVD) for the RCG 2023 Publication. | The data consists of a typical Industrial shell. Works include the Industrial shell as described and includes works up to 1m perimeter to the building (1m wide paving slabs & foul/storm drainage). Costs are for the shell only and do not include for internal rooms such as offices or toilets which should be added for seperately. See Variations for assistance. | - | - | - | - | - | If heating is required an addition of £32/m2 (GIA) should be made to the beacon cost. Internal offices (in Industrial complexes) should be added by reference to Cost Guide code series 42P04A -42P40V, Internal WC - 42P40W | - | - | - |  | m2 | - | 3 - INDUSTRIAL | David Grace | Jim Allen | #N/A | Option 1 | ERROR | 0% | 565.9228 | 406.319 | 0% | 0% | 406.319 | 0% | Price Book Data | P. Avo | VOA_GPN_GOV_UK\7243572 | 2021-09-30 | Low | - | Low | - | - | Copied to latest DCS. | NA | SPONS A&B | 2 | (BEAMS Note 2) Standard | - | - | 2 | TRUE
3729 | 42A23A | 9582 | 42A23A | Industrial Buildings | No Wall Cladding | 1,001 - 5,000m2 | Eaves Height - 38m | - | Building Area only; Site strip vegetation; Strip foundations; Column bases; Uninsulated Concrete GF slab with DPM and Mesh,150 thick up to 10,000m2, 200mm thick over 10,000m2 GIA; Steel Portal frame with bolts and baseplates; Coated galvanised trapezoidal roof sheets with no insulation, on steel purlins; Roof lights; valley gutters; matching fascia and soffit; Rainwater downpipes and gutters; Single phase electrics, lighting and power; EXCLUDES heating ; Underslab storm drainage from internal downpipes on building area greater than 1,000m2 | Location Adjustment Applicable (See Guidance Notes) - ERC = UK mean of 1.00 | (BEAMS Note 2) The ERC for this item should be added to all other rateable items on the hereditament (except land). Therefore the total of the ERC of the other Building Items and the P&M ERC (where applicable) to enable the correct contract size adjustment to be made. ERC of Building Component + ERC of P&M = Total ERC to which contract size adjustment should be applied. The appropriate % adjustment should be made in accordance with the scale for contract size adjustment specified under section 6 of the RCG 2023 Guidance notes. The currency ERC rates are set at £4m (Four Million Pounds) @ 1st April 2021 (AVD) for the RCG 2023 Publication. | The data consists of a typical Industrial shell. Works include the Industrial shell as described and includes works up to 1m perimeter to the building (1m wide paving slabs & foul/storm drainage). Costs are for the shell only and do not include for internal rooms such as offices or toilets which should be added for seperately. See Variations for assistance. | - | - | - | - | - | If heating is required an addition of £32/m2 (GIA) should be made to the beacon cost. Internal offices (in Industrial complexes) should be added by reference to Cost Guide code series 42P04A -42P40V, Internal WC - 42P40W | - | - | 10083 |  | m2 | - | 3 - INDUSTRIAL | David Grace | Jim Allen | #N/A | Option 1 | ERROR | 0% | 566.1381 | 406.4736 | 0% | 0% | 406.4736 | 0% | Price Book Data | P. Avo | VOA_GPN_GOV_UK\7243572 | 2021-09-30 | Low | - | Low | - | - | Copied to latest DCS. | NA | SPONS A&B | 2 | (BEAMS Note 2) Standard | - | - | 2 | TRUE
3730 | 42A23B | 9583 | 42A23B | Industrial Buildings | No Wall Cladding | 1,001 - 5,000m2 | Eaves Height - 39m | - | Building Area only; Site strip vegetation; Strip foundations; Column bases; Uninsulated Concrete GF slab with DPM and Mesh,150 thick up to 10,000m2, 200mm thick over 10,000m2 GIA; Steel Portal frame with bolts and baseplates; Coated galvanised trapezoidal roof sheets with no insulation, on steel purlins; Roof lights; valley gutters; matching fascia and soffit; Rainwater downpipes and gutters; Single phase electrics, lighting and power; EXCLUDES heating ; Underslab storm drainage from internal downpipes on building area greater than 1,000m2 | Location Adjustment Applicable (See Guidance Notes) - ERC = UK mean of 1.00 | (BEAMS Note 2) The ERC for this item should be added to all other rateable items on the hereditament (except land). Therefore the total of the ERC of the other Building Items and the P&M ERC (where applicable) to enable the correct contract size adjustment to be made. ERC of Building Component + ERC of P&M = Total ERC to which contract size adjustment should be applied. The appropriate % adjustment should be made in accordance with the scale for contract size adjustment specified under section 6 of the RCG 2023 Guidance notes. The currency ERC rates are set at £4m (Four Million Pounds) @ 1st April 2021 (AVD) for the RCG 2023 Publication. | The data consists of a typical Industrial shell. Works include the Industrial shell as described and includes works up to 1m perimeter to the building (1m wide paving slabs & foul/storm drainage). Costs are for the shell only and do not include for internal rooms such as offices or toilets which should be added for seperately. See Variations for assistance. | - | - | - | - | - | If heating is required an addition of £32/m2 (GIA) should be made to the beacon cost. Internal offices (in Industrial complexes) should be added by reference to Cost Guide code series 42P04A -42P40V, Internal WC - 42P40W | - | - | 10083 |  | m2 | - | 3 - INDUSTRIAL | David Grace | Jim Allen | #N/A | Option 1 | ERROR | 0% | 566.3534 | 406.6282 | 0% | 0% | 406.6282 | 0% | Price Book Data | P. Avo | VOA_GPN_GOV_UK\7243572 | 2021-09-30 | Low | - | Low | - | - | Copied to latest DCS. Incorrect rate selected, now updated. | NA | SPONS A&B | 2 | (BEAMS Note 2) Standard | - | - | 2 | TRUE
3731 | 42A23C | 9584 | 42A23C | Industrial Buildings | No Wall Cladding | 1,001 - 5,000m2 | Eaves Height - 40m | - | Building Area only; Site strip vegetation; Strip foundations; Column bases; Uninsulated Concrete GF slab with DPM and Mesh,150 thick up to 10,000m2, 200mm thick over 10,000m2 GIA; Steel Portal frame with bolts and baseplates; Coated galvanised trapezoidal roof sheets with no insulation, on steel purlins; Roof lights; valley gutters; matching fascia and soffit; Rainwater downpipes and gutters; Single phase electrics, lighting and power; EXCLUDES heating ; Underslab storm drainage from internal downpipes on building area greater than 1,000m2 | Location Adjustment Applicable (See Guidance Notes) - ERC = UK mean of 1.00 | (BEAMS Note 2) The ERC for this item should be added to all other rateable items on the hereditament (except land). Therefore the total of the ERC of the other Building Items and the P&M ERC (where applicable) to enable the correct contract size adjustment to be made. ERC of Building Component + ERC of P&M = Total ERC to which contract size adjustment should be applied. The appropriate % adjustment should be made in accordance with the scale for contract size adjustment specified under section 6 of the RCG 2023 Guidance notes. The currency ERC rates are set at £4m (Four Million Pounds) @ 1st April 2021 (AVD) for the RCG 2023 Publication. | The data consists of a typical Industrial shell. Works include the Industrial shell as described and includes works up to 1m perimeter to the building (1m wide paving slabs & foul/storm drainage). Costs are for the shell only and do not include for internal rooms such as offices or toilets which should be added for seperately. See Variations for assistance. | - | - | - | - | - | If heating is required an addition of £32/m2 (GIA) should be made to the beacon cost. Internal offices (in Industrial complexes) should be added by reference to Cost Guide code series 42P04A -42P40V, Internal WC - 42P40W | - | - | 10083 |  | m2 | - | 3 - INDUSTRIAL | David Grace | Jim Allen | #N/A | Option 1 | ERROR | 0% | 566.5687 | 406.7828 | 0% | 0% | 406.7828 | 0% | Price Book Data | P. Avo | VOA_GPN_GOV_UK\7243572 | 2021-09-30 | Low | - | Low | - | - | Copied to latest DCS. | NA | SPONS A&B | 2 | (BEAMS Note 2) Standard | - | - | 2 | TRUE
3732 | 42A23D | 9585 | 42A23D | Industrial Buildings | No Wall Cladding | 1,001 - 5,000m2 | Eaves Height - 41m | - | Building Area only; Site strip vegetation; Strip foundations; Column bases; Uninsulated Concrete GF slab with DPM and Mesh,150 thick up to 10,000m2, 200mm thick over 10,000m2 GIA; Steel Portal frame with bolts and baseplates; Coated galvanised trapezoidal roof sheets with no insulation, on steel purlins; Roof lights; valley gutters; matching fascia and soffit; Rainwater downpipes and gutters; Single phase electrics, lighting and power; EXCLUDES heating ; Underslab storm drainage from internal downpipes on building area greater than 1,000m2 | Location Adjustment Applicable (See Guidance Notes) - ERC = UK mean of 1.00 | (BEAMS Note 2) The ERC for this item should be added to all other rateable items on the hereditament (except land). Therefore the total of the ERC of the other Building Items and the P&M ERC (where applicable) to enable the correct contract size adjustment to be made. ERC of Building Component + ERC of P&M = Total ERC to which contract size adjustment should be applied. The appropriate % adjustment should be made in accordance with the scale for contract size adjustment specified under section 6 of the RCG 2023 Guidance notes. The currency ERC rates are set at £4m (Four Million Pounds) @ 1st April 2021 (AVD) for the RCG 2023 Publication. | The data consists of a typical Industrial shell. Works include the Industrial shell as described and includes works up to 1m perimeter to the building (1m wide paving slabs & foul/storm drainage). Costs are for the shell only and do not include for internal rooms such as offices or toilets which should be added for seperately. See Variations for assistance. | - | - | - | - | - | If heating is required an addition of £32/m2 (GIA) should be made to the beacon cost. Internal offices (in Industrial complexes) should be added by reference to Cost Guide code series 42P04A -42P40V, Internal WC - 42P40W | - | - | 10083 |  | m2 | - | 3 - INDUSTRIAL | David Grace | Jim Allen | #N/A | Option 1 | ERROR | 0% | 566.7841 | 406.9374 | 0% | 0% | 406.9374 | 0% | Price Book Data | P. Avo | VOA_GPN_GOV_UK\7243572 | 2021-09-30 | Low | - | Low | - | - | Copied to latest DCS. | NA | SPONS A&B | 2 | (BEAMS Note 2) Standard | - | - | 2 | TRUE
3733 | 42A23E | 9586 | 42A23E | Industrial Buildings | No Wall Cladding | 1,001 - 5,000m2 | Eaves Height - 42m | - | Building Area only; Site strip vegetation; Strip foundations; Column bases; Uninsulated Concrete GF slab with DPM and Mesh,150 thick up to 10,000m2, 200mm thick over 10,000m2 GIA; Steel Portal frame with bolts and baseplates; Coated galvanised trapezoidal roof sheets with no insulation, on steel purlins; Roof lights; valley gutters; matching fascia and soffit; Rainwater downpipes and gutters; Single phase electrics, lighting and power; EXCLUDES heating ; Underslab storm drainage from internal downpipes on building area greater than 1,000m2 | Location Adjustment Applicable (See Guidance Notes) - ERC = UK mean of 1.00 | (BEAMS Note 2) The ERC for this item should be added to all other rateable items on the hereditament (except land). Therefore the total of the ERC of the other Building Items and the P&M ERC (where applicable) to enable the correct contract size adjustment to be made. ERC of Building Component + ERC of P&M = Total ERC to which contract size adjustment should be applied. The appropriate % adjustment should be made in accordance with the scale for contract size adjustment specified under section 6 of the RCG 2023 Guidance notes. The currency ERC rates are set at £4m (Four Million Pounds) @ 1st April 2021 (AVD) for the RCG 2023 Publication. | The data consists of a typical Industrial shell. Works include the Industrial shell as described and includes works up to 1m perimeter to the building (1m wide paving slabs & foul/storm drainage). Costs are for the shell only and do not include for internal rooms such as offices or toilets which should be added for seperately. See Variations for assistance. | - | - | - | - | - | If heating is required an addition of £32/m2 (GIA) should be made to the beacon cost. Internal offices (in Industrial complexes) should be added by reference to Cost Guide code series 42P04A -42P40V, Internal WC - 42P40W | - | - | 10083 |  | m2 | - | 3 - INDUSTRIAL | David Grace | Jim Allen | #N/A | Option 1 | ERROR | 0% | 566.9994 | 407.092 | 0% | 0% | 407.092 | 0% | Price Book Data | P. Avo | VOA_GPN_GOV_UK\7243572 | 2021-09-30 | Low | - | Low | - | - | Copied to latest DCS. | NA | SPONS A&B | 2 | (BEAMS Note 2) Standard | - | - | 2 | TRUE
3734 | 42A23F | 9587 | 42A23F | Industrial Buildings | No Wall Cladding | 1,001 - 5,000m2 | Eaves Height - 43m | - | Building Area only; Site strip vegetation; Strip foundations; Column bases; Uninsulated Concrete GF slab with DPM and Mesh,150 thick up to 10,000m2, 200mm thick over 10,000m2 GIA; Steel Portal frame with bolts and baseplates; Coated galvanised trapezoidal roof sheets with no insulation, on steel purlins; Roof lights; valley gutters; matching fascia and soffit; Rainwater downpipes and gutters; Single phase electrics, lighting and power; EXCLUDES heating ; Underslab storm drainage from internal downpipes on building area greater than 1,000m2 | Location Adjustment Applicable (See Guidance Notes) - ERC = UK mean of 1.00 | (BEAMS Note 2) The ERC for this item should be added to all other rateable items on the hereditament (except land). Therefore the total of the ERC of the other Building Items and the P&M ERC (where applicable) to enable the correct contract size adjustment to be made. ERC of Building Component + ERC of P&M = Total ERC to which contract size adjustment should be applied. The appropriate % adjustment should be made in accordance with the scale for contract size adjustment specified under section 6 of the RCG 2023 Guidance notes. The currency ERC rates are set at £4m (Four Million Pounds) @ 1st April 2021 (AVD) for the RCG 2023 Publication. | The data consists of a typical Industrial shell. Works include the Industrial shell as described and includes works up to 1m perimeter to the building (1m wide paving slabs & foul/storm drainage). Costs are for the shell only and do not include for internal rooms such as offices or toilets which should be added for seperately. See Variations for assistance. | - | - | - | - | - | If heating is required an addition of £32/m2 (GIA) should be made to the beacon cost. Internal offices (in Industrial complexes) should be added by reference to Cost Guide code series 42P04A -42P40V, Internal WC - 42P40W | - | - | 10083 |  | m2 | - | 3 - INDUSTRIAL | David Grace | Jim Allen | #N/A | Option 1 | ERROR | 0% | 567.2147 | 407.2466 | 0% | 0% | 407.2466 | 0% | Price Book Data | P. Avo | VOA_GPN_GOV_UK\7243572 | 2021-09-30 | Low | - | Low | - | - | Copied to latest DCS. | NA | SPONS A&B | 2 | (BEAMS Note 2) Standard | - | - | 2 | TRUE
3735 | 42A23G | 9588 | 42A23G | Industrial Buildings | No Wall Cladding | 1,001 - 5,000m2 | Eaves Height - 44m | - | Building Area only; Site strip vegetation; Strip foundations; Column bases; Uninsulated Concrete GF slab with DPM and Mesh,150 thick up to 10,000m2, 200mm thick over 10,000m2 GIA; Steel Portal frame with bolts and baseplates; Coated galvanised trapezoidal roof sheets with no insulation, on steel purlins; Roof lights; valley gutters; matching fascia and soffit; Rainwater downpipes and gutters; Single phase electrics, lighting and power; EXCLUDES heating ; Underslab storm drainage from internal downpipes on building area greater than 1,000m2 | Location Adjustment Applicable (See Guidance Notes) - ERC = UK mean of 1.00 | (BEAMS Note 2) The ERC for this item should be added to all other rateable items on the hereditament (except land). Therefore the total of the ERC of the other Building Items and the P&M ERC (where applicable) to enable the correct contract size adjustment to be made. ERC of Building Component + ERC of P&M = Total ERC to which contract size adjustment should be applied. The appropriate % adjustment should be made in accordance with the scale for contract size adjustment specified under section 6 of the RCG 2023 Guidance notes. The currency ERC rates are set at £4m (Four Million Pounds) @ 1st April 2021 (AVD) for the RCG 2023 Publication. | The data consists of a typical Industrial shell. Works include the Industrial shell as described and includes works up to 1m perimeter to the building (1m wide paving slabs & foul/storm drainage). Costs are for the shell only and do not include for internal rooms such as offices or toilets which should be added for seperately. See Variations for assistance. | - | - | - | - | - | If heating is required an addition of £32/m2 (GIA) should be made to the beacon cost. Internal offices (in Industrial complexes) should be added by reference to Cost Guide code series 42P04A -42P40V, Internal WC - 42P40W | - | - | 10083 |  | m2 | - | 3 - INDUSTRIAL | David Grace | Jim Allen | #N/A | Option 1 | ERROR | 0% | 567.43 | 407.4012 | 0% | 0% | 407.4012 | 0% | Price Book Data | P. Avo | VOA_GPN_GOV_UK\7243572 | 2021-09-30 | Low | - | Low | - | - | Copied to latest DCS. | NA | SPONS A&B | 2 | (BEAMS Note 2) Standard | - | - | 2 | TRUE
3736 | 42A23H | 9589 | 42A23H | Industrial Buildings | No Wall Cladding | 1,001 - 5,000m2 | Eaves Height - 45m | - | Building Area only; Site strip vegetation; Strip foundations; Column bases; Uninsulated Concrete GF slab with DPM and Mesh,150 thick up to 10,000m2, 200mm thick over 10,000m2 GIA; Steel Portal frame with bolts and baseplates; Coated galvanised trapezoidal roof sheets with no insulation, on steel purlins; Roof lights; valley gutters; matching fascia and soffit; Rainwater downpipes and gutters; Single phase electrics, lighting and power; EXCLUDES heating ; Underslab storm drainage from internal downpipes on building area greater than 1,000m2 | Location Adjustment Applicable (See Guidance Notes) - ERC = UK mean of 1.00 | (BEAMS Note 2) The ERC for this item should be added to all other rateable items on the hereditament (except land). Therefore the total of the ERC of the other Building Items and the P&M ERC (where applicable) to enable the correct contract size adjustment to be made. ERC of Building Component + ERC of P&M = Total ERC to which contract size adjustment should be applied. The appropriate % adjustment should be made in accordance with the scale for contract size adjustment specified under section 6 of the RCG 2023 Guidance notes. The currency ERC rates are set at £4m (Four Million Pounds) @ 1st April 2021 (AVD) for the RCG 2023 Publication. | The data consists of a typical Industrial shell. Works include the Industrial shell as described and includes works up to 1m perimeter to the building (1m wide paving slabs & foul/storm drainage). Costs are for the shell only and do not include for internal rooms such as offices or toilets which should be added for seperately. See Variations for assistance. | - | - | - | - | - | If heating is required an addition of £32/m2 (GIA) should be made to the beacon cost. Internal offices (in Industrial complexes) should be added by reference to Cost Guide code series 42P04A -42P40V, Internal WC - 42P40W | - | - | 10083 |  | m2 | - | 3 - INDUSTRIAL | David Grace | Jim Allen | #N/A | Option 1 | ERROR | 0% | 567.6453 | 407.5557 | 0% | 0% | 407.5557 | 0% | Price Book Data | P. Avo | VOA_GPN_GOV_UK\7243572 | 2021-09-30 | Low | - | Low | - | - | Copied to latest DCS. | NA | SPONS A&B | 2 | (BEAMS Note 2) Standard | - | - | 2 | TRUE
3737 | 42A23J | 9590 | 42A23J | Industrial Buildings | No Wall Cladding | 10,001 - 20,000m2 | Eaves Height - 36m | - | Building Area only; Site strip vegetation; Strip foundations; Column bases; Uninsulated Concrete GF slab with DPM and Mesh,150 thick up to 10,000m2, 200mm thick over 10,000m2 GIA; Steel Portal frame with bolts and baseplates; Coated galvanised trapezoidal roof sheets with no insulation, on steel purlins; Roof lights; valley gutters; matching fascia and soffit; Rainwater downpipes and gutters; Single phase electrics, lighting and power; Gas fuelled hot air burners; Underslab storm drainage from internal downpipes on building area greater than 1,000m2; | Location Adjustment Applicable (See Guidance Notes) - ERC = UK mean of 1.00 | (BEAMS Note 2) The ERC for this item should be added to all other rateable items on the hereditament (except land). Therefore the total of the ERC of the other Building Items and the P&M ERC (where applicable) to enable the correct contract size adjustment to be made. ERC of Building Component + ERC of P&M = Total ERC to which contract size adjustment should be applied. The appropriate % adjustment should be made in accordance with the scale for contract size adjustment specified under section 6 of the RCG 2023 Guidance notes. The currency ERC rates are set at £4m (Four Million Pounds) @ 1st April 2021 (AVD) for the RCG 2023 Publication. | The data consists of a typical Industrial shell. Works include the Industrial shell as described and includes works up to 1m perimeter to the building (1m wide paving slabs & foul/storm drainage). Costs are for the shell only and do not include for internal rooms such as offices or toilets which should be added for seperately. See Variations for assistance. | - | - | - | - | - | If no heating is present a deduction of £28m2 (GIA) should be made to the beacon cost. Internal offices (in Industrial complexes) should be added by reference to Cost Guide code series 42P04A -42P40V, Internal WC - 42P40W, amenity blocks - showers & toilets (New code TBC) & Canteens (New CodeTBC) | - | - | - |  | m2 | - | 3 - INDUSTRIAL | David Grace | Jim Allen | #N/A | Option 1 | ERROR | 0% | 567.2639 | 407.2819 | 0% | 0% | 407.2819 | 0% | Price Book Data | P. Avo | VOA_GPN_GOV_UK\7243572 | 2021-09-29 | Low | - | Low | - | - | Copied to latest DCS. | NA | SPONS A&B | 2 | (BEAMS Note 2) Standard | - | - | 2 | FALSE
3738 | 42A23K | 9600 | 42A23K | Industrial Buildings | No Wall Cladding | 10,001 - 20,000m2 | Eaves Height - 37m | - | Building Area only; Site strip vegetation; Strip foundations; Column bases; Uninsulated Concrete GF slab with DPM and Mesh,150 thick up to 10,000m2, 200mm thick over 10,000m2 GIA; Steel Portal frame with bolts and baseplates; Coated galvanised trapezoidal roof sheets with no insulation, on steel purlins; Roof lights; valley gutters; matching fascia and soffit; Rainwater downpipes and gutters; Single phase electrics, lighting and power; Gas fuelled hot air burners; Underslab storm drainage from internal downpipes on building area greater than 1,000m2; | Location Adjustment Applicable (See Guidance Notes) - ERC = UK mean of 1.00 | (BEAMS Note 2) The ERC for this item should be added to all other rateable items on the hereditament (except land). Therefore the total of the ERC of the other Building Items and the P&M ERC (where applicable) to enable the correct contract size adjustment to be made. ERC of Building Component + ERC of P&M = Total ERC to which contract size adjustment should be applied. The appropriate % adjustment should be made in accordance with the scale for contract size adjustment specified under section 6 of the RCG 2023 Guidance notes. The currency ERC rates are set at £4m (Four Million Pounds) @ 1st April 2021 (AVD) for the RCG 2023 Publication. | The data consists of a typical Industrial shell. Works include the Industrial shell as described and includes works up to 1m perimeter to the building (1m wide paving slabs & foul/storm drainage). Costs are for the shell only and do not include for internal rooms such as offices or toilets which should be added for seperately. See Variations for assistance. | - | - | - | - | - | If no heating is present a deduction of £28m2 (GIA) should be made to the beacon cost. Internal offices (in Industrial complexes) should be added by reference to Cost Guide code series 42P04A -42P40V, Internal WC - 42P40W, amenity blocks - showers & toilets (New code TBC) & Canteens (New CodeTBC) | - | - | - |  | m2 | - | 3 - INDUSTRIAL | David Grace | Jim Allen | #N/A | Option 1 | ERROR | 0% | 567.3819 | 407.3666 | 0% | 0% | 407.3666 | 0% | Price Book Data | P. Avo | VOA_GPN_GOV_UK\7243572 | 2021-09-29 | Low | - | Low | - | - | Copied to latest DCS. | NA | SPONS A&B | 2 | (BEAMS Note 2) Standard | - | - | 2 | FALSE
3739 | 42A23L | 9601 | 42A23L | Industrial Buildings | No Wall Cladding | 10,001 - 20,000m2 | Eaves Height - 38m | - | Building Area only; Site strip vegetation; Strip foundations; Column bases; Uninsulated Concrete GF slab with DPM and Mesh,150 thick up to 10,000m2, 200mm thick over 10,000m2 GIA; Steel Portal frame with bolts and baseplates; Coated galvanised trapezoidal roof sheets with no insulation, on steel purlins; Roof lights; valley gutters; matching fascia and soffit; Rainwater downpipes and gutters; Single phase electrics, lighting and power; Gas fuelled hot air burners; Underslab storm drainage from internal downpipes on building area greater than 1,000m2; | Location Adjustment Applicable (See Guidance Notes) - ERC = UK mean of 1.00 | (BEAMS Note 2) The ERC for this item should be added to all other rateable items on the hereditament (except land). Therefore the total of the ERC of the other Building Items and the P&M ERC (where applicable) to enable the correct contract size adjustment to be made. ERC of Building Component + ERC of P&M = Total ERC to which contract size adjustment should be applied. The appropriate % adjustment should be made in accordance with the scale for contract size adjustment specified under section 6 of the RCG 2023 Guidance notes. The currency ERC rates are set at £4m (Four Million Pounds) @ 1st April 2021 (AVD) for the RCG 2023 Publication. | The data consists of a typical Industrial shell. Works include the Industrial shell as described and includes works up to 1m perimeter to the building (1m wide paving slabs & foul/storm drainage). Costs are for the shell only and do not include for internal rooms such as offices or toilets which should be added for seperately. See Variations for assistance. | - | - | - | - | - | If no heating is present a deduction of £28m2 (GIA) should be made to the beacon cost. Internal offices (in Industrial complexes) should be added by reference to Cost Guide code series 42P04A -42P40V, Internal WC - 42P40W, amenity blocks - showers & toilets (New code TBC) & Canteens (New CodeTBC) | - | - | 10083 |  | m2 | - | 3 - INDUSTRIAL | David Grace | Jim Allen | #N/A | Option 1 | ERROR | 0% | 567.4999 | 407.4513 | 0% | 0% | 407.4513 | 0% | Price Book Data | P. Avo | VOA_GPN_GOV_UK\7243572 | 2021-09-29 | Low | - | Low | - | - | Copied to latest DCS. | NA | SPONS A&B | 2 | (BEAMS Note 2) Standard | - | - | 2 | FALSE
3740 | 42A23M | 9602 | 42A23M | Industrial Buildings | No Wall Cladding | 10,001 - 20,000m2 | Eaves Height - 39m | - | Building Area only; Site strip vegetation; Strip foundations; Column bases; Uninsulated Concrete GF slab with DPM and Mesh,150 thick up to 10,000m2, 200mm thick over 10,000m2 GIA; Steel Portal frame with bolts and baseplates; Coated galvanised trapezoidal roof sheets with no insulation, on steel purlins; Roof lights; valley gutters; matching fascia and soffit; Rainwater downpipes and gutters; Single phase electrics, lighting and power; Gas fuelled hot air burners; Underslab storm drainage from internal downpipes on building area greater than 1,000m2; | Location Adjustment Applicable (See Guidance Notes) - ERC = UK mean of 1.00 | (BEAMS Note 2) The ERC for this item should be added to all other rateable items on the hereditament (except land). Therefore the total of the ERC of the other Building Items and the P&M ERC (where applicable) to enable the correct contract size adjustment to be made. ERC of Building Component + ERC of P&M = Total ERC to which contract size adjustment should be applied. The appropriate % adjustment should be made in accordance with the scale for contract size adjustment specified under section 6 of the RCG 2023 Guidance notes. The currency ERC rates are set at £4m (Four Million Pounds) @ 1st April 2021 (AVD) for the RCG 2023 Publication. | The data consists of a typical Industrial shell. Works include the Industrial shell as described and includes works up to 1m perimeter to the building (1m wide paving slabs & foul/storm drainage). Costs are for the shell only and do not include for internal rooms such as offices or toilets which should be added for seperately. See Variations for assistance. | - | - | - | - | - | If no heating is present a deduction of £28m2 (GIA) should be made to the beacon cost. Internal offices (in Industrial complexes) should be added by reference to Cost Guide code series 42P04A -42P40V, Internal WC - 42P40W, amenity blocks - showers & toilets (New code TBC) & Canteens (New CodeTBC) | - | - | 10083 |  | m2 | - | 3 - INDUSTRIAL | David Grace | Jim Allen | #N/A | Option 1 | ERROR | 0% | 567.6178 | 407.536 | 0% | 0% | 407.536 | 0% | Price Book Data | P. Avo | VOA_GPN_GOV_UK\7243572 | 2021-09-29 | Low | - | Low | - | - | Copied to latest DCS. | NA | SPONS A&B | 2 | (BEAMS Note 2) Standard | - | - | 2 | FALSE
3741 | 42A23N | 9603 | 42A23N | Industrial Buildings | No Wall Cladding | 10,001 - 20,000m2 | Eaves Height - 40m | - | Building Area only; Site strip vegetation; Strip foundations; Column bases; Uninsulated Concrete GF slab with DPM and Mesh,150 thick up to 10,000m2, 200mm thick over 10,000m2 GIA; Steel Portal frame with bolts and baseplates; Coated galvanised trapezoidal roof sheets with no insulation, on steel purlins; Roof lights; valley gutters; matching fascia and soffit; Rainwater downpipes and gutters; Single phase electrics, lighting and power; Gas fuelled hot air burners; Underslab storm drainage from internal downpipes on building area greater than 1,000m2; | Location Adjustment Applicable (See Guidance Notes) - ERC = UK mean of 1.00 | (BEAMS Note 2) The ERC for this item should be added to all other rateable items on the hereditament (except land). Therefore the total of the ERC of the other Building Items and the P&M ERC (where applicable) to enable the correct contract size adjustment to be made. ERC of Building Component + ERC of P&M = Total ERC to which contract size adjustment should be applied. The appropriate % adjustment should be made in accordance with the scale for contract size adjustment specified under section 6 of the RCG 2023 Guidance notes. The currency ERC rates are set at £4m (Four Million Pounds) @ 1st April 2021 (AVD) for the RCG 2023 Publication. | The data consists of a typical Industrial shell. Works include the Industrial shell as described and includes works up to 1m perimeter to the building (1m wide paving slabs & foul/storm drainage). Costs are for the shell only and do not include for internal rooms such as offices or toilets which should be added for seperately. See Variations for assistance. | - | - | - | - | - | If no heating is present a deduction of £28m2 (GIA) should be made to the beacon cost. Internal offices (in Industrial complexes) should be added by reference to Cost Guide code series 42P04A -42P40V, Internal WC - 42P40W, amenity blocks - showers & toilets (New code TBC) & Canteens (New CodeTBC) | - | - | 10083 |  | m2 | - | 3 - INDUSTRIAL | David Grace | Jim Allen | #N/A | Option 1 | ERROR | 0% | 567.7358 | 407.6207 | 0% | 0% | 407.6207 | 0% | Price Book Data | P. Avo | VOA_GPN_GOV_UK\7243572 | 2021-09-29 | Low | - | Low | - | - | Copied to latest DCS. | NA | SPONS A&B | 2 | (BEAMS Note 2) Standard | - | - | 2 | FALSE
3742 | 42A23P | 9604 | 42A23P | Industrial Buildings | No Wall Cladding | 10,001 - 20,000m2 | Eaves Height - 41m | - | Building Area only; Site strip vegetation; Strip foundations; Column bases; Uninsulated Concrete GF slab with DPM and Mesh,150 thick up to 10,000m2, 200mm thick over 10,000m2 GIA; Steel Portal frame with bolts and baseplates; Coated galvanised trapezoidal roof sheets with no insulation, on steel purlins; Roof lights; valley gutters; matching fascia and soffit; Rainwater downpipes and gutters; Single phase electrics, lighting and power; Gas fuelled hot air burners; Underslab storm drainage from internal downpipes on building area greater than 1,000m2; | Location Adjustment Applicable (See Guidance Notes) - ERC = UK mean of 1.00 | (BEAMS Note 2) The ERC for this item should be added to all other rateable items on the hereditament (except land). Therefore the total of the ERC of the other Building Items and the P&M ERC (where applicable) to enable the correct contract size adjustment to be made. ERC of Building Component + ERC of P&M = Total ERC to which contract size adjustment should be applied. The appropriate % adjustment should be made in accordance with the scale for contract size adjustment specified under section 6 of the RCG 2023 Guidance notes. The currency ERC rates are set at £4m (Four Million Pounds) @ 1st April 2021 (AVD) for the RCG 2023 Publication. | The data consists of a typical Industrial shell. Works include the Industrial shell as described and includes works up to 1m perimeter to the building (1m wide paving slabs & foul/storm drainage). Costs are for the shell only and do not include for internal rooms such as offices or toilets which should be added for seperately. See Variations for assistance. | - | - | - | - | - | If no heating is present a deduction of £28m2 (GIA) should be made to the beacon cost. Internal offices (in Industrial complexes) should be added by reference to Cost Guide code series 42P04A -42P40V, Internal WC - 42P40W, amenity blocks - showers & toilets (New code TBC) & Canteens (New CodeTBC) | - | - | 10083 |  | m2 | - | 3 - INDUSTRIAL | David Grace | Jim Allen | #N/A | Option 1 | ERROR | 0% | 567.8538 | 407.7054 | 0% | 0% | 407.7054 | 0% | Price Book Data | P. Avo | VOA_GPN_GOV_UK\7243572 | 2021-09-29 | Low | - | Low | - | - | Copied to latest DCS. | NA | SPONS A&B | 2 | (BEAMS Note 2) Standard | - | - | 2 | FALSE
3743 | 42A23Q | 9605 | 42A23Q | Industrial Buildings | No Wall Cladding | 10,001 - 20,000m2 | Eaves Height - 42m | - | Building Area only; Site strip vegetation; Strip foundations; Column bases; Uninsulated Concrete GF slab with DPM and Mesh,150 thick up to 10,000m2, 200mm thick over 10,000m2 GIA; Steel Portal frame with bolts and baseplates; Coated galvanised trapezoidal roof sheets with no insulation, on steel purlins; Roof lights; valley gutters; matching fascia and soffit; Rainwater downpipes and gutters; Single phase electrics, lighting and power; Gas fuelled hot air burners; Underslab storm drainage from internal downpipes on building area greater than 1,000m2; | Location Adjustment Applicable (See Guidance Notes) - ERC = UK mean of 1.00 | (BEAMS Note 2) The ERC for this item should be added to all other rateable items on the hereditament (except land). Therefore the total of the ERC of the other Building Items and the P&M ERC (where applicable) to enable the correct contract size adjustment to be made. ERC of Building Component + ERC of P&M = Total ERC to which contract size adjustment should be applied. The appropriate % adjustment should be made in accordance with the scale for contract size adjustment specified under section 6 of the RCG 2023 Guidance notes. The currency ERC rates are set at £4m (Four Million Pounds) @ 1st April 2021 (AVD) for the RCG 2023 Publication. | The data consists of a typical Industrial shell. Works include the Industrial shell as described and includes works up to 1m perimeter to the building (1m wide paving slabs & foul/storm drainage). Costs are for the shell only and do not include for internal rooms such as offices or toilets which should be added for seperately. See Variations for assistance. | - | - | - | - | - | If no heating is present a deduction of £28m2 (GIA) should be made to the beacon cost. Internal offices (in Industrial complexes) should be added by reference to Cost Guide code series 42P04A -42P40V, Internal WC - 42P40W, amenity blocks - showers & toilets (New code TBC) & Canteens (New CodeTBC) | - | - | 10083 |  | m2 | - | 3 - INDUSTRIAL | David Grace | Jim Allen | #N/A | Option 1 | ERROR | 0% | 567.9718 | 407.7901 | 0% | 0% | 407.7901 | 0% | Price Book Data | P. Avo | VOA_GPN_GOV_UK\7243572 | 2021-09-29 | Low | - | Low | - | - | Copied to latest DCS. | NA | SPONS A&B | 2 | (BEAMS Note 2) Standard | - | - | 2 | FALSE
3744 | 42A23R | 9606 | 42A23R | Industrial Buildings | No Wall Cladding | 10,001 - 20,000m2 | Eaves Height - 43m | - | Building Area only; Site strip vegetation; Strip foundations; Column bases; Uninsulated Concrete GF slab with DPM and Mesh,150 thick up to 10,000m2, 200mm thick over 10,000m2 GIA; Steel Portal frame with bolts and baseplates; Coated galvanised trapezoidal roof sheets with no insulation, on steel purlins; Roof lights; valley gutters; matching fascia and soffit; Rainwater downpipes and gutters; Single phase electrics, lighting and power; Gas fuelled hot air burners; Underslab storm drainage from internal downpipes on building area greater than 1,000m2; | Location Adjustment Applicable (See Guidance Notes) - ERC = UK mean of 1.00 | (BEAMS Note 2) The ERC for this item should be added to all other rateable items on the hereditament (except land). Therefore the total of the ERC of the other Building Items and the P&M ERC (where applicable) to enable the correct contract size adjustment to be made. ERC of Building Component + ERC of P&M = Total ERC to which contract size adjustment should be applied. The appropriate % adjustment should be made in accordance with the scale for contract size adjustment specified under section 6 of the RCG 2023 Guidance notes. The currency ERC rates are set at £4m (Four Million Pounds) @ 1st April 2021 (AVD) for the RCG 2023 Publication. | The data consists of a typical Industrial shell. Works include the Industrial shell as described and includes works up to 1m perimeter to the building (1m wide paving slabs & foul/storm drainage). Costs are for the shell only and do not include for internal rooms such as offices or toilets which should be added for seperately. See Variations for assistance. | - | - | - | - | - | If no heating is present a deduction of £28m2 (GIA) should be made to the beacon cost. Internal offices (in Industrial complexes) should be added by reference to Cost Guide code series 42P04A -42P40V, Internal WC - 42P40W, amenity blocks - showers & toilets (New code TBC) & Canteens (New CodeTBC) | - | - | 10083 |  | m2 | - | 3 - INDUSTRIAL | David Grace | Jim Allen | #N/A | Option 1 | ERROR | 0% | 568.0897 | 407.8748 | 0% | 0% | 407.8748 | 0% | Price Book Data | P. Avo | VOA_GPN_GOV_UK\7243572 | 2021-09-29 | Low | - | Low | - | - | Copied to latest DCS. | NA | SPONS A&B | 2 | (BEAMS Note 2) Standard | - | - | 2 | FALSE
3745 | 42A23S | 9607 | 42A23S | Industrial Buildings | No Wall Cladding | 10,001 - 20,000m2 | Eaves Height - 44m | - | Building Area only; Site strip vegetation; Strip foundations; Column bases; Uninsulated Concrete GF slab with DPM and Mesh,150 thick up to 10,000m2, 200mm thick over 10,000m2 GIA; Steel Portal frame with bolts and baseplates; Coated galvanised trapezoidal roof sheets with no insulation, on steel purlins; Roof lights; valley gutters; matching fascia and soffit; Rainwater downpipes and gutters; Single phase electrics, lighting and power; Gas fuelled hot air burners; Underslab storm drainage from internal downpipes on building area greater than 1,000m2; | Location Adjustment Applicable (See Guidance Notes) - ERC = UK mean of 1.00 | (BEAMS Note 2) The ERC for this item should be added to all other rateable items on the hereditament (except land). Therefore the total of the ERC of the other Building Items and the P&M ERC (where applicable) to enable the correct contract size adjustment to be made. ERC of Building Component + ERC of P&M = Total ERC to which contract size adjustment should be applied. The appropriate % adjustment should be made in accordance with the scale for contract size adjustment specified under section 6 of the RCG 2023 Guidance notes. The currency ERC rates are set at £4m (Four Million Pounds) @ 1st April 2021 (AVD) for the RCG 2023 Publication. | The data consists of a typical Industrial shell. Works include the Industrial shell as described and includes works up to 1m perimeter to the building (1m wide paving slabs & foul/storm drainage). Costs are for the shell only and do not include for internal rooms such as offices or toilets which should be added for seperately. See Variations for assistance. | - | - | - | - | - | If no heating is present a deduction of £28m2 (GIA) should be made to the beacon cost. Internal offices (in Industrial complexes) should be added by reference to Cost Guide code series 42P04A -42P40V, Internal WC - 42P40W, amenity blocks - showers & toilets (New code TBC) & Canteens (New CodeTBC) | - | - | 10083 |  | m2 | - | 3 - INDUSTRIAL | David Grace | Jim Allen | #N/A | Option 1 | ERROR | 0% | 568.2077 | 407.9595 | 0% | 0% | 407.9595 | 0% | Price Book Data | P. Avo | VOA_GPN_GOV_UK\7243572 | 2021-09-29 | Low | - | Low | - | - | Copied to latest DCS. | NA | SPONS A&B | 2 | (BEAMS Note 2) Standard | - | - | 2 | FALSE
3746 | 42A23T | 9608 | 42A23T | Industrial Buildings | No Wall Cladding | 10,001 - 20,000m2 | Eaves Height - 45m | - | Building Area only; Site strip vegetation; Strip foundations; Column bases; Uninsulated Concrete GF slab with DPM and Mesh,150 thick up to 10,000m2, 200mm thick over 10,000m2 GIA; Steel Portal frame with bolts and baseplates; Coated galvanised trapezoidal roof sheets with no insulation, on steel purlins; Roof lights; valley gutters; matching fascia and soffit; Rainwater downpipes and gutters; Single phase electrics, lighting and power; Gas fuelled hot air burners; Underslab storm drainage from internal downpipes on building area greater than 1,000m2; | Location Adjustment Applicable (See Guidance Notes) - ERC = UK mean of 1.00 | (BEAMS Note 2) The ERC for this item should be added to all other rateable items on the hereditament (except land). Therefore the total of the ERC of the other Building Items and the P&M ERC (where applicable) to enable the correct contract size adjustment to be made. ERC of Building Component + ERC of P&M = Total ERC to which contract size adjustment should be applied. The appropriate % adjustment should be made in accordance with the scale for contract size adjustment specified under section 6 of the RCG 2023 Guidance notes. The currency ERC rates are set at £4m (Four Million Pounds) @ 1st April 2021 (AVD) for the RCG 2023 Publication. | The data consists of a typical Industrial shell. Works include the Industrial shell as described and includes works up to 1m perimeter to the building (1m wide paving slabs & foul/storm drainage). Costs are for the shell only and do not include for internal rooms such as offices or toilets which should be added for seperately. See Variations for assistance. | - | - | - | - | - | If no heating is present a deduction of £28m2 (GIA) should be made to the beacon cost. Internal offices (in Industrial complexes) should be added by reference to Cost Guide code series 42P04A -42P40V, Internal WC - 42P40W, amenity blocks - showers & toilets (New code TBC) & Canteens (New CodeTBC) | - | - | 10083 |  | m2 | - | 3 - INDUSTRIAL | David Grace | Jim Allen | #N/A | Option 1 | ERROR | 0% | 568.3257 | 408.0442 | 0% | 0% | 408.0442 | 0% | Price Book Data | P. Avo | VOA_GPN_GOV_UK\7243572 | 2021-09-29 | Low | - | Low | - | - | Copied to latest DCS. | NA | SPONS A&B | 2 | (BEAMS Note 2) Standard | - | - | 2 | FALSE
3747 | 42A23U | 9609 | 42A23U | Industrial Buildings | No Wall Cladding | over 20,000m2 | Eaves Height - 36m | - | Building Area only; Site strip vegetation; Strip foundations; Column bases; Uninsulated Concrete GF slab with DPM and Mesh,150 thick up to 10,000m2, 200mm thick over 10,000m2 GIA; Steel Portal frame with bolts and baseplates; Coated galvanised trapezoidal roof sheets with no insulation, on steel purlins; Roof lights; valley gutters; matching fascia and soffit; Rainwater downpipes and gutters; Single phase electrics, lighting and power; EXCLUDES heating ; Underslab storm drainage from internal downpipes on building area greater than 1,000m2 | Location Adjustment Applicable (See Guidance Notes) - ERC = UK mean of 1.00 | (BEAMS Note 2) The ERC for this item should be added to all other rateable items on the hereditament (except land). Therefore the total of the ERC of the other Building Items and the P&M ERC (where applicable) to enable the correct contract size adjustment to be made. ERC of Building Component + ERC of P&M = Total ERC to which contract size adjustment should be applied. The appropriate % adjustment should be made in accordance with the scale for contract size adjustment specified under section 6 of the RCG 2023 Guidance notes. The currency ERC rates are set at £4m (Four Million Pounds) @ 1st April 2021 (AVD) for the RCG 2023 Publication. | The data consists of a typical Industrial shell. Works include the Industrial shell as described and includes works up to 1m perimeter to the building (1m wide paving slabs & foul/storm drainage). Costs are for the shell only and do not include for internal rooms such as offices or toilets which should be added for seperately. See Variations for assistance. | - | - | - | - | - | If heating is required an addition of £32/m2 (GIA) should be made to the beacon cost. Internal offices (in Industrial complexes) should be added by reference to Cost Guide code series 42P04A -42P40V, Internal WC - 42P40W | - | - | - |  | m2 | - | 3 - INDUSTRIAL | David Grace | Jim Allen | #N/A | Option 1 | ERROR | 0% | 527.275 | 378.5709 | 0% | 0% | 378.5709 | 0% | Price Book Data | P. Avo | VOA_GPN_GOV_UK\7243572 | 2021-09-29 | Low | - | Low | - | - | Copied to latest DCS. | NA | SPONS A&B | 2 | (BEAMS Note 2) Standard | - | - | 2 | TRUE
3748 | 42A23V | 9610 | 42A23V | Industrial Buildings | No Wall Cladding | over 20,000m2 | Eaves Height - 37m | - | Building Area only; Site strip vegetation; Strip foundations; Column bases; Uninsulated Concrete GF slab with DPM and Mesh,150 thick up to 10,000m2, 200mm thick over 10,000m2 GIA; Steel Portal frame with bolts and baseplates; Coated galvanised trapezoidal roof sheets with no insulation, on steel purlins; Roof lights; valley gutters; matching fascia and soffit; Rainwater downpipes and gutters; Single phase electrics, lighting and power; EXCLUDES heating ; Underslab storm drainage from internal downpipes on building area greater than 1,000m2 | Location Adjustment Applicable (See Guidance Notes) - ERC = UK mean of 1.00 | (BEAMS Note 2) The ERC for this item should be added to all other rateable items on the hereditament (except land). Therefore the total of the ERC of the other Building Items and the P&M ERC (where applicable) to enable the correct contract size adjustment to be made. ERC of Building Component + ERC of P&M = Total ERC to which contract size adjustment should be applied. The appropriate % adjustment should be made in accordance with the scale for contract size adjustment specified under section 6 of the RCG 2023 Guidance notes. The currency ERC rates are set at £4m (Four Million Pounds) @ 1st April 2021 (AVD) for the RCG 2023 Publication. | The data consists of a typical Industrial shell. Works include the Industrial shell as described and includes works up to 1m perimeter to the building (1m wide paving slabs & foul/storm drainage). Costs are for the shell only and do not include for internal rooms such as offices or toilets which should be added for seperately. See Variations for assistance. | - | - | - | - | - | If heating is required an addition of £32/m2 (GIA) should be made to the beacon cost. Internal offices (in Industrial complexes) should be added by reference to Cost Guide code series 42P04A -42P40V, Internal WC - 42P40W | - | - | - |  | m2 | - | 3 - INDUSTRIAL | David Grace | Jim Allen | #N/A | Option 1 | ERROR | 0% | 527.3561 | 378.6291 | 0% | 0% | 378.6291 | 0% | Price Book Data | P. Avo | VOA_GPN_GOV_UK\7243572 | 2021-09-29 | Low | - | Low | - | - | Copied to latest DCS. | NA | SPONS A&B | 2 | (BEAMS Note 2) Standard | - | - | 2 | TRUE
3749 | 42A23W | 9611 | 42A23W | Industrial Buildings | No Wall Cladding | over 20,000m2 | Eaves Height - 38m | - | Building Area only; Site strip vegetation; Strip foundations; Column bases; Uninsulated Concrete GF slab with DPM and Mesh,150 thick up to 10,000m2, 200mm thick over 10,000m2 GIA; Steel Portal frame with bolts and baseplates; Coated galvanised trapezoidal roof sheets with no insulation, on steel purlins; Roof lights; valley gutters; matching fascia and soffit; Rainwater downpipes and gutters; Single phase electrics, lighting and power; EXCLUDES heating ; Underslab storm drainage from internal downpipes on building area greater than 1,000m2 | Location Adjustment Applicable (See Guidance Notes) - ERC = UK mean of 1.00 | (BEAMS Note 2) The ERC for this item should be added to all other rateable items on the hereditament (except land). Therefore the total of the ERC of the other Building Items and the P&M ERC (where applicable) to enable the correct contract size adjustment to be made. ERC of Building Component + ERC of P&M = Total ERC to which contract size adjustment should be applied. The appropriate % adjustment should be made in accordance with the scale for contract size adjustment specified under section 6 of the RCG 2023 Guidance notes. The currency ERC rates are set at £4m (Four Million Pounds) @ 1st April 2021 (AVD) for the RCG 2023 Publication. | The data consists of a typical Industrial shell. Works include the Industrial shell as described and includes works up to 1m perimeter to the building (1m wide paving slabs & foul/storm drainage). Costs are for the shell only and do not include for internal rooms such as offices or toilets which should be added for seperately. See Variations for assistance. | - | - | - | - | - | If heating is required an addition of £32/m2 (GIA) should be made to the beacon cost. Internal offices (in Industrial complexes) should be added by reference to Cost Guide code series 42P04A -42P40V, Internal WC - 42P40W | - | - | 10083 |  | m2 | - | 3 - INDUSTRIAL | David Grace | Jim Allen | #N/A | Option 1 | ERROR | 0% | 527.4372 | 378.6873 | 0% | 0% | 378.6873 | 0% | Price Book Data | P. Avo | VOA_GPN_GOV_UK\7243572 | 2021-09-29 | Low | - | Low | - | - | Copied to latest DCS. | NA | SPONS A&B | 2 | (BEAMS Note 2) Standard | - | - | 2 | TRUE
3750 | 42A23X | 9612 | 42A23X | Industrial Buildings | No Wall Cladding | over 20,000m2 | Eaves Height - 39m | - | Building Area only; Site strip vegetation; Strip foundations; Column bases; Uninsulated Concrete GF slab with DPM and Mesh,150 thick up to 10,000m2, 200mm thick over 10,000m2 GIA; Steel Portal frame with bolts and baseplates; Coated galvanised trapezoidal roof sheets with no insulation, on steel purlins; Roof lights; valley gutters; matching fascia and soffit; Rainwater downpipes and gutters; Single phase electrics, lighting and power; EXCLUDES heating ; Underslab storm drainage from internal downpipes on building area greater than 1,000m2 | Location Adjustment Applicable (See Guidance Notes) - ERC = UK mean of 1.00 | (BEAMS Note 2) The ERC for this item should be added to all other rateable items on the hereditament (except land). Therefore the total of the ERC of the other Building Items and the P&M ERC (where applicable) to enable the correct contract size adjustment to be made. ERC of Building Component + ERC of P&M = Total ERC to which contract size adjustment should be applied. The appropriate % adjustment should be made in accordance with the scale for contract size adjustment specified under section 6 of the RCG 2023 Guidance notes. The currency ERC rates are set at £4m (Four Million Pounds) @ 1st April 2021 (AVD) for the RCG 2023 Publication. | The data consists of a typical Industrial shell. Works include the Industrial shell as described and includes works up to 1m perimeter to the building (1m wide paving slabs & foul/storm drainage). Costs are for the shell only and do not include for internal rooms such as offices or toilets which should be added for seperately. See Variations for assistance. | - | - | - | - | - | If heating is required an addition of £32/m2 (GIA) should be made to the beacon cost. Internal offices (in Industrial complexes) should be added by reference to Cost Guide code series 42P04A -42P40V, Internal WC - 42P40W | - | - | 10083 |  | m2 | - | 3 - INDUSTRIAL | David Grace | Jim Allen | #N/A | Option 1 | ERROR | 0% | 527.5182 | 378.7455 | 0% | 0% | 378.7455 | 0% | Price Book Data | P. Avo | VOA_GPN_GOV_UK\7243572 | 2021-09-29 | Low | - | Low | - | - | Copied to latest DCS. | NA | SPONS A&B | 2 | (BEAMS Note 2) Standard | - | - | 2 | TRUE
3751 | 42A23Y | 9613 | 42A23Y | Industrial Buildings | No Wall Cladding | over 20,000m2 | Eaves Height - 40m | - | Building Area only; Site strip vegetation; Strip foundations; Column bases; Uninsulated Concrete GF slab with DPM and Mesh,150 thick up to 10,000m2, 200mm thick over 10,000m2 GIA; Steel Portal frame with bolts and baseplates; Coated galvanised trapezoidal roof sheets with no insulation, on steel purlins; Roof lights; valley gutters; matching fascia and soffit; Rainwater downpipes and gutters; Single phase electrics, lighting and power; EXCLUDES heating ; Underslab storm drainage from internal downpipes on building area greater than 1,000m2 | Location Adjustment Applicable (See Guidance Notes) - ERC = UK mean of 1.00 | (BEAMS Note 2) The ERC for this item should be added to all other rateable items on the hereditament (except land). Therefore the total of the ERC of the other Building Items and the P&M ERC (where applicable) to enable the correct contract size adjustment to be made. ERC of Building Component + ERC of P&M = Total ERC to which contract size adjustment should be applied. The appropriate % adjustment should be made in accordance with the scale for contract size adjustment specified under section 6 of the RCG 2023 Guidance notes. The currency ERC rates are set at £4m (Four Million Pounds) @ 1st April 2021 (AVD) for the RCG 2023 Publication. | The data consists of a typical Industrial shell. Works include the Industrial shell as described and includes works up to 1m perimeter to the building (1m wide paving slabs & foul/storm drainage). Costs are for the shell only and do not include for internal rooms such as offices or toilets which should be added for seperately. See Variations for assistance. | - | - | - | - | - | If heating is required an addition of £32/m2 (GIA) should be made to the beacon cost. Internal offices (in Industrial complexes) should be added by reference to Cost Guide code series 42P04A -42P40V, Internal WC - 42P40W | - | - | 10083 |  | m2 | - | 3 - INDUSTRIAL | David Grace | Jim Allen | #N/A | Option 1 | ERROR | 0% | 527.5993 | 378.8037 | 0% | 0% | 378.8037 | 0% | Price Book Data | P. Avo | VOA_GPN_GOV_UK\7243572 | 2021-09-29 | Low | - | Low | - | - | Copied to latest DCS. | NA | SPONS A&B | 2 | (BEAMS Note 2) Standard | - | - | 2 | TRUE
3752 | 42A23Z | 9614 | 42A23Z | Industrial Buildings | No Wall Cladding | over 20,000m2 | Eaves Height - 41m | - | Building Area only; Site strip vegetation; Strip foundations; Column bases; Uninsulated Concrete GF slab with DPM and Mesh,150 thick up to 10,000m2, 200mm thick over 10,000m2 GIA; Steel Portal frame with bolts and baseplates; Coated galvanised trapezoidal roof sheets with no insulation, on steel purlins; Roof lights; valley gutters; matching fascia and soffit; Rainwater downpipes and gutters; Single phase electrics, lighting and power; EXCLUDES heating ; Underslab storm drainage from internal downpipes on building area greater than 1,000m2 | Location Adjustment Applicable (See Guidance Notes) - ERC = UK mean of 1.00 | (BEAMS Note 2) The ERC for this item should be added to all other rateable items on the hereditament (except land). Therefore the total of the ERC of the other Building Items and the P&M ERC (where applicable) to enable the correct contract size adjustment to be made. ERC of Building Component + ERC of P&M = Total ERC to which contract size adjustment should be applied. The appropriate % adjustment should be made in accordance with the scale for contract size adjustment specified under section 6 of the RCG 2023 Guidance notes. The currency ERC rates are set at £4m (Four Million Pounds) @ 1st April 2021 (AVD) for the RCG 2023 Publication. | The data consists of a typical Industrial shell. Works include the Industrial shell as described and includes works up to 1m perimeter to the building (1m wide paving slabs & foul/storm drainage). Costs are for the shell only and do not include for internal rooms such as offices or toilets which should be added for seperately. See Variations for assistance. | - | - | - | - | - | If heating is required an addition of £32/m2 (GIA) should be made to the beacon cost. Internal offices (in Industrial complexes) should be added by reference to Cost Guide code series 42P04A -42P40V, Internal WC - 42P40W | - | - | 10083 |  | m2 | - | 3 - INDUSTRIAL | David Grace | Jim Allen | #N/A | Option 1 | ERROR | 0% | 527.6803 | 378.8619 | 0% | 0% | 378.8619 | 0% | Price Book Data | P. Avo | VOA_GPN_GOV_UK\7243572 | 2021-09-29 | Low | - | Low | - | - | Copied to latest DCS. | NA | SPONS A&B | 2 | (BEAMS Note 2) Standard | - | - | 2 | TRUE
3753 | 42A24A | 9615 | 42A24A | Industrial Buildings | No Wall Cladding | over 20,000m2 | Eaves Height - 42m | - | Building Area only; Site strip vegetation; Strip foundations; Column bases; Uninsulated Concrete GF slab with DPM and Mesh,150 thick up to 10,000m2, 200mm thick over 10,000m2 GIA; Steel Portal frame with bolts and baseplates; Coated galvanised trapezoidal roof sheets with no insulation, on steel purlins; Roof lights; valley gutters; matching fascia and soffit; Rainwater downpipes and gutters; Single phase electrics, lighting and power; EXCLUDES heating ; Underslab storm drainage from internal downpipes on building area greater than 1,000m2 | Location Adjustment Applicable (See Guidance Notes) - ERC = UK mean of 1.00 | (BEAMS Note 2) The ERC for this item should be added to all other rateable items on the hereditament (except land). Therefore the total of the ERC of the other Building Items and the P&M ERC (where applicable) to enable the correct contract size adjustment to be made. ERC of Building Component + ERC of P&M = Total ERC to which contract size adjustment should be applied. The appropriate % adjustment should be made in accordance with the scale for contract size adjustment specified under section 6 of the RCG 2023 Guidance notes. The currency ERC rates are set at £4m (Four Million Pounds) @ 1st April 2021 (AVD) for the RCG 2023 Publication. | The data consists of a typical Industrial shell. Works include the Industrial shell as described and includes works up to 1m perimeter to the building (1m wide paving slabs & foul/storm drainage). Costs are for the shell only and do not include for internal rooms such as offices or toilets which should be added for seperately. See Variations for assistance. | - | - | - | - | - | If heating is required an addition of £32/m2 (GIA) should be made to the beacon cost. Internal offices (in Industrial complexes) should be added by reference to Cost Guide code series 42P04A -42P40V, Internal WC - 42P40W | - | - | 10083 |  | m2 | - | 3 - INDUSTRIAL | David Grace | Jim Allen | #N/A | Option 1 | ERROR | 0% | 527.7614 | 378.9201 | 0% | 0% | 378.9201 | 0% | Price Book Data | P. Avo | VOA_GPN_GOV_UK\7243572 | 2021-09-29 | Low | - | Low | - | - | Copied to latest DCS. | NA | SPONS A&B | 2 | (BEAMS Note 2) Standard | - | - | 2 | TRUE
3754 | 42A24B | 9617 | 42A24B | Industrial Buildings | No Wall Cladding | over 20,000m2 | Eaves Height - 43m | - | Building Area only; Site strip vegetation; Strip foundations; Column bases; Uninsulated Concrete GF slab with DPM and Mesh,150 thick up to 10,000m2, 200mm thick over 10,000m2 GIA; Steel Portal frame with bolts and baseplates; Coated galvanised trapezoidal roof sheets with no insulation, on steel purlins; Roof lights; valley gutters; matching fascia and soffit; Rainwater downpipes and gutters; Single phase electrics, lighting and power; EXCLUDES heating ; Underslab storm drainage from internal downpipes on building area greater than 1,000m2 | Location Adjustment Applicable (See Guidance Notes) - ERC = UK mean of 1.00 | (BEAMS Note 2) The ERC for this item should be added to all other rateable items on the hereditament (except land). Therefore the total of the ERC of the other Building Items and the P&M ERC (where applicable) to enable the correct contract size adjustment to be made. ERC of Building Component + ERC of P&M = Total ERC to which contract size adjustment should be applied. The appropriate % adjustment should be made in accordance with the scale for contract size adjustment specified under section 6 of the RCG 2023 Guidance notes. The currency ERC rates are set at £4m (Four Million Pounds) @ 1st April 2021 (AVD) for the RCG 2023 Publication. | The data consists of a typical Industrial shell. Works include the Industrial shell as described and includes works up to 1m perimeter to the building (1m wide paving slabs & foul/storm drainage). Costs are for the shell only and do not include for internal rooms such as offices or toilets which should be added for seperately. See Variations for assistance. | - | - | - | - | - | If heating is required an addition of £32/m2 (GIA) should be made to the beacon cost. Internal offices (in Industrial complexes) should be added by reference to Cost Guide code series 42P04A -42P40V, Internal WC - 42P40W | - | - | 10083 |  | m2 | - | 3 - INDUSTRIAL | David Grace | Jim Allen | #N/A | Option 1 | ERROR | 0% | 527.8425 | 378.9783 | 0% | 0% | 378.9783 | 0% | Price Book Data | P. Avo | VOA_GPN_GOV_UK\7243572 | 2021-09-29 | Low | - | Low | - | - | Copied to latest DCS. | NA | SPONS A&B | 2 | (BEAMS Note 2) Standard | - | - | 2 | TRUE
3755 | 42A24C | 9618 | 42A24C | Industrial Buildings | No Wall Cladding | over 20,000m2 | Eaves Height - 44m | - | Building Area only; Site strip vegetation; Strip foundations; Column bases; Uninsulated Concrete GF slab with DPM and Mesh,150 thick up to 10,000m2, 200mm thick over 10,000m2 GIA; Steel Portal frame with bolts and baseplates; Coated galvanised trapezoidal roof sheets with no insulation, on steel purlins; Roof lights; valley gutters; matching fascia and soffit; Rainwater downpipes and gutters; Single phase electrics, lighting and power; EXCLUDES heating ; Underslab storm drainage from internal downpipes on building area greater than 1,000m2 | Location Adjustment Applicable (See Guidance Notes) - ERC = UK mean of 1.00 | (BEAMS Note 2) The ERC for this item should be added to all other rateable items on the hereditament (except land). Therefore the total of the ERC of the other Building Items and the P&M ERC (where applicable) to enable the correct contract size adjustment to be made. ERC of Building Component + ERC of P&M = Total ERC to which contract size adjustment should be applied. The appropriate % adjustment should be made in accordance with the scale for contract size adjustment specified under section 6 of the RCG 2023 Guidance notes. The currency ERC rates are set at £4m (Four Million Pounds) @ 1st April 2021 (AVD) for the RCG 2023 Publication. | The data consists of a typical Industrial shell. Works include the Industrial shell as described and includes works up to 1m perimeter to the building (1m wide paving slabs & foul/storm drainage). Costs are for the shell only and do not include for internal rooms such as offices or toilets which should be added for seperately. See Variations for assistance. | - | - | - | - | - | If heating is required an addition of £32/m2 (GIA) should be made to the beacon cost. Internal offices (in Industrial complexes) should be added by reference to Cost Guide code series 42P04A -42P40V, Internal WC - 42P40W | - | - | 10083 |  | m2 | - | 3 - INDUSTRIAL | David Grace | Jim Allen | #N/A | Option 1 | ERROR | 0% | 527.9235 | 379.0365 | 0% | 0% | 379.0365 | 0% | Price Book Data | P. Avo | VOA_GPN_GOV_UK\7243572 | 2021-09-29 | Low | - | Low | - | - | Copied to latest DCS. | NA | SPONS A&B | 2 | (BEAMS Note 2) Standard | - | - | 2 | TRUE
3756 | 42A24D | 9620 | 42A24D | Industrial Buildings | No Wall Cladding | over 20,000m2 | Eaves Height - 45m | - | Building Area only; Site strip vegetation; Strip foundations; Column bases; Uninsulated Concrete GF slab with DPM and Mesh,150 thick up to 10,000m2, 200mm thick over 10,000m2 GIA; Steel Portal frame with bolts and baseplates; Coated galvanised trapezoidal roof sheets with no insulation, on steel purlins; Roof lights; valley gutters; matching fascia and soffit; Rainwater downpipes and gutters; Single phase electrics, lighting and power; EXCLUDES heating ; Underslab storm drainage from internal downpipes on building area greater than 1,000m2 | Location Adjustment Applicable (See Guidance Notes) - ERC = UK mean of 1.00 | (BEAMS Note 2) The ERC for this item should be added to all other rateable items on the hereditament (except land). Therefore the total of the ERC of the other Building Items and the P&M ERC (where applicable) to enable the correct contract size adjustment to be made. ERC of Building Component + ERC of P&M = Total ERC to which contract size adjustment should be applied. The appropriate % adjustment should be made in accordance with the scale for contract size adjustment specified under section 6 of the RCG 2023 Guidance notes. The currency ERC rates are set at £4m (Four Million Pounds) @ 1st April 2021 (AVD) for the RCG 2023 Publication. | The data consists of a typical Industrial shell. Works include the Industrial shell as described and includes works up to 1m perimeter to the building (1m wide paving slabs & foul/storm drainage). Costs are for the shell only and do not include for internal rooms such as offices or toilets which should be added for seperately. See Variations for assistance. | - | - | - | - | - | If heating is required an addition of £32/m2 (GIA) should be made to the beacon cost. Internal offices (in Industrial complexes) should be added by reference to Cost Guide code series 42P04A -42P40V, Internal WC - 42P40W | - | - | 10083 |  | m2 | - | 3 - INDUSTRIAL | David Grace | Jim Allen | #N/A | Option 1 | ERROR | 0% | 528.0046 | 379.0947 | 0% | 0% | 379.0947 | 0% | Price Book Data | P. Avo | VOA_GPN_GOV_UK\7243572 | 2021-09-29 | Low | - | Low | - | - | Copied to latest DCS. | NA | SPONS A&B | 2 | (BEAMS Note 2) Standard | - | - | 2 | TRUE
3757 | 41P223 | 6281 | 41P223 | Industrial Buildings | Uninsulated Buildings | Sheet Metal Cladding | 0 - 100m2 | Eaves Height - 16m | Building Area only; Site strip vegetation; Strip foundations; Column bases; Insulated Concrete GF slab with DPM and Mesh,150 thick up to 10,000m2, 200mm thick over 10,000m2 GIA; Steel Portal frame with bolts and baseplates; Coated galvanised trapezoidal roof sheets with no insulation, on steel purlins; Roof lights; valley gutters; matching fascia and soffit; Rainwater downpipes and gutters; trapezoidal uninsulated wall system cladding on cladding rails; External roller shutter doors and personnel doors; Single phase electrics, lighting and power ; EXCLUDES heating ; Underslab storm drainage from internal downpipes on building area greater than 1,000m2 | Location Adjustment Applicable (See Guidance Notes) - ERC = UK mean of 1.00 | (BEAMS Note 2) The ERC for this item should be added to all other rateable items on the hereditament (except land). Therefore the total of the ERC of the other Building Items and the P&M ERC (where applicable) to enable the correct contract size adjustment to be made. ERC of Building Component + ERC of P&M = Total ERC to which contract size adjustment should be applied. The appropriate % adjustment should be made in accordance with the scale for contract size adjustment specified under section 6 of the RCG 2023 Guidance notes. The currency ERC rates are set at £4m (Four Million Pounds) @ 1st April 2021 (AVD) for the RCG 2023 Publication. | The data consists of a typical Industrial shell. Works include the Industrial shell as described and includes works up to 1m perimeter to the building (1m wide paving slabs & foul/storm drainage), The cost include 2 no. personnel doors and roller shutters are included at 1 door up to 1,000m2 , 2 roller doors over 1,000m2 (GIA), and 4 roller doors over 5,000m2. Costs are for the shell only and do not include for internal rooms such as offices or toilets which should be added for seperately. See Variations for assistance. | - | - | - | - | - | Cavity Wall construction to lower walls should be added by measuring wall area at an E/O rate of £97m2(£5m2 less for uninsulated), single block walls are cost neutral. Additional roller shutter doors over and above the beacon specification at should be added at additonal cost of £ 232 each (4 x 4m) . Additional personnel doors over the assumed 2nr. - add £1,077 each. If heating is required an addition of £32/m2 (GIA) should be made to the beacon cost. Internal offices (in Industrial complexes) should be added by reference to Cost Guide code series 42P04A -42P40V, Internal WC - 42P40W | - | - | - |  | m2 | - | 3 - INDUSTRIAL | David Grace | Jim Allen | 794.9683 | Option 1 | 985.605 | 23.98% | 1467.4537 | 1053.5967 | 32.53% | 6.898% | 1053.5967 | 32.53% | Price Book Data | P. Avo | VOA_GPN_GOV_UK\7243572 | 2021-09-15 | Low | - | Low | - | - | Copied to latest DCS. | NA | SPONS A&B | 2 | (BEAMS Note 2) Standard | - | - | 2 | TRUE
3758 | 41P224 | 6282 | 41P224 | Industrial Buildings | Uninsulated Buildings | Sheet Metal Cladding | 0 - 100m2 | Eaves Height - 17m | Building Area only; Site strip vegetation; Strip foundations; Column bases; Insulated Concrete GF slab with DPM and Mesh,150 thick up to 10,000m2, 200mm thick over 10,000m2 GIA; Steel Portal frame with bolts and baseplates; Coated galvanised trapezoidal roof sheets with no insulation, on steel purlins; Roof lights; valley gutters; matching fascia and soffit; Rainwater downpipes and gutters; trapezoidal uninsulated wall system cladding on cladding rails; External roller shutter doors and personnel doors; Single phase electrics, lighting and power ; EXCLUDES heating ; Underslab storm drainage from internal downpipes on building area greater than 1,000m2 | Location Adjustment Applicable (See Guidance Notes) - ERC = UK mean of 1.00 | (BEAMS Note 2) The ERC for this item should be added to all other rateable items on the hereditament (except land). Therefore the total of the ERC of the other Building Items and the P&M ERC (where applicable) to enable the correct contract size adjustment to be made. ERC of Building Component + ERC of P&M = Total ERC to which contract size adjustment should be applied. The appropriate % adjustment should be made in accordance with the scale for contract size adjustment specified under section 6 of the RCG 2023 Guidance notes. The currency ERC rates are set at £4m (Four Million Pounds) @ 1st April 2021 (AVD) for the RCG 2023 Publication. | The data consists of a typical Industrial shell. Works include the Industrial shell as described and includes works up to 1m perimeter to the building (1m wide paving slabs & foul/storm drainage), The cost include 2 no. personnel doors and roller shutters are included at 1 door up to 1,000m2 , 2 roller doors over 1,000m2 (GIA), and 4 roller doors over 5,000m2. Costs are for the shell only and do not include for internal rooms such as offices or toilets which should be added for seperately. See Variations for assistance. | - | - | - | - | - | Cavity Wall construction to lower walls should be added by measuring wall area at an E/O rate of £97m2(£5m2 less for uninsulated), single block walls are cost neutral. Additional roller shutter doors over and above the beacon specification at should be added at additonal cost of £ 232 each (4 x 4m) . Additional personnel doors over the assumed 2nr. - add £1,077 each. If heating is required an addition of £32/m2 (GIA) should be made to the beacon cost. Internal offices (in Industrial complexes) should be added by reference to Cost Guide code series 42P04A -42P40V, Internal WC - 42P40W | - | - | - |  | m2 | - | 3 - INDUSTRIAL | David Grace | Jim Allen | 832.6409 | Option 1 | 1032.3116 | 23.98% | 1507.0724 | 1082.0419 | 29.95% | 4.817% | 1082.0419 | 29.95% | Price Book Data | P. Avo | VOA_GPN_GOV_UK\7243572 | 2021-09-15 | Low | - | Low | - | - | Copied to latest DCS. | NA | SPONS A&B | 2 | (BEAMS Note 2) Standard | - | - | 2 | TRUE
3759 | 41P225 | 6283 | 41P225 | Industrial Buildings | Uninsulated Buildings | Sheet Metal Cladding | 0 - 100m2 | Eaves Height - 18m | Building Area only; Site strip vegetation; Strip foundations; Column bases; Insulated Concrete GF slab with DPM and Mesh,150 thick up to 10,000m2, 200mm thick over 10,000m2 GIA; Steel Portal frame with bolts and baseplates; Coated galvanised trapezoidal roof sheets with no insulation, on steel purlins; Roof lights; valley gutters; matching fascia and soffit; Rainwater downpipes and gutters; trapezoidal uninsulated wall system cladding on cladding rails; External roller shutter doors and personnel doors; Single phase electrics, lighting and power ; EXCLUDES heating ; Underslab storm drainage from internal downpipes on building area greater than 1,000m2 | Location Adjustment Applicable (See Guidance Notes) - ERC = UK mean of 1.00 | (BEAMS Note 2) The ERC for this item should be added to all other rateable items on the hereditament (except land). Therefore the total of the ERC of the other Building Items and the P&M ERC (where applicable) to enable the correct contract size adjustment to be made. ERC of Building Component + ERC of P&M = Total ERC to which contract size adjustment should be applied. The appropriate % adjustment should be made in accordance with the scale for contract size adjustment specified under section 6 of the RCG 2023 Guidance notes. The currency ERC rates are set at £4m (Four Million Pounds) @ 1st April 2021 (AVD) for the RCG 2023 Publication. | The data consists of a typical Industrial shell. Works include the Industrial shell as described and includes works up to 1m perimeter to the building (1m wide paving slabs & foul/storm drainage), The cost include 2 no. personnel doors and roller shutters are included at 1 door up to 1,000m2 , 2 roller doors over 1,000m2 (GIA), and 4 roller doors over 5,000m2. Costs are for the shell only and do not include for internal rooms such as offices or toilets which should be added for seperately. See Variations for assistance. | - | - | - | - | - | Cavity Wall construction to lower walls should be added by measuring wall area at an E/O rate of £97m2(£5m2 less for uninsulated), single block walls are cost neutral. Additional roller shutter doors over and above the beacon specification at should be added at additonal cost of £ 232 each (4 x 4m) . Additional personnel doors over the assumed 2nr. - add £1,077 each. If heating is required an addition of £32/m2 (GIA) should be made to the beacon cost. Internal offices (in Industrial complexes) should be added by reference to Cost Guide code series 42P04A -42P40V, Internal WC - 42P40W | - | - | - |  | m2 | - | 3 - INDUSTRIAL | David Grace | Jim Allen | 870.3135 | Option 1 | 1079.0182 | 23.98% | 1546.691 | 1110.4872 | 27.6% | 2.916% | 1110.4872 | 27.6% | Price Book Data | P. Avo | VOA_GPN_GOV_UK\7243572 | 2021-09-15 | Low | - | Low | - | - | Copied to latest DCS. | NA | SPONS A&B | 2 | (BEAMS Note 2) Standard | - | - | 2 | TRUE
3760 | 41P226 | 6284 | 41P226 | Industrial Buildings | Uninsulated Buildings | Sheet Metal Cladding | 0 - 100m2 | Eaves Height - 19m | Building Area only; Site strip vegetation; Strip foundations; Column bases; Insulated Concrete GF slab with DPM and Mesh,150 thick up to 10,000m2, 200mm thick over 10,000m2 GIA; Steel Portal frame with bolts and baseplates; Coated galvanised trapezoidal roof sheets with no insulation, on steel purlins; Roof lights; valley gutters; matching fascia and soffit; Rainwater downpipes and gutters; trapezoidal uninsulated wall system cladding on cladding rails; External roller shutter doors and personnel doors; Single phase electrics, lighting and power ; EXCLUDES heating ; Underslab storm drainage from internal downpipes on building area greater than 1,000m2 | Location Adjustment Applicable (See Guidance Notes) - ERC = UK mean of 1.00 | (BEAMS Note 2) The ERC for this item should be added to all other rateable items on the hereditament (except land). Therefore the total of the ERC of the other Building Items and the P&M ERC (where applicable) to enable the correct contract size adjustment to be made. ERC of Building Component + ERC of P&M = Total ERC to which contract size adjustment should be applied. The appropriate % adjustment should be made in accordance with the scale for contract size adjustment specified under section 6 of the RCG 2023 Guidance notes. The currency ERC rates are set at £4m (Four Million Pounds) @ 1st April 2021 (AVD) for the RCG 2023 Publication. | The data consists of a typical Industrial shell. Works include the Industrial shell as described and includes works up to 1m perimeter to the building (1m wide paving slabs & foul/storm drainage), The cost include 2 no. personnel doors and roller shutters are included at 1 door up to 1,000m2 , 2 roller doors over 1,000m2 (GIA), and 4 roller doors over 5,000m2. Costs are for the shell only and do not include for internal rooms such as offices or toilets which should be added for seperately. See Variations for assistance. | - | - | - | - | - | Cavity Wall construction to lower walls should be added by measuring wall area at an E/O rate of £97m2(£5m2 less for uninsulated), single block walls are cost neutral. Additional roller shutter doors over and above the beacon specification at should be added at additonal cost of £ 232 each (4 x 4m) . Additional personnel doors over the assumed 2nr. - add £1,077 each. If heating is required an addition of £32/m2 (GIA) should be made to the beacon cost. Internal offices (in Industrial complexes) should be added by reference to Cost Guide code series 42P04A -42P40V, Internal WC - 42P40W | - | - | - |  | m2 | - | 3 - INDUSTRIAL | David Grace | Jim Allen | 907.2172 | Option 1 | 1124.7716 | 23.98% | 1586.3097 | 1138.9324 | 25.54% | 1.259% | 1138.9324 | 25.54% | Price Book Data | P. Avo | VOA_GPN_GOV_UK\7243572 | 2021-09-15 | Low | - | Low | - | - | Copied to latest DCS. | NA | SPONS A&B | 2 | (BEAMS Note 2) Standard | - | - | 2 | TRUE
3761 | 41P227 | 6288 | 41P227 | Industrial Buildings | Uninsulated Buildings | Sheet Metal Cladding | 0 - 100m2 | Eaves Height - 20m | Building Area only; Site strip vegetation; Strip foundations; Column bases; Insulated Concrete GF slab with DPM and Mesh,150 thick up to 10,000m2, 200mm thick over 10,000m2 GIA; Steel Portal frame with bolts and baseplates; Coated galvanised trapezoidal roof sheets with no insulation, on steel purlins; Roof lights; valley gutters; matching fascia and soffit; Rainwater downpipes and gutters; trapezoidal uninsulated wall system cladding on cladding rails; External roller shutter doors and personnel doors; Single phase electrics, lighting and power ; EXCLUDES heating ; Underslab storm drainage from internal downpipes on building area greater than 1,000m2 | Location Adjustment Applicable (See Guidance Notes) - ERC = UK mean of 1.00 | (BEAMS Note 2) The ERC for this item should be added to all other rateable items on the hereditament (except land). Therefore the total of the ERC of the other Building Items and the P&M ERC (where applicable) to enable the correct contract size adjustment to be made. ERC of Building Component + ERC of P&M = Total ERC to which contract size adjustment should be applied. The appropriate % adjustment should be made in accordance with the scale for contract size adjustment specified under section 6 of the RCG 2023 Guidance notes. The currency ERC rates are set at £4m (Four Million Pounds) @ 1st April 2021 (AVD) for the RCG 2023 Publication. | The data consists of a typical Industrial shell. Works include the Industrial shell as described and includes works up to 1m perimeter to the building (1m wide paving slabs & foul/storm drainage), The cost include 2 no. personnel doors and roller shutters are included at 1 door up to 1,000m2 , 2 roller doors over 1,000m2 (GIA), and 4 roller doors over 5,000m2. Costs are for the shell only and do not include for internal rooms such as offices or toilets which should be added for seperately. See Variations for assistance. | - | - | - | - | - | Cavity Wall construction to lower walls should be added by measuring wall area at an E/O rate of £97m2(£5m2 less for uninsulated), single block walls are cost neutral. Additional roller shutter doors over and above the beacon specification at should be added at additonal cost of £ 232 each (4 x 4m) . Additional personnel doors over the assumed 2nr. - add £1,077 each. If heating is required an addition of £32/m2 (GIA) should be made to the beacon cost. Internal offices (in Industrial complexes) should be added by reference to Cost Guide code series 42P04A -42P40V, Internal WC - 42P40W | - | - | - |  | m2 | - | 3 - INDUSTRIAL | David Grace | Jim Allen | 945.6586 | Option 1 | 1172.4314 | 23.98% | 1625.9283 | 1167.3776 | 23.45% | -0.4311% | 1167.3776 | 23.45% | Price Book Data | P. Avo | VOA_GPN_GOV_UK\7243572 | 2021-09-15 | Low | - | Low | - | - | Copied to latest DCS. | NA | SPONS A&B | 2 | (BEAMS Note 2) Standard | - | - | 2 | TRUE
3762 | 41P344 | 5936 | 41P344 | Industrial Buildings | Uninsulated Buildings | Sheet Metal Cladding | 5,001 - 10,000m2 | Eaves Height - 16m | Building Area only; Site strip vegetation; Strip foundations; Column bases; Insulated Concrete GF slab with DPM and Mesh,150 thick up to 10,000m2, 200mm thick over 10,000m2 GIA; Steel Portal frame with bolts and baseplates; Coated galvanised trapezoidal roof sheets with no insulation, on steel purlins; Roof lights; valley gutters; matching fascia and soffit; Rainwater downpipes and gutters; trapezoidal uninsulated wall system cladding on cladding rails; External roller shutter doors and personnel doors; Single phase electrics, lighting and power ; EXCLUDES heating ; Underslab storm drainage from internal downpipes on building area greater than 1,000m2 | Location Adjustment Applicable (See Guidance Notes) - ERC = UK mean of 1.00 | (BEAMS Note 2) The ERC for this item should be added to all other rateable items on the hereditament (except land). Therefore the total of the ERC of the other Building Items and the P&M ERC (where applicable) to enable the correct contract size adjustment to be made. ERC of Building Component + ERC of P&M = Total ERC to which contract size adjustment should be applied. The appropriate % adjustment should be made in accordance with the scale for contract size adjustment specified under section 6 of the RCG 2023 Guidance notes. The currency ERC rates are set at £4m (Four Million Pounds) @ 1st April 2021 (AVD) for the RCG 2023 Publication. | The data consists of a typical Industrial shell. Works include the Industrial shell as described and includes works up to 1m perimeter to the building (1m wide paving slabs & foul/storm drainage), The cost include 2 no. personnel doors and roller shutters are included at 1 door up to 1,000m2 , 2 roller doors over 1,000m2 (GIA), and 4 roller doors over 5,000m2. Costs are for the shell only and do not include for internal rooms such as offices or toilets which should be added for seperately. See Variations for assistance. | - | - | - | - | - | Cavity Wall construction to lower walls should be added by measuring wall area at an E/O rate of £97m2(£5m2 less for uninsulated), single block walls are cost neutral. Additional roller shutter doors over and above the beacon specification at should be added at additonal cost of £ 232 each (4 x 4m) . Additional personnel doors over the assumed 2nr. - add £1,077 each. If heating is required an addition of £32/m2 (GIA) should be made to the beacon cost. Internal offices (in Industrial complexes) should be added by reference to Cost Guide code series 42P04A -42P40V, Internal WC - 42P40W | - | - | - | 41P560, 41RO8L | m2 | - | 3 - INDUSTRIAL | David Grace | Jim Allen | 250.638 | Option 1 | 310.742 | 23.98% | 594.6039 | 426.9114 | 70.33% | 37.38% | 426.9114 | 70.33% | Price Book Data | P. Avo | VOA_GPN_GOV_UK\7243572 | 2021-09-17 | Low | - | Low | - | - | Copied to latest DCS. Redirects contained typo (41R08L instead of 41RO8L), now corrected. | NA | SPONS A&B | 2 | (BEAMS Note 2) Standard | - | - | 2 | TRUE
3763 | 41P490 | 5868 | 41P490 | Industrial Buildings | Uninsulated Buildings | Sheet Metal Cladding | 101 - 250m2 | Eaves Height - 16m | Building Area only; Site strip vegetation; Strip foundations; Column bases; Insulated Concrete GF slab with DPM and Mesh,150 thick up to 10,000m2, 200mm thick over 10,000m2 GIA; Steel Portal frame with bolts and baseplates; Coated galvanised trapezoidal roof sheets with no insulation, on steel purlins; Roof lights; valley gutters; matching fascia and soffit; Rainwater downpipes and gutters; trapezoidal uninsulated wall system cladding on cladding rails; External roller shutter doors and personnel doors; Single phase electrics, lighting and power ; EXCLUDES heating ; Underslab storm drainage from internal downpipes on building area greater than 1,000m2 | Location Adjustment Applicable (See Guidance Notes) - ERC = UK mean of 1.00 | (BEAMS Note 2) The ERC for this item should be added to all other rateable items on the hereditament (except land). Therefore the total of the ERC of the other Building Items and the P&M ERC (where applicable) to enable the correct contract size adjustment to be made. ERC of Building Component + ERC of P&M = Total ERC to which contract size adjustment should be applied. The appropriate % adjustment should be made in accordance with the scale for contract size adjustment specified under section 6 of the RCG 2023 Guidance notes. The currency ERC rates are set at £4m (Four Million Pounds) @ 1st April 2021 (AVD) for the RCG 2023 Publication. | The data consists of a typical Industrial shell. Works include the Industrial shell as described and includes works up to 1m perimeter to the building (1m wide paving slabs & foul/storm drainage), The cost include 2 no. personnel doors and roller shutters are included at 1 door up to 1,000m2 , 2 roller doors over 1,000m2 (GIA), and 4 roller doors over 5,000m2. Costs are for the shell only and do not include for internal rooms such as offices or toilets which should be added for seperately. See Variations for assistance. | - | - | - | - | - | Cavity Wall construction to lower walls should be added by measuring wall area at an E/O rate of £97m2(£5m2 less for uninsulated), single block walls are cost neutral. Additional roller shutter doors over and above the beacon specification at should be added at additonal cost of £ 232 each (4 x 4m) . Additional personnel doors over the assumed 2nr. - add £1,077 each. If heating is required an addition of £32/m2 (GIA) should be made to the beacon cost. Internal offices (in Industrial complexes) should be added by reference to Cost Guide code series 42P04A -42P40V, Internal WC - 42P40W | - | - | - | 41P254 | m2 | - | 3 - INDUSTRIAL | David Grace | Jim Allen | 624.2884 | Option 1 | 773.9954 | 23.98% | 1226.4455 | 880.5586 | 41.05% | 13.77% | 880.5586 | 41.05% | Price Book Data | P. Avo | VOA_GPN_GOV_UK\7243572 | 2021-09-20 | Low | - | Low | - | - | Copied to latest DCS. | NA | SPONS A&B | 2 | (BEAMS Note 2) Standard | - | - | 2 | TRUE
3764 | 41P491 | 5869 | 41P491 | Industrial Buildings | Uninsulated Buildings | Sheet Metal Cladding | 101 - 250m2 | Eaves Height - 17m | Building Area only; Site strip vegetation; Strip foundations; Column bases; Insulated Concrete GF slab with DPM and Mesh,150 thick up to 10,000m2, 200mm thick over 10,000m2 GIA; Steel Portal frame with bolts and baseplates; Coated galvanised trapezoidal roof sheets with no insulation, on steel purlins; Roof lights; valley gutters; matching fascia and soffit; Rainwater downpipes and gutters; trapezoidal uninsulated wall system cladding on cladding rails; External roller shutter doors and personnel doors; Single phase electrics, lighting and power ; EXCLUDES heating ; Underslab storm drainage from internal downpipes on building area greater than 1,000m2 | Location Adjustment Applicable (See Guidance Notes) - ERC = UK mean of 1.00 | (BEAMS Note 2) The ERC for this item should be added to all other rateable items on the hereditament (except land). Therefore the total of the ERC of the other Building Items and the P&M ERC (where applicable) to enable the correct contract size adjustment to be made. ERC of Building Component + ERC of P&M = Total ERC to which contract size adjustment should be applied. The appropriate % adjustment should be made in accordance with the scale for contract size adjustment specified under section 6 of the RCG 2023 Guidance notes. The currency ERC rates are set at £4m (Four Million Pounds) @ 1st April 2021 (AVD) for the RCG 2023 Publication. | The data consists of a typical Industrial shell. Works include the Industrial shell as described and includes works up to 1m perimeter to the building (1m wide paving slabs & foul/storm drainage), The cost include 2 no. personnel doors and roller shutters are included at 1 door up to 1,000m2 , 2 roller doors over 1,000m2 (GIA), and 4 roller doors over 5,000m2. Costs are for the shell only and do not include for internal rooms such as offices or toilets which should be added for seperately. See Variations for assistance. | - | - | - | - | - | Cavity Wall construction to lower walls should be added by measuring wall area at an E/O rate of £97m2(£5m2 less for uninsulated), single block walls are cost neutral. Additional roller shutter doors over and above the beacon specification at should be added at additonal cost of £ 232 each (4 x 4m) . Additional personnel doors over the assumed 2nr. - add £1,077 each. If heating is required an addition of £32/m2 (GIA) should be made to the beacon cost. Internal offices (in Industrial complexes) should be added by reference to Cost Guide code series 42P04A -42P40V, Internal WC - 42P40W | - | - | - | 41P255 | m2 | - | 3 - INDUSTRIAL | David Grace | Jim Allen | 650.4286 | Option 1 | 806.4041 | 23.98% | 1257.8577 | 903.1117 | 38.85% | 11.99% | 903.1117 | 38.85% | Price Book Data | P. Avo | VOA_GPN_GOV_UK\7243572 | 2021-09-20 | Low | - | Low | - | - | Copied to latest DCS. | NA | SPONS A&B | 2 | (BEAMS Note 2) Standard | - | - | 2 | TRUE
3765 | 41P492 | 5870 | 41P492 | Industrial Buildings | Uninsulated Buildings | Sheet Metal Cladding | 101 - 250m2 | Eaves Height - 18m | Building Area only; Site strip vegetation; Strip foundations; Column bases; Insulated Concrete GF slab with DPM and Mesh,150 thick up to 10,000m2, 200mm thick over 10,000m2 GIA; Steel Portal frame with bolts and baseplates; Coated galvanised trapezoidal roof sheets with no insulation, on steel purlins; Roof lights; valley gutters; matching fascia and soffit; Rainwater downpipes and gutters; trapezoidal uninsulated wall system cladding on cladding rails; External roller shutter doors and personnel doors; Single phase electrics, lighting and power ; EXCLUDES heating ; Underslab storm drainage from internal downpipes on building area greater than 1,000m2 | Location Adjustment Applicable (See Guidance Notes) - ERC = UK mean of 1.00 | (BEAMS Note 2) The ERC for this item should be added to all other rateable items on the hereditament (except land). Therefore the total of the ERC of the other Building Items and the P&M ERC (where applicable) to enable the correct contract size adjustment to be made. ERC of Building Component + ERC of P&M = Total ERC to which contract size adjustment should be applied. The appropriate % adjustment should be made in accordance with the scale for contract size adjustment specified under section 6 of the RCG 2023 Guidance notes. The currency ERC rates are set at £4m (Four Million Pounds) @ 1st April 2021 (AVD) for the RCG 2023 Publication. | The data consists of a typical Industrial shell. Works include the Industrial shell as described and includes works up to 1m perimeter to the building (1m wide paving slabs & foul/storm drainage), The cost include 2 no. personnel doors and roller shutters are included at 1 door up to 1,000m2 , 2 roller doors over 1,000m2 (GIA), and 4 roller doors over 5,000m2. Costs are for the shell only and do not include for internal rooms such as offices or toilets which should be added for seperately. See Variations for assistance. | - | - | - | - | - | Cavity Wall construction to lower walls should be added by measuring wall area at an E/O rate of £97m2(£5m2 less for uninsulated), single block walls are cost neutral. Additional roller shutter doors over and above the beacon specification at should be added at additonal cost of £ 232 each (4 x 4m) . Additional personnel doors over the assumed 2nr. - add £1,077 each. If heating is required an addition of £32/m2 (GIA) should be made to the beacon cost. Internal offices (in Industrial complexes) should be added by reference to Cost Guide code series 42P04A -42P40V, Internal WC - 42P40W | - | - | - | 41P256 | m2 | - | 3 - INDUSTRIAL | David Grace | Jim Allen | 675.0311 | Option 1 | 836.9063 | 23.98% | 1289.2698 | 925.6649 | 37.13% | 10.61% | 925.6649 | 37.13% | Price Book Data | P. Avo | VOA_GPN_GOV_UK\7243572 | 2021-09-20 | Low | - | Low | - | - | Copied to latest DCS. Redirect 41P256 missed, now added. | NA | SPONS A&B | 2 | (BEAMS Note 2) Standard | - | - | 2 | TRUE
3766 | 41P493 | 5871 | 41P493 | Industrial Buildings | Uninsulated Buildings | Sheet Metal Cladding | 101 - 250m2 | Eaves Height - 19m | Building Area only; Site strip vegetation; Strip foundations; Column bases; Insulated Concrete GF slab with DPM and Mesh,150 thick up to 10,000m2, 200mm thick over 10,000m2 GIA; Steel Portal frame with bolts and baseplates; Coated galvanised trapezoidal roof sheets with no insulation, on steel purlins; Roof lights; valley gutters; matching fascia and soffit; Rainwater downpipes and gutters; trapezoidal uninsulated wall system cladding on cladding rails; External roller shutter doors and personnel doors; Single phase electrics, lighting and power ; EXCLUDES heating ; Underslab storm drainage from internal downpipes on building area greater than 1,000m2 | Location Adjustment Applicable (See Guidance Notes) - ERC = UK mean of 1.00 | (BEAMS Note 2) The ERC for this item should be added to all other rateable items on the hereditament (except land). Therefore the total of the ERC of the other Building Items and the P&M ERC (where applicable) to enable the correct contract size adjustment to be made. ERC of Building Component + ERC of P&M = Total ERC to which contract size adjustment should be applied. The appropriate % adjustment should be made in accordance with the scale for contract size adjustment specified under section 6 of the RCG 2023 Guidance notes. The currency ERC rates are set at £4m (Four Million Pounds) @ 1st April 2021 (AVD) for the RCG 2023 Publication. | The data consists of a typical Industrial shell. Works include the Industrial shell as described and includes works up to 1m perimeter to the building (1m wide paving slabs & foul/storm drainage), The cost include 2 no. personnel doors and roller shutters are included at 1 door up to 1,000m2 , 2 roller doors over 1,000m2 (GIA), and 4 roller doors over 5,000m2. Costs are for the shell only and do not include for internal rooms such as offices or toilets which should be added for seperately. See Variations for assistance. | - | - | - | - | - | Cavity Wall construction to lower walls should be added by measuring wall area at an E/O rate of £97m2(£5m2 less for uninsulated), single block walls are cost neutral. Additional roller shutter doors over and above the beacon specification at should be added at additonal cost of £ 232 each (4 x 4m) . Additional personnel doors over the assumed 2nr. - add £1,077 each. If heating is required an addition of £32/m2 (GIA) should be made to the beacon cost. Internal offices (in Industrial complexes) should be added by reference to Cost Guide code series 42P04A -42P40V, Internal WC - 42P40W | - | - | - | 41P257 | m2 | - | 3 - INDUSTRIAL | David Grace | Jim Allen | 702.7089 | Option 1 | 871.2214 | 23.98% | 1320.682 | 948.2181 | 34.94% | 8.838% | 948.2181 | 34.94% | Price Book Data | P. Avo | VOA_GPN_GOV_UK\7243572 | 2021-09-20 | Low | - | Low | - | - | Copied to latest DCS. Redirect was 41P297 but should be 41P257, now corrected. | NA | SPONS A&B | 2 | (BEAMS Note 2) Standard | - | - | 2 | TRUE
3767 | 41P494 | 5872 | 41P494 | Industrial Buildings | Uninsulated Buildings | Sheet Metal Cladding | 101 - 250m2 | Eaves Height - 20m | Building Area only; Site strip vegetation; Strip foundations; Column bases; Insulated Concrete GF slab with DPM and Mesh,150 thick up to 10,000m2, 200mm thick over 10,000m2 GIA; Steel Portal frame with bolts and baseplates; Coated galvanised trapezoidal roof sheets with no insulation, on steel purlins; Roof lights; valley gutters; matching fascia and soffit; Rainwater downpipes and gutters; trapezoidal uninsulated wall system cladding on cladding rails; External roller shutter doors and personnel doors; Single phase electrics, lighting and power ; EXCLUDES heating ; Underslab storm drainage from internal downpipes on building area greater than 1,000m2 | Location Adjustment Applicable (See Guidance Notes) - ERC = UK mean of 1.00 | (BEAMS Note 2) The ERC for this item should be added to all other rateable items on the hereditament (except land). Therefore the total of the ERC of the other Building Items and the P&M ERC (where applicable) to enable the correct contract size adjustment to be made. ERC of Building Component + ERC of P&M = Total ERC to which contract size adjustment should be applied. The appropriate % adjustment should be made in accordance with the scale for contract size adjustment specified under section 6 of the RCG 2023 Guidance notes. The currency ERC rates are set at £4m (Four Million Pounds) @ 1st April 2021 (AVD) for the RCG 2023 Publication. | The data consists of a typical Industrial shell. Works include the Industrial shell as described and includes works up to 1m perimeter to the building (1m wide paving slabs & foul/storm drainage), The cost include 2 no. personnel doors and roller shutters are included at 1 door up to 1,000m2 , 2 roller doors over 1,000m2 (GIA), and 4 roller doors over 5,000m2. Costs are for the shell only and do not include for internal rooms such as offices or toilets which should be added for seperately. See Variations for assistance. | - | - | - | - | - | Cavity Wall construction to lower walls should be added by measuring wall area at an E/O rate of £97m2(£5m2 less for uninsulated), single block walls are cost neutral. Additional roller shutter doors over and above the beacon specification at should be added at additonal cost of £ 232 each (4 x 4m) . Additional personnel doors over the assumed 2nr. - add £1,077 each. If heating is required an addition of £32/m2 (GIA) should be made to the beacon cost. Internal offices (in Industrial complexes) should be added by reference to Cost Guide code series 42P04A -42P40V, Internal WC - 42P40W | - | - | - | 41P258 | m2 | - | 3 - INDUSTRIAL | David Grace | Jim Allen | 730.3867 | Option 1 | 905.5365 | 23.98% | 1352.0941 | 970.7713 | 32.91% | 7.204% | 970.7713 | 32.91% | Price Book Data | P. Avo | VOA_GPN_GOV_UK\7243572 | 2021-09-20 | Low | - | Low | - | - | Copied to latest DCS. | NA | SPONS A&B | 2 | (BEAMS Note 2) Standard | - | - | 2 | TRUE
3768 | 41P512 | 5887 | 41P512 | Industrial Buildings | Uninsulated Buildings | Sheet Metal Cladding | 251 - 500m2 | Eaves Height - 16m | Building Area only; Site strip vegetation; Strip foundations; Column bases; Insulated Concrete GF slab with DPM and Mesh,150 thick up to 10,000m2, 200mm thick over 10,000m2 GIA; Steel Portal frame with bolts and baseplates; Coated galvanised trapezoidal roof sheets with no insulation, on steel purlins; Roof lights; valley gutters; matching fascia and soffit; Rainwater downpipes and gutters; trapezoidal uninsulated wall system cladding on cladding rails; External roller shutter doors and personnel doors; Single phase electrics, lighting and power ; EXCLUDES heating ; Underslab storm drainage from internal downpipes on building area greater than 1,000m2 | Location Adjustment Applicable (See Guidance Notes) - ERC = UK mean of 1.00 | (BEAMS Note 2) The ERC for this item should be added to all other rateable items on the hereditament (except land). Therefore the total of the ERC of the other Building Items and the P&M ERC (where applicable) to enable the correct contract size adjustment to be made. ERC of Building Component + ERC of P&M = Total ERC to which contract size adjustment should be applied. The appropriate % adjustment should be made in accordance with the scale for contract size adjustment specified under section 6 of the RCG 2023 Guidance notes. The currency ERC rates are set at £4m (Four Million Pounds) @ 1st April 2021 (AVD) for the RCG 2023 Publication. | The data consists of a typical Industrial shell. Works include the Industrial shell as described and includes works up to 1m perimeter to the building (1m wide paving slabs & foul/storm drainage), The cost include 2 no. personnel doors and roller shutters are included at 1 door up to 1,000m2 , 2 roller doors over 1,000m2 (GIA), and 4 roller doors over 5,000m2. Costs are for the shell only and do not include for internal rooms such as offices or toilets which should be added for seperately. See Variations for assistance. | - | - | - | - | - | Cavity Wall construction to lower walls should be added by measuring wall area at an E/O rate of £97m2(£5m2 less for uninsulated), single block walls are cost neutral. Additional roller shutter doors over and above the beacon specification at should be added at additonal cost of £ 232 each (4 x 4m) . Additional personnel doors over the assumed 2nr. - add £1,077 each. If heating is required an addition of £32/m2 (GIA) should be made to the beacon cost. Internal offices (in Industrial complexes) should be added by reference to Cost Guide code series 42P04A -42P40V, Internal WC - 42P40W | - | - | - | 41P284, 41RO3L | m2 | - | 3 - INDUSTRIAL | David Grace | Jim Allen | 472.0605 | Option 1 | 585.2625 | 23.98% | 879.8974 | 631.7453 | 33.83% | 7.942% | 631.7453 | 33.83% | Price Book Data | P. Avo | VOA_GPN_GOV_UK\7243572 | 2021-09-20 | Low | - | Low | - | - | Copied to latest DCS. Redirect contained typo (41R03L instead of 41RO3L), now corrected. | NA | SPONS A&B | 2 | (BEAMS Note 2) Standard | - | - | 2 | TRUE
3769 | 41P513 | 5888 | 41P513 | Industrial Buildings | Uninsulated Buildings | Sheet Metal Cladding | 251 - 500m2 | Eaves Height - 17m | Building Area only; Site strip vegetation; Strip foundations; Column bases; Insulated Concrete GF slab with DPM and Mesh,150 thick up to 10,000m2, 200mm thick over 10,000m2 GIA; Steel Portal frame with bolts and baseplates; Coated galvanised trapezoidal roof sheets with no insulation, on steel purlins; Roof lights; valley gutters; matching fascia and soffit; Rainwater downpipes and gutters; trapezoidal uninsulated wall system cladding on cladding rails; External roller shutter doors and personnel doors; Single phase electrics, lighting and power ; EXCLUDES heating ; Underslab storm drainage from internal downpipes on building area greater than 1,000m2 | Location Adjustment Applicable (See Guidance Notes) - ERC = UK mean of 1.00 | (BEAMS Note 2) The ERC for this item should be added to all other rateable items on the hereditament (except land). Therefore the total of the ERC of the other Building Items and the P&M ERC (where applicable) to enable the correct contract size adjustment to be made. ERC of Building Component + ERC of P&M = Total ERC to which contract size adjustment should be applied. The appropriate % adjustment should be made in accordance with the scale for contract size adjustment specified under section 6 of the RCG 2023 Guidance notes. The currency ERC rates are set at £4m (Four Million Pounds) @ 1st April 2021 (AVD) for the RCG 2023 Publication. | The data consists of a typical Industrial shell. Works include the Industrial shell as described and includes works up to 1m perimeter to the building (1m wide paving slabs & foul/storm drainage), The cost include 2 no. personnel doors and roller shutters are included at 1 door up to 1,000m2 , 2 roller doors over 1,000m2 (GIA), and 4 roller doors over 5,000m2. Costs are for the shell only and do not include for internal rooms such as offices or toilets which should be added for seperately. See Variations for assistance. | - | - | - | - | - | Cavity Wall construction to lower walls should be added by measuring wall area at an E/O rate of £97m2(£5m2 less for uninsulated), single block walls are cost neutral. Additional roller shutter doors over and above the beacon specification at should be added at additonal cost of £ 232 each (4 x 4m) . Additional personnel doors over the assumed 2nr. - add £1,077 each. If heating is required an addition of £32/m2 (GIA) should be made to the beacon cost. Internal offices (in Industrial complexes) should be added by reference to Cost Guide code series 42P04A -42P40V, Internal WC - 42P40W | - | - | - | 41P285, 41RO3M | m2 | - | 3 - INDUSTRIAL | David Grace | Jim Allen | 488.9747 | Option 1 | 606.2328 | 23.98% | 899.1901 | 645.597 | 32.03% | 6.493% | 645.597 | 32.03% | Price Book Data | P. Avo | VOA_GPN_GOV_UK\7243572 | 2021-09-20 | Low | - | Low | - | - | Copied to latest DCS. Redirect contains typo (41R03M instead of 41RO3M), now corrected. | NA | SPONS A&B | 2 | (BEAMS Note 2) Standard | - | - | 2 | TRUE
3770 | 41P514 | 5889 | 41P514 | Industrial Buildings | Uninsulated Buildings | Sheet Metal Cladding | 251 - 500m2 | Eaves Height - 18m | Building Area only; Site strip vegetation; Strip foundations; Column bases; Insulated Concrete GF slab with DPM and Mesh,150 thick up to 10,000m2, 200mm thick over 10,000m2 GIA; Steel Portal frame with bolts and baseplates; Coated galvanised trapezoidal roof sheets with no insulation, on steel purlins; Roof lights; valley gutters; matching fascia and soffit; Rainwater downpipes and gutters; trapezoidal uninsulated wall system cladding on cladding rails; External roller shutter doors and personnel doors; Single phase electrics, lighting and power ; EXCLUDES heating ; Underslab storm drainage from internal downpipes on building area greater than 1,000m2 | Location Adjustment Applicable (See Guidance Notes) - ERC = UK mean of 1.00 | (BEAMS Note 2) The ERC for this item should be added to all other rateable items on the hereditament (except land). Therefore the total of the ERC of the other Building Items and the P&M ERC (where applicable) to enable the correct contract size adjustment to be made. ERC of Building Component + ERC of P&M = Total ERC to which contract size adjustment should be applied. The appropriate % adjustment should be made in accordance with the scale for contract size adjustment specified under section 6 of the RCG 2023 Guidance notes. The currency ERC rates are set at £4m (Four Million Pounds) @ 1st April 2021 (AVD) for the RCG 2023 Publication. | The data consists of a typical Industrial shell. Works include the Industrial shell as described and includes works up to 1m perimeter to the building (1m wide paving slabs & foul/storm drainage), The cost include 2 no. personnel doors and roller shutters are included at 1 door up to 1,000m2 , 2 roller doors over 1,000m2 (GIA), and 4 roller doors over 5,000m2. Costs are for the shell only and do not include for internal rooms such as offices or toilets which should be added for seperately. See Variations for assistance. | - | - | - | - | - | Cavity Wall construction to lower walls should be added by measuring wall area at an E/O rate of £97m2(£5m2 less for uninsulated), single block walls are cost neutral. Additional roller shutter doors over and above the beacon specification at should be added at additonal cost of £ 232 each (4 x 4m) . Additional personnel doors over the assumed 2nr. - add £1,077 each. If heating is required an addition of £32/m2 (GIA) should be made to the beacon cost. Internal offices (in Industrial complexes) should be added by reference to Cost Guide code series 42P04A -42P40V, Internal WC - 42P40W | - | - | - | 41P286, 41RO3N | m2 | - | 3 - INDUSTRIAL | David Grace | Jim Allen | 505.1201 | Option 1 | 626.25 | 23.98% | 918.4828 | 659.4487 | 30.55% | 5.301% | 659.4487 | 30.55% | Price Book Data | P. Avo | VOA_GPN_GOV_UK\7243572 | 2021-09-20 | Low | - | Low | - | - | Copied to latest DCS. Redirect contains typos (41R03N instead of 41RO3N), now corrected. | NA | SPONS A&B | 2 | (BEAMS Note 2) Standard | - | - | 2 | TRUE
3771 | 41P515 | 5890 | 41P515 | Industrial Buildings | Uninsulated Buildings | Sheet Metal Cladding | 251 - 500m2 | Eaves Height - 19m | Building Area only; Site strip vegetation; Strip foundations; Column bases; Insulated Concrete GF slab with DPM and Mesh,150 thick up to 10,000m2, 200mm thick over 10,000m2 GIA; Steel Portal frame with bolts and baseplates; Coated galvanised trapezoidal roof sheets with no insulation, on steel purlins; Roof lights; valley gutters; matching fascia and soffit; Rainwater downpipes and gutters; trapezoidal uninsulated wall system cladding on cladding rails; External roller shutter doors and personnel doors; Single phase electrics, lighting and power ; EXCLUDES heating ; Underslab storm drainage from internal downpipes on building area greater than 1,000m2 | Location Adjustment Applicable (See Guidance Notes) - ERC = UK mean of 1.00 | (BEAMS Note 2) The ERC for this item should be added to all other rateable items on the hereditament (except land). Therefore the total of the ERC of the other Building Items and the P&M ERC (where applicable) to enable the correct contract size adjustment to be made. ERC of Building Component + ERC of P&M = Total ERC to which contract size adjustment should be applied. The appropriate % adjustment should be made in accordance with the scale for contract size adjustment specified under section 6 of the RCG 2023 Guidance notes. The currency ERC rates are set at £4m (Four Million Pounds) @ 1st April 2021 (AVD) for the RCG 2023 Publication. | The data consists of a typical Industrial shell. Works include the Industrial shell as described and includes works up to 1m perimeter to the building (1m wide paving slabs & foul/storm drainage), The cost include 2 no. personnel doors and roller shutters are included at 1 door up to 1,000m2 , 2 roller doors over 1,000m2 (GIA), and 4 roller doors over 5,000m2. Costs are for the shell only and do not include for internal rooms such as offices or toilets which should be added for seperately. See Variations for assistance. | - | - | - | - | - | Cavity Wall construction to lower walls should be added by measuring wall area at an E/O rate of £97m2(£5m2 less for uninsulated), single block walls are cost neutral. Additional roller shutter doors over and above the beacon specification at should be added at additonal cost of £ 232 each (4 x 4m) . Additional personnel doors over the assumed 2nr. - add £1,077 each. If heating is required an addition of £32/m2 (GIA) should be made to the beacon cost. Internal offices (in Industrial complexes) should be added by reference to Cost Guide code series 42P04A -42P40V, Internal WC - 42P40W | - | - | - | 41P287, 41RO3P | m2 | - | 3 - INDUSTRIAL | David Grace | Jim Allen | 522.0343 | Option 1 | 647.2203 | 23.98% | 937.7755 | 673.3004 | 28.98% | 4.03% | 673.3004 | 28.98% | Price Book Data | P. Avo | VOA_GPN_GOV_UK\7243572 | 2021-09-20 | Low | - | Low | - | - | Copied to latest DCS. Redirect contains typo (41R03P instead of 41RO3P), now corrected. | NA | SPONS A&B | 2 | (BEAMS Note 2) Standard | - | - | 2 | TRUE
3772 | 41P516 | 5927 | 41P516 | Industrial Buildings | Uninsulated Buildings | Sheet Metal Cladding | 251 - 500m2 | Eaves Height - 20m | Building Area only; Site strip vegetation; Strip foundations; Column bases; Insulated Concrete GF slab with DPM and Mesh,150 thick up to 10,000m2, 200mm thick over 10,000m2 GIA; Steel Portal frame with bolts and baseplates; Coated galvanised trapezoidal roof sheets with no insulation, on steel purlins; Roof lights; valley gutters; matching fascia and soffit; Rainwater downpipes and gutters; trapezoidal uninsulated wall system cladding on cladding rails; External roller shutter doors and personnel doors; Single phase electrics, lighting and power ; EXCLUDES heating ; Underslab storm drainage from internal downpipes on building area greater than 1,000m2 | Location Adjustment Applicable (See Guidance Notes) - ERC = UK mean of 1.00 | (BEAMS Note 2) The ERC for this item should be added to all other rateable items on the hereditament (except land). Therefore the total of the ERC of the other Building Items and the P&M ERC (where applicable) to enable the correct contract size adjustment to be made. ERC of Building Component + ERC of P&M = Total ERC to which contract size adjustment should be applied. The appropriate % adjustment should be made in accordance with the scale for contract size adjustment specified under section 6 of the RCG 2023 Guidance notes. The currency ERC rates are set at £4m (Four Million Pounds) @ 1st April 2021 (AVD) for the RCG 2023 Publication. | The data consists of a typical Industrial shell. Works include the Industrial shell as described and includes works up to 1m perimeter to the building (1m wide paving slabs & foul/storm drainage), The cost include 2 no. personnel doors and roller shutters are included at 1 door up to 1,000m2 , 2 roller doors over 1,000m2 (GIA), and 4 roller doors over 5,000m2. Costs are for the shell only and do not include for internal rooms such as offices or toilets which should be added for seperately. See Variations for assistance. | - | - | - | - | - | Cavity Wall construction to lower walls should be added by measuring wall area at an E/O rate of £97m2(£5m2 less for uninsulated), single block walls are cost neutral. Additional roller shutter doors over and above the beacon specification at should be added at additonal cost of £ 232 each (4 x 4m) . Additional personnel doors over the assumed 2nr. - add £1,077 each. If heating is required an addition of £32/m2 (GIA) should be made to the beacon cost. Internal offices (in Industrial complexes) should be added by reference to Cost Guide code series 42P04A -42P40V, Internal WC - 42P40W | - | - | - | 41P288, 41RO3Q | m2 | - | 3 - INDUSTRIAL | David Grace | Jim Allen | 539.7174 | Option 1 | 669.1438 | 23.98% | 957.0681 | 687.152 | 27.32% | 2.691% | 687.152 | 27.32% | Price Book Data | P. Avo | VOA_GPN_GOV_UK\7243572 | 2021-09-20 | Low | - | Low | - | - | Copied to latest DCS. Redirects had typo (41R03Q instead of 41RO3Q), now corrected. | NA | SPONS A&B | 2 | (BEAMS Note 2) Standard | - | - | 2 | TRUE
3773 | 41P535 | 5906 | 41P535 | Industrial Buildings | Uninsulated Buildings | Sheet Metal Cladding | 501 - 1,000m2 | Eaves Height - 16m | Building Area only; Site strip vegetation; Strip foundations; Column bases; Insulated Concrete GF slab with DPM and Mesh,150 thick up to 10,000m2, 200mm thick over 10,000m2 GIA; Steel Portal frame with bolts and baseplates; Coated galvanised trapezoidal roof sheets with no insulation, on steel purlins; Roof lights; valley gutters; matching fascia and soffit; Rainwater downpipes and gutters; trapezoidal uninsulated wall system cladding on cladding rails; External roller shutter doors and personnel doors; Single phase electrics, lighting and power ; EXCLUDES heating ; Underslab storm drainage from internal downpipes on building area greater than 1,000m2 | Location Adjustment Applicable (See Guidance Notes) - ERC = UK mean of 1.00 | (BEAMS Note 2) The ERC for this item should be added to all other rateable items on the hereditament (except land). Therefore the total of the ERC of the other Building Items and the P&M ERC (where applicable) to enable the correct contract size adjustment to be made. ERC of Building Component + ERC of P&M = Total ERC to which contract size adjustment should be applied. The appropriate % adjustment should be made in accordance with the scale for contract size adjustment specified under section 6 of the RCG 2023 Guidance notes. The currency ERC rates are set at £4m (Four Million Pounds) @ 1st April 2021 (AVD) for the RCG 2023 Publication. | The data consists of a typical Industrial shell. Works include the Industrial shell as described and includes works up to 1m perimeter to the building (1m wide paving slabs & foul/storm drainage), The cost include 2 no. personnel doors and roller shutters are included at 1 door up to 1,000m2 , 2 roller doors over 1,000m2 (GIA), and 4 roller doors over 5,000m2. Costs are for the shell only and do not include for internal rooms such as offices or toilets which should be added for seperately. See Variations for assistance. | - | - | - | - | - | Cavity Wall construction to lower walls should be added by measuring wall area at an E/O rate of £97m2(£5m2 less for uninsulated), single block walls are cost neutral. Additional roller shutter doors over and above the beacon specification at should be added at additonal cost of £ 232 each (4 x 4m) . Additional personnel doors over the assumed 2nr. - add £1,077 each. If heating is required an addition of £32/m2 (GIA) should be made to the beacon cost. Internal offices (in Industrial complexes) should be added by reference to Cost Guide code series 42P04A -42P40V, Internal WC - 42P40W | - | - | - | 41P313, 41RO4L | m2 | - | 3 - INDUSTRIAL | David Grace | Jim Allen | 369.8063 | Option 1 | 458.4874 | 23.98% | 720.5912 | 517.3672 | 39.9% | 12.84% | 517.3672 | 39.9% | Price Book Data | P. Avo | VOA_GPN_GOV_UK\7243572 | 2021-09-17 | Low | - | Low | - | - | Copied to latest DCS. Redirect contained typo (41R04L instead of 41RO4L), now corrected. | NA | SPONS A&B | 2 | (BEAMS Note 2) Standard | - | - | 2 | TRUE
3774 | 41P536 | 5907 | 41P536 | Industrial Buildings | Uninsulated Buildings | Sheet Metal Cladding | 501 - 1,000m2 | Eaves Height - 17m | Building Area only; Site strip vegetation; Strip foundations; Column bases; Insulated Concrete GF slab with DPM and Mesh,150 thick up to 10,000m2, 200mm thick over 10,000m2 GIA; Steel Portal frame with bolts and baseplates; Coated galvanised trapezoidal roof sheets with no insulation, on steel purlins; Roof lights; valley gutters; matching fascia and soffit; Rainwater downpipes and gutters; trapezoidal uninsulated wall system cladding on cladding rails; External roller shutter doors and personnel doors; Single phase electrics, lighting and power ; EXCLUDES heating ; Underslab storm drainage from internal downpipes on building area greater than 1,000m2 | Location Adjustment Applicable (See Guidance Notes) - ERC = UK mean of 1.00 | (BEAMS Note 2) The ERC for this item should be added to all other rateable items on the hereditament (except land). Therefore the total of the ERC of the other Building Items and the P&M ERC (where applicable) to enable the correct contract size adjustment to be made. ERC of Building Component + ERC of P&M = Total ERC to which contract size adjustment should be applied. The appropriate % adjustment should be made in accordance with the scale for contract size adjustment specified under section 6 of the RCG 2023 Guidance notes. The currency ERC rates are set at £4m (Four Million Pounds) @ 1st April 2021 (AVD) for the RCG 2023 Publication. | The data consists of a typical Industrial shell. Works include the Industrial shell as described and includes works up to 1m perimeter to the building (1m wide paving slabs & foul/storm drainage), The cost include 2 no. personnel doors and roller shutters are included at 1 door up to 1,000m2 , 2 roller doors over 1,000m2 (GIA), and 4 roller doors over 5,000m2. Costs are for the shell only and do not include for internal rooms such as offices or toilets which should be added for seperately. See Variations for assistance. | - | - | - | - | - | Cavity Wall construction to lower walls should be added by measuring wall area at an E/O rate of £97m2(£5m2 less for uninsulated), single block walls are cost neutral. Additional roller shutter doors over and above the beacon specification at should be added at additonal cost of £ 232 each (4 x 4m) . Additional personnel doors over the assumed 2nr. - add £1,077 each. If heating is required an addition of £32/m2 (GIA) should be made to the beacon cost. Internal offices (in Industrial complexes) should be added by reference to Cost Guide code series 42P04A -42P40V, Internal WC - 42P40W | - | - | - | 41P314, 41RO4M | m2 | - | 3 - INDUSTRIAL | David Grace | Jim Allen | 380.5699 | Option 1 | 471.8322 | 23.98% | 733.4105 | 526.5712 | 38.36% | 11.6% | 526.5712 | 38.36% | Price Book Data | P. Avo | VOA_GPN_GOV_UK\7243572 | 2021-09-17 | Low | - | Low | - | - | Copied to latest DCS. Redirect contains typo (41R04M instead of 41RO4M), now corrected. | NA | SPONS A&B | 2 | (BEAMS Note 2) Standard | - | - | 2 | TRUE
3775 | 41P537 | 5908 | 41P537 | Industrial Buildings | Uninsulated Buildings | Sheet Metal Cladding | 501 - 1,000m2 | Eaves Height - 18m | Building Area only; Site strip vegetation; Strip foundations; Column bases; Insulated Concrete GF slab with DPM and Mesh,150 thick up to 10,000m2, 200mm thick over 10,000m2 GIA; Steel Portal frame with bolts and baseplates; Coated galvanised trapezoidal roof sheets with no insulation, on steel purlins; Roof lights; valley gutters; matching fascia and soffit; Rainwater downpipes and gutters; trapezoidal uninsulated wall system cladding on cladding rails; External roller shutter doors and personnel doors; Single phase electrics, lighting and power ; EXCLUDES heating ; Underslab storm drainage from internal downpipes on building area greater than 1,000m2 | Location Adjustment Applicable (See Guidance Notes) - ERC = UK mean of 1.00 | (BEAMS Note 2) The ERC for this item should be added to all other rateable items on the hereditament (except land). Therefore the total of the ERC of the other Building Items and the P&M ERC (where applicable) to enable the correct contract size adjustment to be made. ERC of Building Component + ERC of P&M = Total ERC to which contract size adjustment should be applied. The appropriate % adjustment should be made in accordance with the scale for contract size adjustment specified under section 6 of the RCG 2023 Guidance notes. The currency ERC rates are set at £4m (Four Million Pounds) @ 1st April 2021 (AVD) for the RCG 2023 Publication. | The data consists of a typical Industrial shell. Works include the Industrial shell as described and includes works up to 1m perimeter to the building (1m wide paving slabs & foul/storm drainage), The cost include 2 no. personnel doors and roller shutters are included at 1 door up to 1,000m2 , 2 roller doors over 1,000m2 (GIA), and 4 roller doors over 5,000m2. Costs are for the shell only and do not include for internal rooms such as offices or toilets which should be added for seperately. See Variations for assistance. | - | - | - | - | - | Cavity Wall construction to lower walls should be added by measuring wall area at an E/O rate of £97m2(£5m2 less for uninsulated), single block walls are cost neutral. Additional roller shutter doors over and above the beacon specification at should be added at additonal cost of £ 232 each (4 x 4m) . Additional personnel doors over the assumed 2nr. - add £1,077 each. If heating is required an addition of £32/m2 (GIA) should be made to the beacon cost. Internal offices (in Industrial complexes) should be added by reference to Cost Guide code series 42P04A -42P40V, Internal WC - 42P40W | - | - | - | 41P315, 41RO4N | m2 | - | 3 - INDUSTRIAL | David Grace | Jim Allen | 392.1024 | Option 1 | 486.1301 | 23.98% | 746.2298 | 535.7752 | 36.64% | 10.21% | 535.7752 | 36.64% | Price Book Data | P. Avo | VOA_GPN_GOV_UK\7243572 | 2021-09-17 | Low | - | Low | - | - | Copied to latest DCS. Redirect contains typos (41R04N instead of 41RO4N), now corrected. | NA | SPONS A&B | 2 | (BEAMS Note 2) Standard | - | - | 2 | TRUE
3776 | 41P538 | 5909 | 41P538 | Industrial Buildings | Uninsulated Buildings | Sheet Metal Cladding | 501 - 1,000m2 | Eaves Height - 19m | Building Area only; Site strip vegetation; Strip foundations; Column bases; Insulated Concrete GF slab with DPM and Mesh,150 thick up to 10,000m2, 200mm thick over 10,000m2 GIA; Steel Portal frame with bolts and baseplates; Coated galvanised trapezoidal roof sheets with no insulation, on steel purlins; Roof lights; valley gutters; matching fascia and soffit; Rainwater downpipes and gutters; trapezoidal uninsulated wall system cladding on cladding rails; External roller shutter doors and personnel doors; Single phase electrics, lighting and power ; EXCLUDES heating ; Underslab storm drainage from internal downpipes on building area greater than 1,000m2 | Location Adjustment Applicable (See Guidance Notes) - ERC = UK mean of 1.00 | (BEAMS Note 2) The ERC for this item should be added to all other rateable items on the hereditament (except land). Therefore the total of the ERC of the other Building Items and the P&M ERC (where applicable) to enable the correct contract size adjustment to be made. ERC of Building Component + ERC of P&M = Total ERC to which contract size adjustment should be applied. The appropriate % adjustment should be made in accordance with the scale for contract size adjustment specified under section 6 of the RCG 2023 Guidance notes. The currency ERC rates are set at £4m (Four Million Pounds) @ 1st April 2021 (AVD) for the RCG 2023 Publication. | The data consists of a typical Industrial shell. Works include the Industrial shell as described and includes works up to 1m perimeter to the building (1m wide paving slabs & foul/storm drainage), The cost include 2 no. personnel doors and roller shutters are included at 1 door up to 1,000m2 , 2 roller doors over 1,000m2 (GIA), and 4 roller doors over 5,000m2. Costs are for the shell only and do not include for internal rooms such as offices or toilets which should be added for seperately. See Variations for assistance. | - | - | - | - | - | Cavity Wall construction to lower walls should be added by measuring wall area at an E/O rate of £97m2(£5m2 less for uninsulated), single block walls are cost neutral. Additional roller shutter doors over and above the beacon specification at should be added at additonal cost of £ 232 each (4 x 4m) . Additional personnel doors over the assumed 2nr. - add £1,077 each. If heating is required an addition of £32/m2 (GIA) should be made to the beacon cost. Internal offices (in Industrial complexes) should be added by reference to Cost Guide code series 42P04A -42P40V, Internal WC - 42P40W | - | - | - | 41P316, 41RO4P | m2 | - | 3 - INDUSTRIAL | David Grace | Jim Allen | 402.8659 | Option 1 | 499.4749 | 23.98% | 759.0492 | 544.9792 | 35.28% | 9.11% | 544.9792 | 35.28% | Price Book Data | P. Avo | VOA_GPN_GOV_UK\7243572 | 2021-09-17 | Low | - | Low | - | - | Copied to latest DCS. Redirect contains typo (41R04P instead of 41RO4P), now corrected. | NA | SPONS A&B | 2 | (BEAMS Note 2) Standard | - | - | 2 | TRUE
3777 | 41P539 | 5910 | 41P539 | Industrial Buildings | Uninsulated Buildings | Sheet Metal Cladding | 501 - 1,000m2 | Eaves Height - 20m | Building Area only; Site strip vegetation; Strip foundations; Column bases; Insulated Concrete GF slab with DPM and Mesh,150 thick up to 10,000m2, 200mm thick over 10,000m2 GIA; Steel Portal frame with bolts and baseplates; Coated galvanised trapezoidal roof sheets with no insulation, on steel purlins; Roof lights; valley gutters; matching fascia and soffit; Rainwater downpipes and gutters; trapezoidal uninsulated wall system cladding on cladding rails; External roller shutter doors and personnel doors; Single phase electrics, lighting and power ; EXCLUDES heating ; Underslab storm drainage from internal downpipes on building area greater than 1,000m2 | Location Adjustment Applicable (See Guidance Notes) - ERC = UK mean of 1.00 | (BEAMS Note 2) The ERC for this item should be added to all other rateable items on the hereditament (except land). Therefore the total of the ERC of the other Building Items and the P&M ERC (where applicable) to enable the correct contract size adjustment to be made. ERC of Building Component + ERC of P&M = Total ERC to which contract size adjustment should be applied. The appropriate % adjustment should be made in accordance with the scale for contract size adjustment specified under section 6 of the RCG 2023 Guidance notes. The currency ERC rates are set at £4m (Four Million Pounds) @ 1st April 2021 (AVD) for the RCG 2023 Publication. | The data consists of a typical Industrial shell. Works include the Industrial shell as described and includes works up to 1m perimeter to the building (1m wide paving slabs & foul/storm drainage), The cost include 2 no. personnel doors and roller shutters are included at 1 door up to 1,000m2 , 2 roller doors over 1,000m2 (GIA), and 4 roller doors over 5,000m2. Costs are for the shell only and do not include for internal rooms such as offices or toilets which should be added for seperately. See Variations for assistance. | - | - | - | - | - | Cavity Wall construction to lower walls should be added by measuring wall area at an E/O rate of £97m2(£5m2 less for uninsulated), single block walls are cost neutral. Additional roller shutter doors over and above the beacon specification at should be added at additonal cost of £ 232 each (4 x 4m) . Additional personnel doors over the assumed 2nr. - add £1,077 each. If heating is required an addition of £32/m2 (GIA) should be made to the beacon cost. Internal offices (in Industrial complexes) should be added by reference to Cost Guide code series 42P04A -42P40V, Internal WC - 42P40W | - | - | - | 41P317, 41RO4Q | m2 | - | 3 - INDUSTRIAL | David Grace | Jim Allen | 414.3984 | Option 1 | 513.7728 | 23.98% | 771.8685 | 554.1831 | 33.73% | 7.865% | 554.1831 | 33.73% | Price Book Data | P. Avo | VOA_GPN_GOV_UK\7243572 | 2021-09-17 | Low | - | Low | - | - | Copied to latest DCS. Redirects had typo (41R04Q instead of 41RO4Q), now corrected. | NA | SPONS A&B | 2 | (BEAMS Note 2) Standard | - | - | 2 | TRUE
3778 | 41P541 | 5912 | 41P541 | Industrial Buildings | Uninsulated Buildings | Sheet Metal Cladding | 501 - 1,000m2 | Eaves Height - 22m | Building Area only; Site strip vegetation; Strip foundations; Column bases; Insulated Concrete GF slab with DPM and Mesh,150 thick up to 10,000m2, 200mm thick over 10,000m2 GIA; Steel Portal frame with bolts and baseplates; Coated galvanised trapezoidal roof sheets with no insulation, on steel purlins; Roof lights; valley gutters; matching fascia and soffit; Rainwater downpipes and gutters; trapezoidal uninsulated wall system cladding on cladding rails; External roller shutter doors and personnel doors; Single phase electrics, lighting and power ; EXCLUDES heating ; Underslab storm drainage from internal downpipes on building area greater than 1,000m2 | Location Adjustment Applicable (See Guidance Notes) - ERC = UK mean of 1.00 | (BEAMS Note 2) The ERC for this item should be added to all other rateable items on the hereditament (except land). Therefore the total of the ERC of the other Building Items and the P&M ERC (where applicable) to enable the correct contract size adjustment to be made. ERC of Building Component + ERC of P&M = Total ERC to which contract size adjustment should be applied. The appropriate % adjustment should be made in accordance with the scale for contract size adjustment specified under section 6 of the RCG 2023 Guidance notes. The currency ERC rates are set at £4m (Four Million Pounds) @ 1st April 2021 (AVD) for the RCG 2023 Publication. | The data consists of a typical Industrial shell. Works include the Industrial shell as described and includes works up to 1m perimeter to the building (1m wide paving slabs & foul/storm drainage), The cost include 2 no. personnel doors and roller shutters are included at 1 door up to 1,000m2 , 2 roller doors over 1,000m2 (GIA), and 4 roller doors over 5,000m2. Costs are for the shell only and do not include for internal rooms such as offices or toilets which should be added for seperately. See Variations for assistance. | - | - | - | - | - | Cavity Wall construction to lower walls should be added by measuring wall area at an E/O rate of £97m2(£5m2 less for uninsulated), single block walls are cost neutral. Additional roller shutter doors over and above the beacon specification at should be added at additonal cost of £ 232 each (4 x 4m) . Additional personnel doors over the assumed 2nr. - add £1,077 each. If heating is required an addition of £32/m2 (GIA) should be made to the beacon cost. Internal offices (in Industrial complexes) should be added by reference to Cost Guide code series 42P04A -42P40V, Internal WC - 42P40W | - | - | - | 41P319, 41RO4S | m2 | - | 3 - INDUSTRIAL | David Grace | Jim Allen | 436.6944 | Option 1 | 541.4155 | 23.98% | 839.1913 | 602.5193 | 37.97% | 11.29% | 602.5193 | 37.97% | Price Book Data | P. Avo | VOA_GPN_GOV_UK\7243572 | 2021-09-17 | Low | - | Low | - | - | Copied to latest DCS. Redirect contained typo (41R04S instead of 41RO4S), now corrected. | NA | SPONS A&B | 2 | (BEAMS Note 2) Standard | - | - | 2 | TRUE
3779 | 41P561 | 5926 | 41P561 | Industrial Buildings | Uninsulated Buildings | Sheet Metal Cladding | 5,001 - 10,000m2 | Eaves Height - 17m | Building Area only; Site strip vegetation; Strip foundations; Column bases; Insulated Concrete GF slab with DPM and Mesh,150 thick up to 10,000m2, 200mm thick over 10,000m2 GIA; Steel Portal frame with bolts and baseplates; Coated galvanised trapezoidal roof sheets with no insulation, on steel purlins; Roof lights; valley gutters; matching fascia and soffit; Rainwater downpipes and gutters; trapezoidal uninsulated wall system cladding on cladding rails; External roller shutter doors and personnel doors; Single phase electrics, lighting and power ; EXCLUDES heating ; Underslab storm drainage from internal downpipes on building area greater than 1,000m2 | Location Adjustment Applicable (See Guidance Notes) - ERC = UK mean of 1.00 | (BEAMS Note 2) The ERC for this item should be added to all other rateable items on the hereditament (except land). Therefore the total of the ERC of the other Building Items and the P&M ERC (where applicable) to enable the correct contract size adjustment to be made. ERC of Building Component + ERC of P&M = Total ERC to which contract size adjustment should be applied. The appropriate % adjustment should be made in accordance with the scale for contract size adjustment specified under section 6 of the RCG 2023 Guidance notes. The currency ERC rates are set at £4m (Four Million Pounds) @ 1st April 2021 (AVD) for the RCG 2023 Publication. | The data consists of a typical Industrial shell. Works include the Industrial shell as described and includes works up to 1m perimeter to the building (1m wide paving slabs & foul/storm drainage), The cost include 2 no. personnel doors and roller shutters are included at 1 door up to 1,000m2 , 2 roller doors over 1,000m2 (GIA), and 4 roller doors over 5,000m2. Costs are for the shell only and do not include for internal rooms such as offices or toilets which should be added for seperately. See Variations for assistance. | - | - | - | - | - | Cavity Wall construction to lower walls should be added by measuring wall area at an E/O rate of £97m2(£5m2 less for uninsulated), single block walls are cost neutral. Additional roller shutter doors over and above the beacon specification at should be added at additonal cost of £ 232 each (4 x 4m) . Additional personnel doors over the assumed 2nr. - add £1,077 each. If heating is required an addition of £32/m2 (GIA) should be made to the beacon cost. Internal offices (in Industrial complexes) should be added by reference to Cost Guide code series 42P04A -42P40V, Internal WC - 42P40W | - | - | - | 41RO8M, 41P345 | m2 | - | 3 - INDUSTRIAL | David Grace | Jim Allen | 276.0093 | Option 1 | 342.1975 | 23.98% | 597.422 | 428.9347 | 55.41% | 25.35% | 428.9347 | 55.41% | Price Book Data | P. Avo | VOA_GPN_GOV_UK\7243572 | 2021-09-17 | Low | - | Low | - | - | Copied to latest DCS. | NA | SPONS A&B | 2 | (BEAMS Note 2) Standard | - | - | 2 | TRUE
3780 | 41P562 | 5663 | 41P562 | Industrial Buildings | Uninsulated Buildings | Sheet Metal Cladding | 5,001 - 10,000m2 | Eaves Height - 18m | Building Area only; Site strip vegetation; Strip foundations; Column bases; Insulated Concrete GF slab with DPM and Mesh,150 thick up to 10,000m2, 200mm thick over 10,000m2 GIA; Steel Portal frame with bolts and baseplates; Coated galvanised trapezoidal roof sheets with no insulation, on steel purlins; Roof lights; valley gutters; matching fascia and soffit; Rainwater downpipes and gutters; trapezoidal uninsulated wall system cladding on cladding rails; External roller shutter doors and personnel doors; Single phase electrics, lighting and power ; EXCLUDES heating ; Underslab storm drainage from internal downpipes on building area greater than 1,000m2 | Location Adjustment Applicable (See Guidance Notes) - ERC = UK mean of 1.00 | (BEAMS Note 2) The ERC for this item should be added to all other rateable items on the hereditament (except land). Therefore the total of the ERC of the other Building Items and the P&M ERC (where applicable) to enable the correct contract size adjustment to be made. ERC of Building Component + ERC of P&M = Total ERC to which contract size adjustment should be applied. The appropriate % adjustment should be made in accordance with the scale for contract size adjustment specified under section 6 of the RCG 2023 Guidance notes. The currency ERC rates are set at £4m (Four Million Pounds) @ 1st April 2021 (AVD) for the RCG 2023 Publication. | The data consists of a typical Industrial shell. Works include the Industrial shell as described and includes works up to 1m perimeter to the building (1m wide paving slabs & foul/storm drainage), The cost include 2 no. personnel doors and roller shutters are included at 1 door up to 1,000m2 , 2 roller doors over 1,000m2 (GIA), and 4 roller doors over 5,000m2. Costs are for the shell only and do not include for internal rooms such as offices or toilets which should be added for seperately. See Variations for assistance. | - | - | - | - | - | Cavity Wall construction to lower walls should be added by measuring wall area at an E/O rate of £97m2(£5m2 less for uninsulated), single block walls are cost neutral. Additional roller shutter doors over and above the beacon specification at should be added at additonal cost of £ 232 each (4 x 4m) . Additional personnel doors over the assumed 2nr. - add £1,077 each. If heating is required an addition of £32/m2 (GIA) should be made to the beacon cost. Internal offices (in Industrial complexes) should be added by reference to Cost Guide code series 42P04A -42P40V, Internal WC - 42P40W | - | - | - | 41P346, 41RO8N | m2 | - | 3 - INDUSTRIAL | David Grace | Jim Allen | 282.1599 | Option 1 | 349.823 | 23.98% | 600.24 | 430.958 | 52.74% | 23.19% | 430.958 | 52.74% | Price Book Data | P. Avo | VOA_GPN_GOV_UK\7243572 | 2021-09-17 | Low | - | Low | - | - | Copied to latest DCS. Redirect contains typos (41R08N instead of 41RO8N), now corrected. | NA | SPONS A&B | 2 | (BEAMS Note 2) Standard | - | - | 2 | TRUE
3781 | 41P563 | 5664 | 41P563 | Industrial Buildings | Uninsulated Buildings | Sheet Metal Cladding | 5,001 - 10,000m2 | Eaves Height - 19m | Building Area only; Site strip vegetation; Strip foundations; Column bases; Insulated Concrete GF slab with DPM and Mesh,150 thick up to 10,000m2, 200mm thick over 10,000m2 GIA; Steel Portal frame with bolts and baseplates; Coated galvanised trapezoidal roof sheets with no insulation, on steel purlins; Roof lights; valley gutters; matching fascia and soffit; Rainwater downpipes and gutters; trapezoidal uninsulated wall system cladding on cladding rails; External roller shutter doors and personnel doors; Single phase electrics, lighting and power ; EXCLUDES heating ; Underslab storm drainage from internal downpipes on building area greater than 1,000m2 | Location Adjustment Applicable (See Guidance Notes) - ERC = UK mean of 1.00 | (BEAMS Note 2) The ERC for this item should be added to all other rateable items on the hereditament (except land). Therefore the total of the ERC of the other Building Items and the P&M ERC (where applicable) to enable the correct contract size adjustment to be made. ERC of Building Component + ERC of P&M = Total ERC to which contract size adjustment should be applied. The appropriate % adjustment should be made in accordance with the scale for contract size adjustment specified under section 6 of the RCG 2023 Guidance notes. The currency ERC rates are set at £4m (Four Million Pounds) @ 1st April 2021 (AVD) for the RCG 2023 Publication. | The data consists of a typical Industrial shell. Works include the Industrial shell as described and includes works up to 1m perimeter to the building (1m wide paving slabs & foul/storm drainage), The cost include 2 no. personnel doors and roller shutters are included at 1 door up to 1,000m2 , 2 roller doors over 1,000m2 (GIA), and 4 roller doors over 5,000m2. Costs are for the shell only and do not include for internal rooms such as offices or toilets which should be added for seperately. See Variations for assistance. | - | - | - | - | - | Cavity Wall construction to lower walls should be added by measuring wall area at an E/O rate of £97m2(£5m2 less for uninsulated), single block walls are cost neutral. Additional roller shutter doors over and above the beacon specification at should be added at additonal cost of £ 232 each (4 x 4m) . Additional personnel doors over the assumed 2nr. - add £1,077 each. If heating is required an addition of £32/m2 (GIA) should be made to the beacon cost. Internal offices (in Industrial complexes) should be added by reference to Cost Guide code series 42P04A -42P40V, Internal WC - 42P40W | - | - | - | 41P347, 41RO8P | m2 | - | 3 - INDUSTRIAL | David Grace | Jim Allen | 287.5417 | Option 1 | 356.4954 | 23.98% | 603.058 | 432.9813 | 50.58% | 21.45% | 432.9813 | 50.58% | Price Book Data | P. Avo | VOA_GPN_GOV_UK\7243572 | 2021-09-17 | Low | - | Low | - | - | Copied to latest DCS. Redirect contains typo (41R08P instead of 41RO8P), now corrected. | NA | SPONS A&B | 2 | (BEAMS Note 2) Standard | - | - | 2 | TRUE
3782 | 41P564 | 5665 | 41P564 | Industrial Buildings | Uninsulated Buildings | Sheet Metal Cladding | 5,001 - 10,000m2 | Eaves Height - 20m | Building Area only; Site strip vegetation; Strip foundations; Column bases; Insulated Concrete GF slab with DPM and Mesh,150 thick up to 10,000m2, 200mm thick over 10,000m2 GIA; Steel Portal frame with bolts and baseplates; Coated galvanised trapezoidal roof sheets with no insulation, on steel purlins; Roof lights; valley gutters; matching fascia and soffit; Rainwater downpipes and gutters; trapezoidal uninsulated wall system cladding on cladding rails; External roller shutter doors and personnel doors; Single phase electrics, lighting and power ; EXCLUDES heating ; Underslab storm drainage from internal downpipes on building area greater than 1,000m2 | Location Adjustment Applicable (See Guidance Notes) - ERC = UK mean of 1.00 | (BEAMS Note 2) The ERC for this item should be added to all other rateable items on the hereditament (except land). Therefore the total of the ERC of the other Building Items and the P&M ERC (where applicable) to enable the correct contract size adjustment to be made. ERC of Building Component + ERC of P&M = Total ERC to which contract size adjustment should be applied. The appropriate % adjustment should be made in accordance with the scale for contract size adjustment specified under section 6 of the RCG 2023 Guidance notes. The currency ERC rates are set at £4m (Four Million Pounds) @ 1st April 2021 (AVD) for the RCG 2023 Publication. | The data consists of a typical Industrial shell. Works include the Industrial shell as described and includes works up to 1m perimeter to the building (1m wide paving slabs & foul/storm drainage), The cost include 2 no. personnel doors and roller shutters are included at 1 door up to 1,000m2 , 2 roller doors over 1,000m2 (GIA), and 4 roller doors over 5,000m2. Costs are for the shell only and do not include for internal rooms such as offices or toilets which should be added for seperately. See Variations for assistance. | - | - | - | - | - | Cavity Wall construction to lower walls should be added by measuring wall area at an E/O rate of £97m2(£5m2 less for uninsulated), single block walls are cost neutral. Additional roller shutter doors over and above the beacon specification at should be added at additonal cost of £ 232 each (4 x 4m) . Additional personnel doors over the assumed 2nr. - add £1,077 each. If heating is required an addition of £32/m2 (GIA) should be made to the beacon cost. Internal offices (in Industrial complexes) should be added by reference to Cost Guide code series 42P04A -42P40V, Internal WC - 42P40W | - | - | - | 41RO8Q, 41P348 | m2 | - | 3 - INDUSTRIAL | David Grace | Jim Allen | 293.6923 | Option 1 | 364.121 | 23.98% | 605.8761 | 435.0045 | 48.12% | 19.47% | 435.0045 | 48.12% | Price Book Data | P. Avo | VOA_GPN_GOV_UK\7243572 | 2021-09-17 | Low | - | Low | - | - | Copied to latest DCS. Previous RCG had redirects 41RO8Q, 41P348, so added here. | NA | SPONS A&B | 2 | (BEAMS Note 2) Standard | - | - | 2 | TRUE
3783 | 41P61P | 5701 | 41P61P | Industrial Buildings | Uninsulated Buildings | Sheet Metal Cladding | 101 - 250m2 | Eaves Height - 11m | Building Area only; Site strip vegetation; Strip foundations; Column bases; Insulated Concrete GF slab with DPM and Mesh,150 thick up to 10,000m2, 200mm thick over 10,000m2 GIA; Steel Portal frame with bolts and baseplates; Coated galvanised trapezoidal roof sheets with no insulation, on steel purlins; Roof lights; valley gutters; matching fascia and soffit; Rainwater downpipes and gutters; trapezoidal uninsulated wall system cladding on cladding rails; External roller shutter doors and personnel doors; Single phase electrics, lighting and power ; EXCLUDES heating ; Underslab storm drainage from internal downpipes on building area greater than 1,000m2 | Location Adjustment Applicable (See Guidance Notes) - ERC = UK mean of 1.00 | (BEAMS Note 2) The ERC for this item should be added to all other rateable items on the hereditament (except land). Therefore the total of the ERC of the other Building Items and the P&M ERC (where applicable) to enable the correct contract size adjustment to be made. ERC of Building Component + ERC of P&M = Total ERC to which contract size adjustment should be applied. The appropriate % adjustment should be made in accordance with the scale for contract size adjustment specified under section 6 of the RCG 2023 Guidance notes. The currency ERC rates are set at £4m (Four Million Pounds) @ 1st April 2021 (AVD) for the RCG 2023 Publication. | The data consists of a typical Industrial shell. Works include the Industrial shell as described and includes works up to 1m perimeter to the building (1m wide paving slabs & foul/storm drainage), The cost include 2 no. personnel doors and roller shutters are included at 1 door up to 1,000m2 , 2 roller doors over 1,000m2 (GIA), and 4 roller doors over 5,000m2. Costs are for the shell only and do not include for internal rooms such as offices or toilets which should be added for seperately. See Variations for assistance. | - | - | - | - | - | Cavity Wall construction to lower walls should be added by measuring wall area at an E/O rate of £97m2(£5m2 less for uninsulated), single block walls are cost neutral. Additional roller shutter doors over and above the beacon specification at should be added at additonal cost of £ 232 each (4 x 4m) . Additional personnel doors over the assumed 2nr. - add £1,077 each. If heating is required an addition of £32/m2 (GIA) should be made to the beacon cost. Internal offices (in Industrial complexes) should be added by reference to Cost Guide code series 42P04A -42P40V, Internal WC - 42P40W | - | - | - | 41P03P, 41P23P, 41U23P, 41U43P, 41Z03P, 41Z13P | m2 | - | 3 - INDUSTRIAL | David Grace | Jim Allen | 498.2006 | Option 1 | 617.6712 | 23.98% | 1069.3847 | 767.7927 | 54.11% | 24.3% | 767.7927 | 54.11% | Price Book Data | P. Avo | VOA_GPN_GOV_UK\7243572 | 2021-09-20 | Low | - | Low | - | - | Copied to latest DCS. | NA | SPONS A&B | 2 | (BEAMS Note 2) Standard | - | - | 2 | TRUE
3784 | 41P61T | 5702 | 41P61T | Industrial Buildings | Uninsulated Buildings | Sheet Metal Cladding | 101 - 250m2 | Eaves Height - 12m | Building Area only; Site strip vegetation; Strip foundations; Column bases; Insulated Concrete GF slab with DPM and Mesh,150 thick up to 10,000m2, 200mm thick over 10,000m2 GIA; Steel Portal frame with bolts and baseplates; Coated galvanised trapezoidal roof sheets with no insulation, on steel purlins; Roof lights; valley gutters; matching fascia and soffit; Rainwater downpipes and gutters; trapezoidal uninsulated wall system cladding on cladding rails; External roller shutter doors and personnel doors; Single phase electrics, lighting and power ; EXCLUDES heating ; Underslab storm drainage from internal downpipes on building area greater than 1,000m2 | Location Adjustment Applicable (See Guidance Notes) - ERC = UK mean of 1.00 | (BEAMS Note 2) The ERC for this item should be added to all other rateable items on the hereditament (except land). Therefore the total of the ERC of the other Building Items and the P&M ERC (where applicable) to enable the correct contract size adjustment to be made. ERC of Building Component + ERC of P&M = Total ERC to which contract size adjustment should be applied. The appropriate % adjustment should be made in accordance with the scale for contract size adjustment specified under section 6 of the RCG 2023 Guidance notes. The currency ERC rates are set at £4m (Four Million Pounds) @ 1st April 2021 (AVD) for the RCG 2023 Publication. | The data consists of a typical Industrial shell. Works include the Industrial shell as described and includes works up to 1m perimeter to the building (1m wide paving slabs & foul/storm drainage), The cost include 2 no. personnel doors and roller shutters are included at 1 door up to 1,000m2 , 2 roller doors over 1,000m2 (GIA), and 4 roller doors over 5,000m2. Costs are for the shell only and do not include for internal rooms such as offices or toilets which should be added for seperately. See Variations for assistance. | - | - | - | - | - | Cavity Wall construction to lower walls should be added by measuring wall area at an E/O rate of £97m2(£5m2 less for uninsulated), single block walls are cost neutral. Additional roller shutter doors over and above the beacon specification at should be added at additonal cost of £ 232 each (4 x 4m) . Additional personnel doors over the assumed 2nr. - add £1,077 each. If heating is required an addition of £32/m2 (GIA) should be made to the beacon cost. Internal offices (in Industrial complexes) should be added by reference to Cost Guide code series 42P04A -42P40V, Internal WC - 42P40W | - | - | - | 41P03T, 41P23T, 41U23T, 41Z03T, 41Z13T, 41U43T | m2 | - | 3 - INDUSTRIAL | David Grace | Jim Allen | 521.2655 | Option 1 | 646.2671 | 23.98% | 1100.7969 | 790.3459 | 51.62% | 22.29% | 790.3459 | 51.62% | Price Book Data | P. Avo | VOA_GPN_GOV_UK\7243572 | 2021-09-20 | Low | - | Low | - | - | Copied to latest DCS. Redirect to 41U43T missed, now added. | NA | SPONS A&B | 2 | (BEAMS Note 2) Standard | - | - | 2 | TRUE
3785 | 41P61V | 5703 | 41P61V | Industrial Buildings | Uninsulated Buildings | Sheet Metal Cladding | 101 - 250m2 | Eaves Height - 13m | Building Area only; Site strip vegetation; Strip foundations; Column bases; Insulated Concrete GF slab with DPM and Mesh,150 thick up to 10,000m2, 200mm thick over 10,000m2 GIA; Steel Portal frame with bolts and baseplates; Coated galvanised trapezoidal roof sheets with no insulation, on steel purlins; Roof lights; valley gutters; matching fascia and soffit; Rainwater downpipes and gutters; trapezoidal uninsulated wall system cladding on cladding rails; External roller shutter doors and personnel doors; Single phase electrics, lighting and power ; EXCLUDES heating ; Underslab storm drainage from internal downpipes on building area greater than 1,000m2 | Location Adjustment Applicable (See Guidance Notes) - ERC = UK mean of 1.00 | (BEAMS Note 2) The ERC for this item should be added to all other rateable items on the hereditament (except land). Therefore the total of the ERC of the other Building Items and the P&M ERC (where applicable) to enable the correct contract size adjustment to be made. ERC of Building Component + ERC of P&M = Total ERC to which contract size adjustment should be applied. The appropriate % adjustment should be made in accordance with the scale for contract size adjustment specified under section 6 of the RCG 2023 Guidance notes. The currency ERC rates are set at £4m (Four Million Pounds) @ 1st April 2021 (AVD) for the RCG 2023 Publication. | The data consists of a typical Industrial shell. Works include the Industrial shell as described and includes works up to 1m perimeter to the building (1m wide paving slabs & foul/storm drainage), The cost include 2 no. personnel doors and roller shutters are included at 1 door up to 1,000m2 , 2 roller doors over 1,000m2 (GIA), and 4 roller doors over 5,000m2. Costs are for the shell only and do not include for internal rooms such as offices or toilets which should be added for seperately. See Variations for assistance. | - | - | - | - | - | Cavity Wall construction to lower walls should be added by measuring wall area at an E/O rate of £97m2(£5m2 less for uninsulated), single block walls are cost neutral. Additional roller shutter doors over and above the beacon specification at should be added at additonal cost of £ 232 each (4 x 4m) . Additional personnel doors over the assumed 2nr. - add £1,077 each. If heating is required an addition of £32/m2 (GIA) should be made to the beacon cost. Internal offices (in Industrial complexes) should be added by reference to Cost Guide code series 42P04A -42P40V, Internal WC - 42P40W | - | - | - | 41P251 | m2 | - | 3 - INDUSTRIAL | David Grace | Jim Allen | 545.0991 | Option 1 | 675.8162 | 23.98% | 1132.2091 | 812.899 | 49.13% | 20.28% | 812.899 | 49.13% | Price Book Data | P. Avo | VOA_GPN_GOV_UK\7243572 | 2021-09-20 | Low | - | Low | - | - | Copied to latest DCS. | NA | SPONS A&B | 2 | (BEAMS Note 2) Standard | - | - | 2 | TRUE
3786 | 41P61X | 5704 | 41P61X | Industrial Buildings | Uninsulated Buildings | Sheet Metal Cladding | 101 - 250m2 | Eaves Height - 14m | Building Area only; Site strip vegetation; Strip foundations; Column bases; Insulated Concrete GF slab with DPM and Mesh,150 thick up to 10,000m2, 200mm thick over 10,000m2 GIA; Steel Portal frame with bolts and baseplates; Coated galvanised trapezoidal roof sheets with no insulation, on steel purlins; Roof lights; valley gutters; matching fascia and soffit; Rainwater downpipes and gutters; trapezoidal uninsulated wall system cladding on cladding rails; External roller shutter doors and personnel doors; Single phase electrics, lighting and power ; EXCLUDES heating ; Underslab storm drainage from internal downpipes on building area greater than 1,000m2 | Location Adjustment Applicable (See Guidance Notes) - ERC = UK mean of 1.00 | (BEAMS Note 2) The ERC for this item should be added to all other rateable items on the hereditament (except land). Therefore the total of the ERC of the other Building Items and the P&M ERC (where applicable) to enable the correct contract size adjustment to be made. ERC of Building Component + ERC of P&M = Total ERC to which contract size adjustment should be applied. The appropriate % adjustment should be made in accordance with the scale for contract size adjustment specified under section 6 of the RCG 2023 Guidance notes. The currency ERC rates are set at £4m (Four Million Pounds) @ 1st April 2021 (AVD) for the RCG 2023 Publication. | The data consists of a typical Industrial shell. Works include the Industrial shell as described and includes works up to 1m perimeter to the building (1m wide paving slabs & foul/storm drainage), The cost include 2 no. personnel doors and roller shutters are included at 1 door up to 1,000m2 , 2 roller doors over 1,000m2 (GIA), and 4 roller doors over 5,000m2. Costs are for the shell only and do not include for internal rooms such as offices or toilets which should be added for seperately. See Variations for assistance. | - | - | - | - | - | Cavity Wall construction to lower walls should be added by measuring wall area at an E/O rate of £97m2(£5m2 less for uninsulated), single block walls are cost neutral. Additional roller shutter doors over and above the beacon specification at should be added at additonal cost of £ 232 each (4 x 4m) . Additional personnel doors over the assumed 2nr. - add £1,077 each. If heating is required an addition of £32/m2 (GIA) should be made to the beacon cost. Internal offices (in Industrial complexes) should be added by reference to Cost Guide code series 42P04A -42P40V, Internal WC - 42P40W | - | - | - | 41P252 | m2 | - | 3 - INDUSTRIAL | David Grace | Jim Allen | 568.164 | Option 1 | 704.4121 | 23.98% | 1163.6212 | 835.4522 | 47.04% | 18.6% | 835.4522 | 47.04% | Price Book Data | P. Avo | VOA_GPN_GOV_UK\7243572 | 2021-09-20 | Low | - | Low | - | - | Copied to latest DCS. | NA | SPONS A&B | 2 | (BEAMS Note 2) Standard | - | - | 2 | TRUE
3787 | 41P61Y | 5705 | 41P61Y | Industrial Buildings | Uninsulated Buildings | Sheet Metal Cladding | 101 - 250m2 | Eaves Height - 15m | Building Area only; Site strip vegetation; Strip foundations; Column bases; Insulated Concrete GF slab with DPM and Mesh,150 thick up to 10,000m2, 200mm thick over 10,000m2 GIA; Steel Portal frame with bolts and baseplates; Coated galvanised trapezoidal roof sheets with no insulation, on steel purlins; Roof lights; valley gutters; matching fascia and soffit; Rainwater downpipes and gutters; trapezoidal uninsulated wall system cladding on cladding rails; External roller shutter doors and personnel doors; Single phase electrics, lighting and power ; EXCLUDES heating ; Underslab storm drainage from internal downpipes on building area greater than 1,000m2 | Location Adjustment Applicable (See Guidance Notes) - ERC = UK mean of 1.00 | (BEAMS Note 2) The ERC for this item should be added to all other rateable items on the hereditament (except land). Therefore the total of the ERC of the other Building Items and the P&M ERC (where applicable) to enable the correct contract size adjustment to be made. ERC of Building Component + ERC of P&M = Total ERC to which contract size adjustment should be applied. The appropriate % adjustment should be made in accordance with the scale for contract size adjustment specified under section 6 of the RCG 2023 Guidance notes. The currency ERC rates are set at £4m (Four Million Pounds) @ 1st April 2021 (AVD) for the RCG 2023 Publication. | The data consists of a typical Industrial shell. Works include the Industrial shell as described and includes works up to 1m perimeter to the building (1m wide paving slabs & foul/storm drainage), The cost include 2 no. personnel doors and roller shutters are included at 1 door up to 1,000m2 , 2 roller doors over 1,000m2 (GIA), and 4 roller doors over 5,000m2. Costs are for the shell only and do not include for internal rooms such as offices or toilets which should be added for seperately. See Variations for assistance. | - | - | - | - | - | Cavity Wall construction to lower walls should be added by measuring wall area at an E/O rate of £97m2(£5m2 less for uninsulated), single block walls are cost neutral. Additional roller shutter doors over and above the beacon specification at should be added at additonal cost of £ 232 each (4 x 4m) . Additional personnel doors over the assumed 2nr. - add £1,077 each. If no heating is present a deduction of £28m2 (GIA) should be made to the beacon cost. Internal offices (in Industrial complexes) should be added by reference to Cost Guide code series 42P04A -42P40V, Internal WC - 42P40W, amenity blocks - showers & toilets (New code TBC) & Canteens (New CodeTBC) | - | - | - | 41P253 | m2 | - | 3 - INDUSTRIAL | David Grace | Jim Allen | 591.2288 | Option 1 | 733.0079 | 23.98% | 1195.0334 | 858.0054 | 45.12% | 17.05% | 858.0054 | 45.12% | Price Book Data | P. Avo | VOA_GPN_GOV_UK\7243572 | 2021-09-20 | Low | - | Low | - | - | Copied to latest DCS. | NA | SPONS A&B | 2 | (BEAMS Note 2) Standard | - | - | 2 | FALSE
3788 | 41P63T | 5724 | 41P63T | Industrial Buildings | Uninsulated Buildings | Sheet Metal Cladding | 251 - 500m2 | Eaves Height - 12m | Building Area only; Site strip vegetation; Strip foundations; Column bases; Insulated Concrete GF slab with DPM and Mesh,150 thick up to 10,000m2, 200mm thick over 10,000m2 GIA; Steel Portal frame with bolts and baseplates; Coated galvanised trapezoidal roof sheets with no insulation, on steel purlins; Roof lights; valley gutters; matching fascia and soffit; Rainwater downpipes and gutters; trapezoidal uninsulated wall system cladding on cladding rails; External roller shutter doors and personnel doors; Single phase electrics, lighting and power ; EXCLUDES heating ; Underslab storm drainage from internal downpipes on building area greater than 1,000m2 | Location Adjustment Applicable (See Guidance Notes) - ERC = UK mean of 1.00 | (BEAMS Note 2) The ERC for this item should be added to all other rateable items on the hereditament (except land). Therefore the total of the ERC of the other Building Items and the P&M ERC (where applicable) to enable the correct contract size adjustment to be made. ERC of Building Component + ERC of P&M = Total ERC to which contract size adjustment should be applied. The appropriate % adjustment should be made in accordance with the scale for contract size adjustment specified under section 6 of the RCG 2023 Guidance notes. The currency ERC rates are set at £4m (Four Million Pounds) @ 1st April 2021 (AVD) for the RCG 2023 Publication. | The data consists of a typical Industrial shell. Works include the Industrial shell as described and includes works up to 1m perimeter to the building (1m wide paving slabs & foul/storm drainage), The cost include 2 no. personnel doors and roller shutters are included at 1 door up to 1,000m2 , 2 roller doors over 1,000m2 (GIA), and 4 roller doors over 5,000m2. Costs are for the shell only and do not include for internal rooms such as offices or toilets which should be added for seperately. See Variations for assistance. | - | - | - | - | - | Cavity Wall construction to lower walls should be added by measuring wall area at an E/O rate of £97m2(£5m2 less for uninsulated), single block walls are cost neutral. Additional roller shutter doors over and above the beacon specification at should be added at additonal cost of £ 232 each (4 x 4m) . Additional personnel doors over the assumed 2nr. - add £1,077 each. If heating is required an addition of £32/m2 (GIA) should be made to the beacon cost. Internal offices (in Industrial complexes) should be added by reference to Cost Guide code series 42P04A -42P40V, Internal WC - 42P40W | - | - | - | 41P05T, 41P25T, 41R03F, 41U25T, 41U45T, 41Z05T, 41Z15T | m2 | - | 3 - INDUSTRIAL | David Grace | Jim Allen | 396.7153 | Option 1 | 491.8493 | 23.98% | 802.7267 | 576.3386 | 45.28% | 17.18% | 576.3386 | 45.28% | Price Book Data | P. Avo | VOA_GPN_GOV_UK\7243572 | 2021-09-20 | Low | - | Low | - | - | Copied to latest DCS. Redirect to 41U43T missed, now added. | NA | SPONS A&B | 2 | (BEAMS Note 2) Standard | - | - | 2 | TRUE
3789 | 41P63V | 5725 | 41P63V | Industrial Buildings | Uninsulated Buildings | Sheet Metal Cladding | 251 - 500m2 | Eaves Height - 13m | Building Area only; Site strip vegetation; Strip foundations; Column bases; Insulated Concrete GF slab with DPM and Mesh,150 thick up to 10,000m2, 200mm thick over 10,000m2 GIA; Steel Portal frame with bolts and baseplates; Coated galvanised trapezoidal roof sheets with no insulation, on steel purlins; Roof lights; valley gutters; matching fascia and soffit; Rainwater downpipes and gutters; trapezoidal uninsulated wall system cladding on cladding rails; External roller shutter doors and personnel doors; Single phase electrics, lighting and power ; EXCLUDES heating ; Underslab storm drainage from internal downpipes on building area greater than 1,000m2 | Location Adjustment Applicable (See Guidance Notes) - ERC = UK mean of 1.00 | (BEAMS Note 2) The ERC for this item should be added to all other rateable items on the hereditament (except land). Therefore the total of the ERC of the other Building Items and the P&M ERC (where applicable) to enable the correct contract size adjustment to be made. ERC of Building Component + ERC of P&M = Total ERC to which contract size adjustment should be applied. The appropriate % adjustment should be made in accordance with the scale for contract size adjustment specified under section 6 of the RCG 2023 Guidance notes. The currency ERC rates are set at £4m (Four Million Pounds) @ 1st April 2021 (AVD) for the RCG 2023 Publication. | The data consists of a typical Industrial shell. Works include the Industrial shell as described and includes works up to 1m perimeter to the building (1m wide paving slabs & foul/storm drainage), The cost include 2 no. personnel doors and roller shutters are included at 1 door up to 1,000m2 , 2 roller doors over 1,000m2 (GIA), and 4 roller doors over 5,000m2. Costs are for the shell only and do not include for internal rooms such as offices or toilets which should be added for seperately. See Variations for assistance. | - | - | - | - | - | Cavity Wall construction to lower walls should be added by measuring wall area at an E/O rate of £97m2(£5m2 less for uninsulated), single block walls are cost neutral. Additional roller shutter doors over and above the beacon specification at should be added at additonal cost of £ 232 each (4 x 4m) . Additional personnel doors over the assumed 2nr. - add £1,077 each. If heating is required an addition of £32/m2 (GIA) should be made to the beacon cost. Internal offices (in Industrial complexes) should be added by reference to Cost Guide code series 42P04A -42P40V, Internal WC - 42P40W | - | - | - | 41P281, 41R03G | m2 | - | 3 - INDUSTRIAL | David Grace | Jim Allen | 411.3231 | Option 1 | 509.96 | 23.98% | 822.0194 | 590.1902 | 43.49% | 15.73% | 590.1902 | 43.49% | Price Book Data | P. Avo | VOA_GPN_GOV_UK\7243572 | 2021-09-20 | Low | - | Low | - | - | Copied to latest DCS. | NA | SPONS A&B | 2 | (BEAMS Note 2) Standard | - | - | 2 | TRUE
3790 | 41P63X | 5726 | 41P63X | Industrial Buildings | Uninsulated Buildings | Sheet Metal Cladding | 251 - 500m2 | Eaves Height - 14m | Building Area only; Site strip vegetation; Strip foundations; Column bases; Insulated Concrete GF slab with DPM and Mesh,150 thick up to 10,000m2, 200mm thick over 10,000m2 GIA; Steel Portal frame with bolts and baseplates; Coated galvanised trapezoidal roof sheets with no insulation, on steel purlins; Roof lights; valley gutters; matching fascia and soffit; Rainwater downpipes and gutters; trapezoidal uninsulated wall system cladding on cladding rails; External roller shutter doors and personnel doors; Single phase electrics, lighting and power ; EXCLUDES heating ; Underslab storm drainage from internal downpipes on building area greater than 1,000m2 | Location Adjustment Applicable (See Guidance Notes) - ERC = UK mean of 1.00 | (BEAMS Note 2) The ERC for this item should be added to all other rateable items on the hereditament (except land). Therefore the total of the ERC of the other Building Items and the P&M ERC (where applicable) to enable the correct contract size adjustment to be made. ERC of Building Component + ERC of P&M = Total ERC to which contract size adjustment should be applied. The appropriate % adjustment should be made in accordance with the scale for contract size adjustment specified under section 6 of the RCG 2023 Guidance notes. The currency ERC rates are set at £4m (Four Million Pounds) @ 1st April 2021 (AVD) for the RCG 2023 Publication. | The data consists of a typical Industrial shell. Works include the Industrial shell as described and includes works up to 1m perimeter to the building (1m wide paving slabs & foul/storm drainage), The cost include 2 no. personnel doors and roller shutters are included at 1 door up to 1,000m2 , 2 roller doors over 1,000m2 (GIA), and 4 roller doors over 5,000m2. Costs are for the shell only and do not include for internal rooms such as offices or toilets which should be added for seperately. See Variations for assistance. | - | - | - | - | - | Cavity Wall construction to lower walls should be added by measuring wall area at an E/O rate of £97m2(£5m2 less for uninsulated), single block walls are cost neutral. Additional roller shutter doors over and above the beacon specification at should be added at additonal cost of £ 232 each (4 x 4m) . Additional personnel doors over the assumed 2nr. - add £1,077 each. If heating is required an addition of £32/m2 (GIA) should be made to the beacon cost. Internal offices (in Industrial complexes) should be added by reference to Cost Guide code series 42P04A -42P40V, Internal WC - 42P40W | - | - | - | 41P282, 41R03H | m2 | - | 3 - INDUSTRIAL | David Grace | Jim Allen | 426.6996 | Option 1 | 529.0239 | 23.98% | 841.312 | 604.0419 | 41.56% | 14.18% | 604.0419 | 41.56% | Price Book Data | P. Avo | VOA_GPN_GOV_UK\7243572 | 2021-09-20 | Low | - | Low | - | - | Copied to latest DCS. | NA | SPONS A&B | 2 | (BEAMS Note 2) Standard | - | - | 2 | TRUE
3791 | 41P63Y | 5727 | 41P63Y | Industrial Buildings | Uninsulated Buildings | Sheet Metal Cladding | 251 - 500m2 | Eaves Height - 15m | Building Area only; Site strip vegetation; Strip foundations; Column bases; Insulated Concrete GF slab with DPM and Mesh,150 thick up to 10,000m2, 200mm thick over 10,000m2 GIA; Steel Portal frame with bolts and baseplates; Coated galvanised trapezoidal roof sheets with no insulation, on steel purlins; Roof lights; valley gutters; matching fascia and soffit; Rainwater downpipes and gutters; trapezoidal uninsulated wall system cladding on cladding rails; External roller shutter doors and personnel doors; Single phase electrics, lighting and power ; EXCLUDES heating ; Underslab storm drainage from internal downpipes on building area greater than 1,000m2 | Location Adjustment Applicable (See Guidance Notes) - ERC = UK mean of 1.00 | (BEAMS Note 2) The ERC for this item should be added to all other rateable items on the hereditament (except land). Therefore the total of the ERC of the other Building Items and the P&M ERC (where applicable) to enable the correct contract size adjustment to be made. ERC of Building Component + ERC of P&M = Total ERC to which contract size adjustment should be applied. The appropriate % adjustment should be made in accordance with the scale for contract size adjustment specified under section 6 of the RCG 2023 Guidance notes. The currency ERC rates are set at £4m (Four Million Pounds) @ 1st April 2021 (AVD) for the RCG 2023 Publication. | The data consists of a typical Industrial shell. Works include the Industrial shell as described and includes works up to 1m perimeter to the building (1m wide paving slabs & foul/storm drainage), The cost include 2 no. personnel doors and roller shutters are included at 1 door up to 1,000m2 , 2 roller doors over 1,000m2 (GIA), and 4 roller doors over 5,000m2. Costs are for the shell only and do not include for internal rooms such as offices or toilets which should be added for seperately. See Variations for assistance. | - | - | - | - | - | Cavity Wall construction to lower walls should be added by measuring wall area at an E/O rate of £97m2(£5m2 less for uninsulated), single block walls are cost neutral. Additional roller shutter doors over and above the beacon specification at should be added at additonal cost of £ 232 each (4 x 4m) . Additional personnel doors over the assumed 2nr. - add £1,077 each. If heating is required an addition of £32/m2 (GIA) should be made to the beacon cost. Internal offices (in Industrial complexes) should be added by reference to Cost Guide code series 42P04A -42P40V, Internal WC - 42P40W | - | - | - | 41P283, 41R03K | m2 | - | 3 - INDUSTRIAL | David Grace | Jim Allen | 441.3074 | Option 1 | 547.1347 | 23.98% | 860.6047 | 617.8936 | 40.01% | 12.93% | 617.8936 | 40.01% | Price Book Data | P. Avo | VOA_GPN_GOV_UK\7243572 | 2021-09-20 | Low | - | Low | - | - | Copied to latest DCS. | NA | SPONS A&B | 2 | (BEAMS Note 2) Standard | - | - | 2 | TRUE
3792 | 41P65P | 5745 | 41P65P | Industrial Buildings | Uninsulated Buildings | Sheet Metal Cladding | 501 - 1,000m2 | Eaves Height - 11m | Building Area only; Site strip vegetation; Strip foundations; Column bases; Insulated Concrete GF slab with DPM and Mesh,150 thick up to 10,000m2, 200mm thick over 10,000m2 GIA; Steel Portal frame with bolts and baseplates; Coated galvanised trapezoidal roof sheets with no insulation, on steel purlins; Roof lights; valley gutters; matching fascia and soffit; Rainwater downpipes and gutters; trapezoidal uninsulated wall system cladding on cladding rails; External roller shutter doors and personnel doors; Single phase electrics, lighting and power ; EXCLUDES heating ; Underslab storm drainage from internal downpipes on building area greater than 1,000m2 | Location Adjustment Applicable (See Guidance Notes) - ERC = UK mean of 1.00 | (BEAMS Note 2) The ERC for this item should be added to all other rateable items on the hereditament (except land). Therefore the total of the ERC of the other Building Items and the P&M ERC (where applicable) to enable the correct contract size adjustment to be made. ERC of Building Component + ERC of P&M = Total ERC to which contract size adjustment should be applied. The appropriate % adjustment should be made in accordance with the scale for contract size adjustment specified under section 6 of the RCG 2023 Guidance notes. The currency ERC rates are set at £4m (Four Million Pounds) @ 1st April 2021 (AVD) for the RCG 2023 Publication. | The data consists of a typical Industrial shell. Works include the Industrial shell as described and includes works up to 1m perimeter to the building (1m wide paving slabs & foul/storm drainage), The cost include 2 no. personnel doors and roller shutters are included at 1 door up to 1,000m2 , 2 roller doors over 1,000m2 (GIA), and 4 roller doors over 5,000m2. Costs are for the shell only and do not include for internal rooms such as offices or toilets which should be added for seperately. See Variations for assistance. | - | - | - | - | - | Cavity Wall construction to lower walls should be added by measuring wall area at an E/O rate of £97m2(£5m2 less for uninsulated), single block walls are cost neutral. Additional roller shutter doors over and above the beacon specification at should be added at additonal cost of £ 232 each (4 x 4m) . Additional personnel doors over the assumed 2nr. - add £1,077 each. If heating is required an addition of £32/m2 (GIA) should be made to the beacon cost. Internal offices (in Industrial complexes) should be added by reference to Cost Guide code series 42P04A -42P40V, Internal WC - 42P40W | - | - | - | 41P07P, 41P27P, 41R05A, 41U27P, 41U47P, 41Z07P, 41Z17P | m2 | - | 3 - INDUSTRIAL | David Grace | Jim Allen | 315.2195 | Option 1 | 390.8105 | 23.98% | 656.4945 | 471.3474 | 49.53% | 20.61% | 471.3474 | 49.53% | Price Book Data | P. Avo | VOA_GPN_GOV_UK\7243572 | 2021-09-17 | Low | - | Low | - | - | Copied to latest DCS. | NA | SPONS A&B | 2 | (BEAMS Note 2) Standard | - | - | 2 | TRUE
3793 | 41P65T | 5746 | 41P65T | Industrial Buildings | Uninsulated Buildings | Sheet Metal Cladding | 501 - 1,000m2 | Eaves Height - 12m | Building Area only; Site strip vegetation; Strip foundations; Column bases; Insulated Concrete GF slab with DPM and Mesh,150 thick up to 10,000m2, 200mm thick over 10,000m2 GIA; Steel Portal frame with bolts and baseplates; Coated galvanised trapezoidal roof sheets with no insulation, on steel purlins; Roof lights; valley gutters; matching fascia and soffit; Rainwater downpipes and gutters; trapezoidal uninsulated wall system cladding on cladding rails; External roller shutter doors and personnel doors; Single phase electrics, lighting and power ; EXCLUDES heating ; Underslab storm drainage from internal downpipes on building area greater than 1,000m2 | Location Adjustment Applicable (See Guidance Notes) - ERC = UK mean of 1.00 | (BEAMS Note 2) The ERC for this item should be added to all other rateable items on the hereditament (except land). Therefore the total of the ERC of the other Building Items and the P&M ERC (where applicable) to enable the correct contract size adjustment to be made. ERC of Building Component + ERC of P&M = Total ERC to which contract size adjustment should be applied. The appropriate % adjustment should be made in accordance with the scale for contract size adjustment specified under section 6 of the RCG 2023 Guidance notes. The currency ERC rates are set at £4m (Four Million Pounds) @ 1st April 2021 (AVD) for the RCG 2023 Publication. | The data consists of a typical Industrial shell. Works include the Industrial shell as described and includes works up to 1m perimeter to the building (1m wide paving slabs & foul/storm drainage), The cost include 2 no. personnel doors and roller shutters are included at 1 door up to 1,000m2 , 2 roller doors over 1,000m2 (GIA), and 4 roller doors over 5,000m2. Costs are for the shell only and do not include for internal rooms such as offices or toilets which should be added for seperately. See Variations for assistance. | - | - | - | - | - | Cavity Wall construction to lower walls should be added by measuring wall area at an E/O rate of £97m2(£5m2 less for uninsulated), single block walls are cost neutral. Additional roller shutter doors over and above the beacon specification at should be added at additonal cost of £ 232 each (4 x 4m) . Additional personnel doors over the assumed 2nr. - add £1,077 each. If heating is required an addition of £32/m2 (GIA) should be made to the beacon cost. Internal offices (in Industrial complexes) should be added by reference to Cost Guide code series 42P04A -42P40V, Internal WC - 42P40W | - | - | - | 41P07T, 41P27T, 41R05F, 41U27T, 41U47T, 41Z07T, 41Z17T | m2 | - | 3 - INDUSTRIAL | David Grace | Jim Allen | 325.2143 | Option 1 | 403.202 | 23.98% | 669.3138 | 480.5513 | 47.76% | 19.18% | 480.5513 | 47.76% | Price Book Data | P. Avo | VOA_GPN_GOV_UK\7243572 | 2021-09-17 | Low | - | Low | - | - | Copied to latest DCS. Redirect to 41U43T missed, now added. | NA | SPONS A&B | 2 | (BEAMS Note 2) Standard | - | - | 2 | TRUE
3794 | 41P65V | 5747 | 41P65V | Industrial Buildings | Uninsulated Buildings | Sheet Metal Cladding | 501 - 1,000m2 | Eaves Height - 13m | Building Area only; Site strip vegetation; Strip foundations; Column bases; Insulated Concrete GF slab with DPM and Mesh,150 thick up to 10,000m2, 200mm thick over 10,000m2 GIA; Steel Portal frame with bolts and baseplates; Coated galvanised trapezoidal roof sheets with no insulation, on steel purlins; Roof lights; valley gutters; matching fascia and soffit; Rainwater downpipes and gutters; trapezoidal uninsulated wall system cladding on cladding rails; External roller shutter doors and personnel doors; Single phase electrics, lighting and power ; EXCLUDES heating ; Underslab storm drainage from internal downpipes on building area greater than 1,000m2 | Location Adjustment Applicable (See Guidance Notes) - ERC = UK mean of 1.00 | (BEAMS Note 2) The ERC for this item should be added to all other rateable items on the hereditament (except land). Therefore the total of the ERC of the other Building Items and the P&M ERC (where applicable) to enable the correct contract size adjustment to be made. ERC of Building Component + ERC of P&M = Total ERC to which contract size adjustment should be applied. The appropriate % adjustment should be made in accordance with the scale for contract size adjustment specified under section 6 of the RCG 2023 Guidance notes. The currency ERC rates are set at £4m (Four Million Pounds) @ 1st April 2021 (AVD) for the RCG 2023 Publication. | The data consists of a typical Industrial shell. Works include the Industrial shell as described and includes works up to 1m perimeter to the building (1m wide paving slabs & foul/storm drainage), The cost include 2 no. personnel doors and roller shutters are included at 1 door up to 1,000m2 , 2 roller doors over 1,000m2 (GIA), and 4 roller doors over 5,000m2. Costs are for the shell only and do not include for internal rooms such as offices or toilets which should be added for seperately. See Variations for assistance. | - | - | - | - | - | Cavity Wall construction to lower walls should be added by measuring wall area at an E/O rate of £97m2(£5m2 less for uninsulated), single block walls are cost neutral. Additional roller shutter doors over and above the beacon specification at should be added at additonal cost of £ 232 each (4 x 4m) . Additional personnel doors over the assumed 2nr. - add £1,077 each. If heating is required an addition of £32/m2 (GIA) should be made to the beacon cost. Internal offices (in Industrial complexes) should be added by reference to Cost Guide code series 42P04A -42P40V, Internal WC - 42P40W | - | - | - | 41R05G, 41P310 | m2 | - | 3 - INDUSTRIAL | David Grace | Jim Allen | 335.2091 | Option 1 | 415.5936 | 23.98% | 682.1332 | 489.7553 | 46.1% | 17.84% | 489.7553 | 46.1% | Price Book Data | P. Avo | VOA_GPN_GOV_UK\7243572 | 2021-09-17 | Low | - | Low | - | - | Copied to latest DCS. Redirect to 41P310 missed, now added. | NA | SPONS A&B | 2 | (BEAMS Note 2) Standard | - | - | 2 | TRUE
3795 | 41P65X | 5748 | 41P65X | Industrial Buildings | Uninsulated Buildings | Sheet Metal Cladding | 501 - 1,000m2 | Eaves Height - 14m | Building Area only; Site strip vegetation; Strip foundations; Column bases; Insulated Concrete GF slab with DPM and Mesh,150 thick up to 10,000m2, 200mm thick over 10,000m2 GIA; Steel Portal frame with bolts and baseplates; Coated galvanised trapezoidal roof sheets with no insulation, on steel purlins; Roof lights; valley gutters; matching fascia and soffit; Rainwater downpipes and gutters; trapezoidal uninsulated wall system cladding on cladding rails; External roller shutter doors and personnel doors; Single phase electrics, lighting and power ; EXCLUDES heating ; Underslab storm drainage from internal downpipes on building area greater than 1,000m2 | Location Adjustment Applicable (See Guidance Notes) - ERC = UK mean of 1.00 | (BEAMS Note 2) The ERC for this item should be added to all other rateable items on the hereditament (except land). Therefore the total of the ERC of the other Building Items and the P&M ERC (where applicable) to enable the correct contract size adjustment to be made. ERC of Building Component + ERC of P&M = Total ERC to which contract size adjustment should be applied. The appropriate % adjustment should be made in accordance with the scale for contract size adjustment specified under section 6 of the RCG 2023 Guidance notes. The currency ERC rates are set at £4m (Four Million Pounds) @ 1st April 2021 (AVD) for the RCG 2023 Publication. | The data consists of a typical Industrial shell. Works include the Industrial shell as described and includes works up to 1m perimeter to the building (1m wide paving slabs & foul/storm drainage), The cost include 2 no. personnel doors and roller shutters are included at 1 door up to 1,000m2 , 2 roller doors over 1,000m2 (GIA), and 4 roller doors over 5,000m2. Costs are for the shell only and do not include for internal rooms such as offices or toilets which should be added for seperately. See Variations for assistance. | - | - | - | - | - | Cavity Wall construction to lower walls should be added by measuring wall area at an E/O rate of £97m2(£5m2 less for uninsulated), single block walls are cost neutral. Additional roller shutter doors over and above the beacon specification at should be added at additonal cost of £ 232 each (4 x 4m) . Additional personnel doors over the assumed 2nr. - add £1,077 each. If heating is required an addition of £32/m2 (GIA) should be made to the beacon cost. Internal offices (in Industrial complexes) should be added by reference to Cost Guide code series 42P04A -42P40V, Internal WC - 42P40W | - | - | - | 41P311, 41R05H | m2 | - | 3 - INDUSTRIAL | David Grace | Jim Allen | 345.2038 | Option 1 | 427.9851 | 23.98% | 694.9525 | 498.9593 | 44.54% | 16.58% | 498.9593 | 44.54% | Price Book Data | P. Avo | VOA_GPN_GOV_UK\7243572 | 2021-09-17 | Low | - | Low | - | - | Copied to latest DCS. | NA | SPONS A&B | 2 | (BEAMS Note 2) Standard | - | - | 2 | TRUE
3796 | 41P65Y | 5749 | 41P65Y | Industrial Buildings | Uninsulated Buildings | Sheet Metal Cladding | 501 - 1,000m2 | Eaves Height - 15m | Building Area only; Site strip vegetation; Strip foundations; Column bases; Insulated Concrete GF slab with DPM and Mesh,150 thick up to 10,000m2, 200mm thick over 10,000m2 GIA; Steel Portal frame with bolts and baseplates; Coated galvanised trapezoidal roof sheets with no insulation, on steel purlins; Roof lights; valley gutters; matching fascia and soffit; Rainwater downpipes and gutters; trapezoidal uninsulated wall system cladding on cladding rails; External roller shutter doors and personnel doors; Single phase electrics, lighting and power ; EXCLUDES heating ; Underslab storm drainage from internal downpipes on building area greater than 1,000m2 | Location Adjustment Applicable (See Guidance Notes) - ERC = UK mean of 1.00 | (BEAMS Note 2) The ERC for this item should be added to all other rateable items on the hereditament (except land). Therefore the total of the ERC of the other Building Items and the P&M ERC (where applicable) to enable the correct contract size adjustment to be made. ERC of Building Component + ERC of P&M = Total ERC to which contract size adjustment should be applied. The appropriate % adjustment should be made in accordance with the scale for contract size adjustment specified under section 6 of the RCG 2023 Guidance notes. The currency ERC rates are set at £4m (Four Million Pounds) @ 1st April 2021 (AVD) for the RCG 2023 Publication. | The data consists of a typical Industrial shell. Works include the Industrial shell as described and includes works up to 1m perimeter to the building (1m wide paving slabs & foul/storm drainage), The cost include 2 no. personnel doors and roller shutters are included at 1 door up to 1,000m2 , 2 roller doors over 1,000m2 (GIA), and 4 roller doors over 5,000m2. Costs are for the shell only and do not include for internal rooms such as offices or toilets which should be added for seperately. See Variations for assistance. | - | - | - | - | - | Cavity Wall construction to lower walls should be added by measuring wall area at an E/O rate of £97m2(£5m2 less for uninsulated), single block walls are cost neutral. Additional roller shutter doors over and above the beacon specification at should be added at additonal cost of £ 232 each (4 x 4m) . Additional personnel doors over the assumed 2nr. - add £1,077 each. If heating is required an addition of £32/m2 (GIA) should be made to the beacon cost. Internal offices (in Industrial complexes) should be added by reference to Cost Guide code series 42P04A -42P40V, Internal WC - 42P40W | - | - | - | 41P312, 41R05K | m2 | - | 3 - INDUSTRIAL | David Grace | Jim Allen | 355.1986 | Option 1 | 440.3767 | 23.98% | 707.7718 | 508.1633 | 43.06% | 15.39% | 508.1633 | 43.06% | Price Book Data | P. Avo | VOA_GPN_GOV_UK\7243572 | 2021-09-17 | Low | - | Low | - | - | Copied to latest DCS. | NA | SPONS A&B | 2 | (BEAMS Note 2) Standard | - | - | 2 | TRUE
3797 | 41P67P | 5768 | 41P67P | Industrial Buildings | Uninsulated Buildings | Sheet Metal Cladding | 5,001 - 10,000m2 | Eaves Height - 11m | Building Area only; Site strip vegetation; Strip foundations; Column bases; Insulated Concrete GF slab with DPM and Mesh,150 thick up to 10,000m2, 200mm thick over 10,000m2 GIA; Steel Portal frame with bolts and baseplates; Coated galvanised trapezoidal roof sheets with no insulation, on steel purlins; Roof lights; valley gutters; matching fascia and soffit; Rainwater downpipes and gutters; trapezoidal uninsulated wall system cladding on cladding rails; External roller shutter doors and personnel doors; Single phase electrics, lighting and power ; EXCLUDES heating ; Underslab storm drainage from internal downpipes on building area greater than 1,000m2 | Location Adjustment Applicable (See Guidance Notes) - ERC = UK mean of 1.00 | (BEAMS Note 2) The ERC for this item should be added to all other rateable items on the hereditament (except land). Therefore the total of the ERC of the other Building Items and the P&M ERC (where applicable) to enable the correct contract size adjustment to be made. ERC of Building Component + ERC of P&M = Total ERC to which contract size adjustment should be applied. The appropriate % adjustment should be made in accordance with the scale for contract size adjustment specified under section 6 of the RCG 2023 Guidance notes. The currency ERC rates are set at £4m (Four Million Pounds) @ 1st April 2021 (AVD) for the RCG 2023 Publication. | The data consists of a typical Industrial shell. Works include the Industrial shell as described and includes works up to 1m perimeter to the building (1m wide paving slabs & foul/storm drainage), The cost include 2 no. personnel doors and roller shutters are included at 1 door up to 1,000m2 , 2 roller doors over 1,000m2 (GIA), and 4 roller doors over 5,000m2. Costs are for the shell only and do not include for internal rooms such as offices or toilets which should be added for seperately. See Variations for assistance. | - | - | - | - | - | Cavity Wall construction to lower walls should be added by measuring wall area at an E/O rate of £97m2(£5m2 less for uninsulated), single block walls are cost neutral. Additional roller shutter doors over and above the beacon specification at should be added at additonal cost of £ 232 each (4 x 4m) . Additional personnel doors over the assumed 2nr. - add £1,077 each. If heating is required an addition of £32/m2 (GIA) should be made to the beacon cost. Internal offices (in Industrial complexes) should be added by reference to Cost Guide code series 42P04A -42P40V, Internal WC - 42P40W | - | - | - | 41P09P, 41P29P, 41R09A, 41U29P, 41U49P | m2 | - | 3 - INDUSTRIAL | David Grace | Jim Allen | 244.4873 | Option 1 | 303.1164 | 23.98% | 580.5137 | 416.795 | 70.48% | 37.5% | 416.795 | 70.48% | Price Book Data | P. Avo | VOA_GPN_GOV_UK\7243572 | 2021-09-20 | Low | - | Low | - | - | Copied to latest DCS. | NA | SPONS A&B | 2 | (BEAMS Note 2) Standard | - | - | 2 | TRUE
3798 | 41P67T | 5769 | 41P67T | Industrial Buildings | Uninsulated Buildings | Sheet Metal Cladding | 5,001 - 10,000m2 | Eaves Height - 12m | Building Area only; Site strip vegetation; Strip foundations; Column bases; Insulated Concrete GF slab with DPM and Mesh,150 thick up to 10,000m2, 200mm thick over 10,000m2 GIA; Steel Portal frame with bolts and baseplates; Coated galvanised trapezoidal roof sheets with no insulation, on steel purlins; Roof lights; valley gutters; matching fascia and soffit; Rainwater downpipes and gutters; trapezoidal uninsulated wall system cladding on cladding rails; External roller shutter doors and personnel doors; Single phase electrics, lighting and power ; EXCLUDES heating ; Underslab storm drainage from internal downpipes on building area greater than 1,000m2 | Location Adjustment Applicable (See Guidance Notes) - ERC = UK mean of 1.00 | (BEAMS Note 2) The ERC for this item should be added to all other rateable items on the hereditament (except land). Therefore the total of the ERC of the other Building Items and the P&M ERC (where applicable) to enable the correct contract size adjustment to be made. ERC of Building Component + ERC of P&M = Total ERC to which contract size adjustment should be applied. The appropriate % adjustment should be made in accordance with the scale for contract size adjustment specified under section 6 of the RCG 2023 Guidance notes. The currency ERC rates are set at £4m (Four Million Pounds) @ 1st April 2021 (AVD) for the RCG 2023 Publication. | The data consists of a typical Industrial shell. Works include the Industrial shell as described and includes works up to 1m perimeter to the building (1m wide paving slabs & foul/storm drainage), The cost include 2 no. personnel doors and roller shutters are included at 1 door up to 1,000m2 , 2 roller doors over 1,000m2 (GIA), and 4 roller doors over 5,000m2. Costs are for the shell only and do not include for internal rooms such as offices or toilets which should be added for seperately. See Variations for assistance. | - | - | - | - | - | Cavity Wall construction to lower walls should be added by measuring wall area at an E/O rate of £97m2(£5m2 less for uninsulated), single block walls are cost neutral. Additional roller shutter doors over and above the beacon specification at should be added at additonal cost of £ 232 each (4 x 4m) . Additional personnel doors over the assumed 2nr. - add £1,077 each. If heating is required an addition of £32/m2 (GIA) should be made to the beacon cost. Internal offices (in Industrial complexes) should be added by reference to Cost Guide code series 42P04A -42P40V, Internal WC - 42P40W | - | - | - | 41P09T, 41P29T, 41R09F, 41U29T, 41U49T | m2 | - | 3 - INDUSTRIAL | David Grace | Jim Allen | 246.025 | Option 1 | 305.0228 | 23.98% | 583.3317 | 418.8182 | 70.23% | 37.31% | 418.8182 | 70.23% | Price Book Data | P. Avo | VOA_GPN_GOV_UK\7243572 | 2021-09-20 | Low | - | Low | - | - | Copied to latest DCS. Redirect to 41U43T missed, now added. | NA | SPONS A&B | 2 | (BEAMS Note 2) Standard | - | - | 2 | FALSE
3799 | 41P67V | 5770 | 41P67V | Industrial Buildings | Uninsulated Buildings | Sheet Metal Cladding | 5,001 - 10,000m2 | Eaves Height - 13m | Building Area only; Site strip vegetation; Strip foundations; Column bases; Insulated Concrete GF slab with DPM and Mesh,150 thick up to 10,000m2, 200mm thick over 10,000m2 GIA; Steel Portal frame with bolts and baseplates; Coated galvanised trapezoidal roof sheets with no insulation, on steel purlins; Roof lights; valley gutters; matching fascia and soffit; Rainwater downpipes and gutters; trapezoidal uninsulated wall system cladding on cladding rails; External roller shutter doors and personnel doors; Single phase electrics, lighting and power ; EXCLUDES heating ; Underslab storm drainage from internal downpipes on building area greater than 1,000m2 | Location Adjustment Applicable (See Guidance Notes) - ERC = UK mean of 1.00 | (BEAMS Note 2) The ERC for this item should be added to all other rateable items on the hereditament (except land). Therefore the total of the ERC of the other Building Items and the P&M ERC (where applicable) to enable the correct contract size adjustment to be made. ERC of Building Component + ERC of P&M = Total ERC to which contract size adjustment should be applied. The appropriate % adjustment should be made in accordance with the scale for contract size adjustment specified under section 6 of the RCG 2023 Guidance notes. The currency ERC rates are set at £4m (Four Million Pounds) @ 1st April 2021 (AVD) for the RCG 2023 Publication. | The data consists of a typical Industrial shell. Works include the Industrial shell as described and includes works up to 1m perimeter to the building (1m wide paving slabs & foul/storm drainage), The cost include 2 no. personnel doors and roller shutters are included at 1 door up to 1,000m2 , 2 roller doors over 1,000m2 (GIA), and 4 roller doors over 5,000m2. Costs are for the shell only and do not include for internal rooms such as offices or toilets which should be added for seperately. See Variations for assistance. | - | - | - | - | - | Cavity Wall construction to lower walls should be added by measuring wall area at an E/O rate of £97m2(£5m2 less for uninsulated), single block walls are cost neutral. Additional roller shutter doors over and above the beacon specification at should be added at additonal cost of £ 232 each (4 x 4m) . Additional personnel doors over the assumed 2nr. - add £1,077 each. If heating is required an addition of £32/m2 (GIA) should be made to the beacon cost. Internal offices (in Industrial complexes) should be added by reference to Cost Guide code series 42P04A -42P40V, Internal WC - 42P40W | - | - | - | 41P341, 41R09G | m2 | - | 3 - INDUSTRIAL | David Grace | Jim Allen | 251.4068 | Option 1 | 311.6952 | 23.98% | 586.1498 | 420.8415 | 67.39% | 35.02% | 420.8415 | 67.39% | Price Book Data | P. Avo | VOA_GPN_GOV_UK\7243572 | 2021-09-20 | Low | - | Low | - | - | Copied to latest DCS. | NA | SPONS A&B | 2 | (BEAMS Note 2) Standard | - | - | 2 | TRUE
3800 | 41P67X | 5771 | 41P67X | Industrial Buildings | Uninsulated Buildings | Sheet Metal Cladding | 5,001 - 10,000m2 | Eaves Height - 14m | Building Area only; Site strip vegetation; Strip foundations; Column bases; Insulated Concrete GF slab with DPM and Mesh,150 thick up to 10,000m2, 200mm thick over 10,000m2 GIA; Steel Portal frame with bolts and baseplates; Coated galvanised trapezoidal roof sheets with no insulation, on steel purlins; Roof lights; valley gutters; matching fascia and soffit; Rainwater downpipes and gutters; trapezoidal uninsulated wall system cladding on cladding rails; External roller shutter doors and personnel doors; Single phase electrics, lighting and power ; EXCLUDES heating ; Underslab storm drainage from internal downpipes on building area greater than 1,000m2 | Location Adjustment Applicable (See Guidance Notes) - ERC = UK mean of 1.00 | (BEAMS Note 2) The ERC for this item should be added to all other rateable items on the hereditament (except land). Therefore the total of the ERC of the other Building Items and the P&M ERC (where applicable) to enable the correct contract size adjustment to be made. ERC of Building Component + ERC of P&M = Total ERC to which contract size adjustment should be applied. The appropriate % adjustment should be made in accordance with the scale for contract size adjustment specified under section 6 of the RCG 2023 Guidance notes. The currency ERC rates are set at £4m (Four Million Pounds) @ 1st April 2021 (AVD) for the RCG 2023 Publication. | The data consists of a typical Industrial shell. Works include the Industrial shell as described and includes works up to 1m perimeter to the building (1m wide paving slabs & foul/storm drainage), The cost include 2 no. personnel doors and roller shutters are included at 1 door up to 1,000m2 , 2 roller doors over 1,000m2 (GIA), and 4 roller doors over 5,000m2. Costs are for the shell only and do not include for internal rooms such as offices or toilets which should be added for seperately. See Variations for assistance. | - | - | - | - | - | Cavity Wall construction to lower walls should be added by measuring wall area at an E/O rate of £97m2(£5m2 less for uninsulated), single block walls are cost neutral. Additional roller shutter doors over and above the beacon specification at should be added at additonal cost of £ 232 each (4 x 4m) . Additional personnel doors over the assumed 2nr. - add £1,077 each. If heating is required an addition of £32/m2 (GIA) should be made to the beacon cost. Internal offices (in Industrial complexes) should be added by reference to Cost Guide code series 42P04A -42P40V, Internal WC - 42P40W | - | - | - | 41P342, 41R09H | m2 | - | 3 - INDUSTRIAL | David Grace | Jim Allen | 256.7886 | Option 1 | 318.3676 | 23.98% | 588.9678 | 422.8648 | 64.67% | 32.82% | 422.8648 | 64.67% | Price Book Data | P. Avo | VOA_GPN_GOV_UK\7243572 | 2021-09-20 | Low | - | Low | - | - | Copied to latest DCS. | NA | SPONS A&B | 2 | (BEAMS Note 2) Standard | - | - | 2 | TRUE
3801 | 41P67Y | 5772 | 41P67Y | Industrial Buildings | Uninsulated Buildings | Sheet Metal Cladding | 5,001 - 10,000m2 | Eaves Height - 15m | Building Area only; Site strip vegetation; Strip foundations; Column bases; Insulated Concrete GF slab with DPM and Mesh,150 thick up to 10,000m2, 200mm thick over 10,000m2 GIA; Steel Portal frame with bolts and baseplates; Coated galvanised trapezoidal roof sheets with no insulation, on steel purlins; Roof lights; valley gutters; matching fascia and soffit; Rainwater downpipes and gutters; trapezoidal uninsulated wall system cladding on cladding rails; External roller shutter doors and personnel doors; Single phase electrics, lighting and power ; EXCLUDES heating ; Underslab storm drainage from internal downpipes on building area greater than 1,000m2 | Location Adjustment Applicable (See Guidance Notes) - ERC = UK mean of 1.00 | (BEAMS Note 2) The ERC for this item should be added to all other rateable items on the hereditament (except land). Therefore the total of the ERC of the other Building Items and the P&M ERC (where applicable) to enable the correct contract size adjustment to be made. ERC of Building Component + ERC of P&M = Total ERC to which contract size adjustment should be applied. The appropriate % adjustment should be made in accordance with the scale for contract size adjustment specified under section 6 of the RCG 2023 Guidance notes. The currency ERC rates are set at £4m (Four Million Pounds) @ 1st April 2021 (AVD) for the RCG 2023 Publication. | The data consists of a typical Industrial shell. Works include the Industrial shell as described and includes works up to 1m perimeter to the building (1m wide paving slabs & foul/storm drainage), The cost include 2 no. personnel doors and roller shutters are included at 1 door up to 1,000m2 , 2 roller doors over 1,000m2 (GIA), and 4 roller doors over 5,000m2. Costs are for the shell only and do not include for internal rooms such as offices or toilets which should be added for seperately. See Variations for assistance. | - | - | - | - | - | Cavity Wall construction to lower walls should be added by measuring wall area at an E/O rate of £97m2(£5m2 less for uninsulated), single block walls are cost neutral. Additional roller shutter doors over and above the beacon specification at should be added at additonal cost of £ 232 each (4 x 4m) . Additional personnel doors over the assumed 2nr. - add £1,077 each. If heating is required an addition of £32/m2 (GIA) should be made to the beacon cost. Internal offices (in Industrial complexes) should be added by reference to Cost Guide code series 42P04A -42P40V, Internal WC - 42P40W | - | - | - | 41P343, 41R09J | m2 | - | 3 - INDUSTRIAL | David Grace | Jim Allen | 261.4016 | Option 1 | 324.0867 | 23.98% | 591.7859 | 424.8881 | 62.54% | 31.1% | 424.8881 | 62.54% | Price Book Data | P. Avo | VOA_GPN_GOV_UK\7243572 | 2021-09-17 | Low | - | Low | - | - | Copied to latest DCS. | NA | SPONS A&B | 2 | (BEAMS Note 2) Standard | - | - | 2 | TRUE
3802 | 41PBB0 | 5297 | 41PBB0 | Industrial Buildings | Uninsulated Buildings | Sheet Metal Cladding | 0 - 100m2 | Eaves Height - 15m | Building Area only; Site strip vegetation; Strip foundations; Column bases; Insulated Concrete GF slab with DPM and Mesh,150 thick up to 10,000m2, 200mm thick over 10,000m2 GIA; Steel Portal frame with bolts and baseplates; Coated galvanised trapezoidal roof sheets with no insulation, on steel purlins; Roof lights; valley gutters; matching fascia and soffit; Rainwater downpipes and gutters; trapezoidal uninsulated wall system cladding on cladding rails; External roller shutter doors and personnel doors; Single phase electrics, lighting and power ; EXCLUDES heating ; Underslab storm drainage from internal downpipes on building area greater than 1,000m2 | Location Adjustment Applicable (See Guidance Notes) - ERC = UK mean of 1.00 | (BEAMS Note 2) The ERC for this item should be added to all other rateable items on the hereditament (except land). Therefore the total of the ERC of the other Building Items and the P&M ERC (where applicable) to enable the correct contract size adjustment to be made. ERC of Building Component + ERC of P&M = Total ERC to which contract size adjustment should be applied. The appropriate % adjustment should be made in accordance with the scale for contract size adjustment specified under section 6 of the RCG 2023 Guidance notes. The currency ERC rates are set at £4m (Four Million Pounds) @ 1st April 2021 (AVD) for the RCG 2023 Publication. | The data consists of a typical Industrial shell. Works include the Industrial shell as described and includes works up to 1m perimeter to the building (1m wide paving slabs & foul/storm drainage), The cost include 2 no. personnel doors and roller shutters are included at 1 door up to 1,000m2 , 2 roller doors over 1,000m2 (GIA), and 4 roller doors over 5,000m2. Costs are for the shell only and do not include for internal rooms such as offices or toilets which should be added for seperately. See Variations for assistance. | - | - | - | - | - | Cavity Wall construction to lower walls should be added by measuring wall area at an E/O rate of £97m2(£5m2 less for uninsulated), single block walls are cost neutral. Additional roller shutter doors over and above the beacon specification at should be added at additonal cost of £ 232 each (4 x 4m) . Additional personnel doors over the assumed 2nr. - add £1,077 each. If heating is required an addition of £32/m2 (GIA) should be made to the beacon cost. Internal offices (in Industrial complexes) should be added by reference to Cost Guide code series 42P04A -42P40V, Internal WC - 42P40W | - | - | - | 41P222 | m2 | - | 3 - INDUSTRIAL | David Grace | Jim Allen | 790.3553 | Option 1 | 979.8858 | 23.98% | 1427.8351 | 1025.1515 | 29.71% | 4.619% | 1025.1515 | 29.71% | Price Book Data | P. Avo | VOA_GPN_GOV_UK\7243572 | 2021-09-16 | Low | - | Low | - | - | Copied to latest DCS. | NA | SPONS A&B | 2 | (BEAMS Note 2) Standard | - | - | 2 | TRUE
3803 | 41PBB6 | 5306 | 41PBB6 | Industrial Buildings | Uninsulated Buildings | Sheet Metal Cladding | 0 - 100m2 | Eaves Height - 11m | Building Area only; Site strip vegetation; Strip foundations; Column bases; Insulated Concrete GF slab with DPM and Mesh,150 thick up to 10,000m2, 200mm thick over 10,000m2 GIA; Steel Portal frame with bolts and baseplates; Coated galvanised trapezoidal roof sheets with no insulation, on steel purlins; Roof lights; valley gutters; matching fascia and soffit; Rainwater downpipes and gutters; trapezoidal uninsulated wall system cladding on cladding rails; External roller shutter doors and personnel doors; Single phase electrics, lighting and power ; EXCLUDES heating ; Underslab storm drainage from internal downpipes on building area greater than 1,000m2 | Location Adjustment Applicable (See Guidance Notes) - ERC = UK mean of 1.00 | (BEAMS Note 2) The ERC for this item should be added to all other rateable items on the hereditament (except land). Therefore the total of the ERC of the other Building Items and the P&M ERC (where applicable) to enable the correct contract size adjustment to be made. ERC of Building Component + ERC of P&M = Total ERC to which contract size adjustment should be applied. The appropriate % adjustment should be made in accordance with the scale for contract size adjustment specified under section 6 of the RCG 2023 Guidance notes. The currency ERC rates are set at £4m (Four Million Pounds) @ 1st April 2021 (AVD) for the RCG 2023 Publication. | The data consists of a typical Industrial shell. Works include the Industrial shell as described and includes works up to 1m perimeter to the building (1m wide paving slabs & foul/storm drainage), The cost include 2 no. personnel doors and roller shutters are included at 1 door up to 1,000m2 , 2 roller doors over 1,000m2 (GIA), and 4 roller doors over 5,000m2. Costs are for the shell only and do not include for internal rooms such as offices or toilets which should be added for seperately. See Variations for assistance. | - | - | - | - | - | Cavity Wall construction to lower walls should be added by measuring wall area at an E/O rate of £97m2(£5m2 less for uninsulated), single block walls are cost neutral. Additional roller shutter doors over and above the beacon specification at should be added at additonal cost of £ 232 each (4 x 4m) . Additional personnel doors over the assumed 2nr. - add £1,077 each. If heating is required an addition of £32/m2 (GIA) should be made to the beacon cost. Internal offices (in Industrial complexes) should be added by reference to Cost Guide code series 42P04A -42P40V, Internal WC - 42P40W | - | - | - | 41P01P, 41P21P, 41U21P, 41Z01P, 41Z11P | m2 | - | 3 - INDUSTRIAL | David Grace | Jim Allen | 657.3481 | Option 1 | 814.9828 | 23.98% | 1269.3605 | 911.3705 | 38.64% | 11.83% | 911.3705 | 38.64% | Price Book Data | P. Avo | VOA_GPN_GOV_UK\7243572 | 2021-09-15 | Low | - | Low | - | - | Copied to latest DCS. | NA | SPONS A&B | 2 | (BEAMS Note 2) Standard | - | - | 2 | TRUE
3804 | 41PBB7 | 5307 | 41PBB7 | Industrial Buildings | Uninsulated Buildings | Sheet Metal Cladding | 0 - 100m2 | Eaves Height - 12m | Building Area only; Site strip vegetation; Strip foundations; Column bases; Insulated Concrete GF slab with DPM and Mesh,150 thick up to 10,000m2, 200mm thick over 10,000m2 GIA; Steel Portal frame with bolts and baseplates; Coated galvanised trapezoidal roof sheets with no insulation, on steel purlins; Roof lights; valley gutters; matching fascia and soffit; Rainwater downpipes and gutters; trapezoidal uninsulated wall system cladding on cladding rails; External roller shutter doors and personnel doors; Single phase electrics, lighting and power ; EXCLUDES heating ; Underslab storm drainage from internal downpipes on building area greater than 1,000m2 | Location Adjustment Applicable (See Guidance Notes) - ERC = UK mean of 1.00 | (BEAMS Note 2) The ERC for this item should be added to all other rateable items on the hereditament (except land). Therefore the total of the ERC of the other Building Items and the P&M ERC (where applicable) to enable the correct contract size adjustment to be made. ERC of Building Component + ERC of P&M = Total ERC to which contract size adjustment should be applied. The appropriate % adjustment should be made in accordance with the scale for contract size adjustment specified under section 6 of the RCG 2023 Guidance notes. The currency ERC rates are set at £4m (Four Million Pounds) @ 1st April 2021 (AVD) for the RCG 2023 Publication. | The data consists of a typical Industrial shell. Works include the Industrial shell as described and includes works up to 1m perimeter to the building (1m wide paving slabs & foul/storm drainage), The cost include 2 no. personnel doors and roller shutters are included at 1 door up to 1,000m2 , 2 roller doors over 1,000m2 (GIA), and 4 roller doors over 5,000m2. Costs are for the shell only and do not include for internal rooms such as offices or toilets which should be added for seperately. See Variations for assistance. | - | - | - | - | - | Cavity Wall construction to lower walls should be added by measuring wall area at an E/O rate of £97m2(£5m2 less for uninsulated), single block walls are cost neutral. Additional roller shutter doors over and above the beacon specification at should be added at additonal cost of £ 232 each (4 x 4m) . Additional personnel doors over the assumed 2nr. - add £1,077 each. If heating is required an addition of £32/m2 (GIA) should be made to the beacon cost. Internal offices (in Industrial complexes) should be added by reference to Cost Guide code series 42P04A -42P40V, Internal WC - 42P40W | - | - | - | 41P01T, 41P21T, 41U21T, 41Z01T, 41Z11T | m2 | - | 3 - INDUSTRIAL | David Grace | Jim Allen | 690.4077 | Option 1 | 855.9703 | 23.98% | 1308.9792 | 939.8158 | 36.12% | 9.795% | 939.8158 | 36.12% | Price Book Data | P. Avo | VOA_GPN_GOV_UK\7243572 | 2021-09-15 | Low | - | Low | - | - | Copied to latest DCS. Redirect to 41U43T missed, now added. | NA | SPONS A&B | 2 | (BEAMS Note 2) Standard | - | - | 2 | TRUE
3805 | 41PBB8 | 5308 | 41PBB8 | Industrial Buildings | Uninsulated Buildings | Sheet Metal Cladding | 0 - 100m2 | Eaves Height - 13m | Building Area only; Site strip vegetation; Strip foundations; Column bases; Insulated Concrete GF slab with DPM and Mesh,150 thick up to 10,000m2, 200mm thick over 10,000m2 GIA; Steel Portal frame with bolts and baseplates; Coated galvanised trapezoidal roof sheets with no insulation, on steel purlins; Roof lights; valley gutters; matching fascia and soffit; Rainwater downpipes and gutters; trapezoidal uninsulated wall system cladding on cladding rails; External roller shutter doors and personnel doors; Single phase electrics, lighting and power ; EXCLUDES heating ; Underslab storm drainage from internal downpipes on building area greater than 1,000m2 | Location Adjustment Applicable (See Guidance Notes) - ERC = UK mean of 1.00 | (BEAMS Note 2) The ERC for this item should be added to all other rateable items on the hereditament (except land). Therefore the total of the ERC of the other Building Items and the P&M ERC (where applicable) to enable the correct contract size adjustment to be made. ERC of Building Component + ERC of P&M = Total ERC to which contract size adjustment should be applied. The appropriate % adjustment should be made in accordance with the scale for contract size adjustment specified under section 6 of the RCG 2023 Guidance notes. The currency ERC rates are set at £4m (Four Million Pounds) @ 1st April 2021 (AVD) for the RCG 2023 Publication. | The data consists of a typical Industrial shell. Works include the Industrial shell as described and includes works up to 1m perimeter to the building (1m wide paving slabs & foul/storm drainage), The cost include 2 no. personnel doors and roller shutters are included at 1 door up to 1,000m2 , 2 roller doors over 1,000m2 (GIA), and 4 roller doors over 5,000m2. Costs are for the shell only and do not include for internal rooms such as offices or toilets which should be added for seperately. See Variations for assistance. | - | - | - | - | - | Cavity Wall construction to lower walls should be added by measuring wall area at an E/O rate of £97m2(£5m2 less for uninsulated), single block walls are cost neutral. Additional roller shutter doors over and above the beacon specification at should be added at additonal cost of £ 232 each (4 x 4m) . Additional personnel doors over the assumed 2nr. - add £1,077 each. If heating is required an addition of £32/m2 (GIA) should be made to the beacon cost. Internal offices (in Industrial complexes) should be added by reference to Cost Guide code series 42P04A -42P40V, Internal WC - 42P40W | - | - | - | 41P220 | m2 | - | 3 - INDUSTRIAL | David Grace | Jim Allen | 724.2361 | Option 1 | 897.9109 | 23.98% | 1348.5978 | 968.261 | 33.69% | 7.835% | 968.261 | 33.69% | Price Book Data | P. Avo | VOA_GPN_GOV_UK\7243572 | 2021-09-15 | Low | - | Low | - | - | Copied to latest DCS. | NA | SPONS A&B | 2 | (BEAMS Note 2) Standard | - | - | 2 | TRUE
3806 | 41PBB9 | 5309 | 41PBB9 | Industrial Buildings | Uninsulated Buildings | Sheet Metal Cladding | 0 - 100m2 | Eaves Height - 14m | Building Area only; Site strip vegetation; Strip foundations; Column bases; Insulated Concrete GF slab with DPM and Mesh,150 thick up to 10,000m2, 200mm thick over 10,000m2 GIA; Steel Portal frame with bolts and baseplates; Coated galvanised trapezoidal roof sheets with no insulation, on steel purlins; Roof lights; valley gutters; matching fascia and soffit; Rainwater downpipes and gutters; trapezoidal uninsulated wall system cladding on cladding rails; External roller shutter doors and personnel doors; Single phase electrics, lighting and power ; EXCLUDES heating ; Underslab storm drainage from internal downpipes on building area greater than 1,000m2 | Location Adjustment Applicable (See Guidance Notes) - ERC = UK mean of 1.00 | (BEAMS Note 2) The ERC for this item should be added to all other rateable items on the hereditament (except land). Therefore the total of the ERC of the other Building Items and the P&M ERC (where applicable) to enable the correct contract size adjustment to be made. ERC of Building Component + ERC of P&M = Total ERC to which contract size adjustment should be applied. The appropriate % adjustment should be made in accordance with the scale for contract size adjustment specified under section 6 of the RCG 2023 Guidance notes. The currency ERC rates are set at £4m (Four Million Pounds) @ 1st April 2021 (AVD) for the RCG 2023 Publication. | The data consists of a typical Industrial shell. Works include the Industrial shell as described and includes works up to 1m perimeter to the building (1m wide paving slabs & foul/storm drainage), The cost include 2 no. personnel doors and roller shutters are included at 1 door up to 1,000m2 , 2 roller doors over 1,000m2 (GIA), and 4 roller doors over 5,000m2. Costs are for the shell only and do not include for internal rooms such as offices or toilets which should be added for seperately. See Variations for assistance. | - | - | - | - | - | Cavity Wall construction to lower walls should be added by measuring wall area at an E/O rate of £97m2(£5m2 less for uninsulated), single block walls are cost neutral. Additional roller shutter doors over and above the beacon specification at should be added at additonal cost of £ 232 each (4 x 4m) . Additional personnel doors over the assumed 2nr. - add £1,077 each. If heating is required an addition of £32/m2 (GIA) should be made to the beacon cost. Internal offices (in Industrial complexes) should be added by reference to Cost Guide code series 42P04A -42P40V, Internal WC - 42P40W | - | - | - | 41P221 | m2 | - | 3 - INDUSTRIAL | David Grace | Jim Allen | 757.2957 | Option 1 | 938.8983 | 23.98% | 1388.2165 | 996.7062 | 31.61% | 6.157% | 996.7062 | 31.61% | Price Book Data | P. Avo | VOA_GPN_GOV_UK\7243572 | 2021-09-15 | Low | - | Low | - | - | Copied to latest DCS. | NA | SPONS A&B | 2 | (BEAMS Note 2) Standard | - | - | 2 | TRUE
3807 | 41R06N | 5082 | 41R06N | Industrial Buildings | Uninsulated Buildings | Sheet Metal Cladding | 1,001 - 5,000m2 | Eaves Height - 18m | Building Area only; Site strip vegetation; Strip foundations; Column bases; Insulated Concrete GF slab with DPM and Mesh,150 thick up to 10,000m2, 200mm thick over 10,000m2 GIA; Steel Portal frame with bolts and baseplates; Coated galvanised trapezoidal roof sheets with no insulation, on steel purlins; Roof lights; valley gutters; matching fascia and soffit; Rainwater downpipes and gutters; trapezoidal uninsulated wall system cladding on cladding rails; External roller shutter doors and personnel doors; Single phase electrics, lighting and power ; EXCLUDES heating ; Underslab storm drainage from internal downpipes on building area greater than 1,000m2 | Location Adjustment Applicable (See Guidance Notes) - ERC = UK mean of 1.00 | (BEAMS Note 2) The ERC for this item should be added to all other rateable items on the hereditament (except land). Therefore the total of the ERC of the other Building Items and the P&M ERC (where applicable) to enable the correct contract size adjustment to be made. ERC of Building Component + ERC of P&M = Total ERC to which contract size adjustment should be applied. The appropriate % adjustment should be made in accordance with the scale for contract size adjustment specified under section 6 of the RCG 2023 Guidance notes. The currency ERC rates are set at £4m (Four Million Pounds) @ 1st April 2021 (AVD) for the RCG 2023 Publication. | The data consists of a typical Industrial shell. Works include the Industrial shell as described and includes works up to 1m perimeter to the building (1m wide paving slabs & foul/storm drainage), The cost include 2 no. personnel doors and roller shutters are included at 1 door up to 1,000m2 , 2 roller doors over 1,000m2 (GIA), and 4 roller doors over 5,000m2. Costs are for the shell only and do not include for internal rooms such as offices or toilets which should be added for seperately. See Variations for assistance. | - | - | - | - | - | Cavity Wall construction to lower walls should be added by measuring wall area at an E/O rate of £97m2(£5m2 less for uninsulated), single block walls are cost neutral. Additional roller shutter doors over and above the beacon specification at should be added at additonal cost of £ 232 each (4 x 4m) . Additional personnel doors over the assumed 2nr. - add £1,077 each. If heating is required an addition of £32/m2 (GIA) should be made to the beacon cost. Internal offices (in Industrial complexes) should be added by reference to Cost Guide code series 42P04A -42P40V, Internal WC - 42P40W | - | - | - |  | m2 | - | 3 - INDUSTRIAL | David Grace | Jim Allen | 324.4455 | Option 1 | 402.2488 | 23.98% | 642.937 | 461.6134 | 42.28% | 14.76% | 461.6134 | 42.28% | Price Book Data | P. Avo | VOA_GPN_GOV_UK\7243572 | 2021-09-20 | Low | - | Low | - | - | Copied to latest DCS. | NA | SPONS A&B | 2 | (BEAMS Note 2) Standard | - | - | 2 | TRUE
3808 | 41R06Q | 5084 | 41R06Q | Industrial Buildings | Uninsulated Buildings | Sheet Metal Cladding | 1,001 - 5,000m2 | Eaves Height - 20m | Building Area only; Site strip vegetation; Strip foundations; Column bases; Insulated Concrete GF slab with DPM and Mesh,150 thick up to 10,000m2, 200mm thick over 10,000m2 GIA; Steel Portal frame with bolts and baseplates; Coated galvanised trapezoidal roof sheets with no insulation, on steel purlins; Roof lights; valley gutters; matching fascia and soffit; Rainwater downpipes and gutters; trapezoidal uninsulated wall system cladding on cladding rails; External roller shutter doors and personnel doors; Single phase electrics, lighting and power ; EXCLUDES heating ; Underslab storm drainage from internal downpipes on building area greater than 1,000m2 | Location Adjustment Applicable (See Guidance Notes) - ERC = UK mean of 1.00 | (BEAMS Note 2) The ERC for this item should be added to all other rateable items on the hereditament (except land). Therefore the total of the ERC of the other Building Items and the P&M ERC (where applicable) to enable the correct contract size adjustment to be made. ERC of Building Component + ERC of P&M = Total ERC to which contract size adjustment should be applied. The appropriate % adjustment should be made in accordance with the scale for contract size adjustment specified under section 6 of the RCG 2023 Guidance notes. The currency ERC rates are set at £4m (Four Million Pounds) @ 1st April 2021 (AVD) for the RCG 2023 Publication. | The data consists of a typical Industrial shell. Works include the Industrial shell as described and includes works up to 1m perimeter to the building (1m wide paving slabs & foul/storm drainage), The cost include 2 no. personnel doors and roller shutters are included at 1 door up to 1,000m2 , 2 roller doors over 1,000m2 (GIA), and 4 roller doors over 5,000m2. Costs are for the shell only and do not include for internal rooms such as offices or toilets which should be added for seperately. See Variations for assistance. | - | - | - | - | - | Cavity Wall construction to lower walls should be added by measuring wall area at an E/O rate of £97m2(£5m2 less for uninsulated), single block walls are cost neutral. Additional roller shutter doors over and above the beacon specification at should be added at additonal cost of £ 232 each (4 x 4m) . Additional personnel doors over the assumed 2nr. - add £1,077 each. If heating is required an addition of £32/m2 (GIA) should be made to the beacon cost. Internal offices (in Industrial complexes) should be added by reference to Cost Guide code series 42P04A -42P40V, Internal WC - 42P40W | - | - | - |  | m2 | - | 3 - INDUSTRIAL | David Grace | Jim Allen | 340.5909 | Option 1 | 422.266 | 23.98% | 656.7488 | 471.5299 | 38.44% | 11.67% | 471.5299 | 38.44% | Price Book Data | P. Avo | VOA_GPN_GOV_UK\7243572 | 2021-09-20 | Low | - | Low | - | - | Copied to latest DCS. | NA | SPONS A&B | 2 | (BEAMS Note 2) Standard | - | - | 2 | TRUE
3809 | 41R07A | 5094 | 41R07A | Industrial Buildings | Uninsulated Buildings | Sheet Metal Cladding | 1,001 - 5,000m2 | Eaves Height - 11m | Building Area only; Site strip vegetation; Strip foundations; Column bases; Insulated Concrete GF slab with DPM and Mesh,150 thick up to 10,000m2, 200mm thick over 10,000m2 GIA; Steel Portal frame with bolts and baseplates; Coated galvanised trapezoidal roof sheets with no insulation, on steel purlins; Roof lights; valley gutters; matching fascia and soffit; Rainwater downpipes and gutters; trapezoidal uninsulated wall system cladding on cladding rails; External roller shutter doors and personnel doors; Single phase electrics, lighting and power ; EXCLUDES heating ; Underslab storm drainage from internal downpipes on building area greater than 1,000m2 | Location Adjustment Applicable (See Guidance Notes) - ERC = UK mean of 1.00 | (BEAMS Note 2) The ERC for this item should be added to all other rateable items on the hereditament (except land). Therefore the total of the ERC of the other Building Items and the P&M ERC (where applicable) to enable the correct contract size adjustment to be made. ERC of Building Component + ERC of P&M = Total ERC to which contract size adjustment should be applied. The appropriate % adjustment should be made in accordance with the scale for contract size adjustment specified under section 6 of the RCG 2023 Guidance notes. The currency ERC rates are set at £4m (Four Million Pounds) @ 1st April 2021 (AVD) for the RCG 2023 Publication. | The data consists of a typical Industrial shell. Works include the Industrial shell as described and includes works up to 1m perimeter to the building (1m wide paving slabs & foul/storm drainage), The cost include 2 no. personnel doors and roller shutters are included at 1 door up to 1,000m2 , 2 roller doors over 1,000m2 (GIA), and 4 roller doors over 5,000m2. Costs are for the shell only and do not include for internal rooms such as offices or toilets which should be added for seperately. See Variations for assistance. | - | - | - | - | - | Cavity Wall construction to lower walls should be added by measuring wall area at an E/O rate of £97m2(£5m2 less for uninsulated), single block walls are cost neutral. Additional roller shutter doors over and above the beacon specification at should be added at additonal cost of £ 232 each (4 x 4m) . Additional personnel doors over the assumed 2nr. - add £1,077 each. If heating is required an addition of £32/m2 (GIA) should be made to the beacon cost. Internal offices (in Industrial complexes) should be added by reference to Cost Guide code series 42P04A -42P40V, Internal WC - 42P40W | - | - | - |  | m2 | - | 3 - INDUSTRIAL | David Grace | Jim Allen | 273.7028 | Option 1 | 339.3379 | 23.98% | 594.5957 | 426.9055 | 55.97% | 25.81% | 426.9055 | 55.97% | Price Book Data | P. Avo | VOA_GPN_GOV_UK\7243572 | 2021-09-20 | Low | - | Low | - | - | Copied to latest DCS. | NA | SPONS A&B | 2 | (BEAMS Note 2) Standard | - | - | 2 | TRUE
3810 | 41R07F | 5095 | 41R07F | Industrial Buildings | Uninsulated Buildings | Sheet Metal Cladding | 1,001 - 5,000m2 | Eaves Height - 12m | Building Area only; Site strip vegetation; Strip foundations; Column bases; Insulated Concrete GF slab with DPM and Mesh,150 thick up to 10,000m2, 200mm thick over 10,000m2 GIA; Steel Portal frame with bolts and baseplates; Coated galvanised trapezoidal roof sheets with no insulation, on steel purlins; Roof lights; valley gutters; matching fascia and soffit; Rainwater downpipes and gutters; trapezoidal uninsulated wall system cladding on cladding rails; External roller shutter doors and personnel doors; Single phase electrics, lighting and power ; EXCLUDES heating ; Underslab storm drainage from internal downpipes on building area greater than 1,000m2 | Location Adjustment Applicable (See Guidance Notes) - ERC = UK mean of 1.00 | (BEAMS Note 2) The ERC for this item should be added to all other rateable items on the hereditament (except land). Therefore the total of the ERC of the other Building Items and the P&M ERC (where applicable) to enable the correct contract size adjustment to be made. ERC of Building Component + ERC of P&M = Total ERC to which contract size adjustment should be applied. The appropriate % adjustment should be made in accordance with the scale for contract size adjustment specified under section 6 of the RCG 2023 Guidance notes. The currency ERC rates are set at £4m (Four Million Pounds) @ 1st April 2021 (AVD) for the RCG 2023 Publication. | The data consists of a typical Industrial shell. Works include the Industrial shell as described and includes works up to 1m perimeter to the building (1m wide paving slabs & foul/storm drainage), The cost include 2 no. personnel doors and roller shutters are included at 1 door up to 1,000m2 , 2 roller doors over 1,000m2 (GIA), and 4 roller doors over 5,000m2. Costs are for the shell only and do not include for internal rooms such as offices or toilets which should be added for seperately. See Variations for assistance. | - | - | - | - | - | Cavity Wall construction to lower walls should be added by measuring wall area at an E/O rate of £97m2(£5m2 less for uninsulated), single block walls are cost neutral. Additional roller shutter doors over and above the beacon specification at should be added at additonal cost of £ 232 each (4 x 4m) . Additional personnel doors over the assumed 2nr. - add £1,077 each. If heating is required an addition of £32/m2 (GIA) should be made to the beacon cost. Internal offices (in Industrial complexes) should be added by reference to Cost Guide code series 42P04A -42P40V, Internal WC - 42P40W | - | - | - |  | m2 | - | 3 - INDUSTRIAL | David Grace | Jim Allen | 279.8534 | Option 1 | 346.9634 | 23.98% | 601.5016 | 431.8638 | 54.32% | 24.47% | 431.8638 | 54.32% | Price Book Data | P. Avo | VOA_GPN_GOV_UK\7243572 | 2021-09-20 | Low | - | Low | - | - | Copied to latest DCS. Redirect to 41U43T missed, now added. | NA | SPONS A&B | 2 | (BEAMS Note 2) Standard | - | - | 2 | TRUE
3811 | 41R07G | 5096 | 41R07G | Industrial Buildings | Uninsulated Buildings | Sheet Metal Cladding | 1,001 - 5,000m2 | Eaves Height - 13m | Building Area only; Site strip vegetation; Strip foundations; Column bases; Insulated Concrete GF slab with DPM and Mesh,150 thick up to 10,000m2, 200mm thick over 10,000m2 GIA; Steel Portal frame with bolts and baseplates; Coated galvanised trapezoidal roof sheets with no insulation, on steel purlins; Roof lights; valley gutters; matching fascia and soffit; Rainwater downpipes and gutters; trapezoidal uninsulated wall system cladding on cladding rails; External roller shutter doors and personnel doors; Single phase electrics, lighting and power ; EXCLUDES heating ; Underslab storm drainage from internal downpipes on building area greater than 1,000m2 | Location Adjustment Applicable (See Guidance Notes) - ERC = UK mean of 1.00 | (BEAMS Note 2) The ERC for this item should be added to all other rateable items on the hereditament (except land). Therefore the total of the ERC of the other Building Items and the P&M ERC (where applicable) to enable the correct contract size adjustment to be made. ERC of Building Component + ERC of P&M = Total ERC to which contract size adjustment should be applied. The appropriate % adjustment should be made in accordance with the scale for contract size adjustment specified under section 6 of the RCG 2023 Guidance notes. The currency ERC rates are set at £4m (Four Million Pounds) @ 1st April 2021 (AVD) for the RCG 2023 Publication. | The data consists of a typical Industrial shell. Works include the Industrial shell as described and includes works up to 1m perimeter to the building (1m wide paving slabs & foul/storm drainage), The cost include 2 no. personnel doors and roller shutters are included at 1 door up to 1,000m2 , 2 roller doors over 1,000m2 (GIA), and 4 roller doors over 5,000m2. Costs are for the shell only and do not include for internal rooms such as offices or toilets which should be added for seperately. See Variations for assistance. | - | - | - | - | - | Cavity Wall construction to lower walls should be added by measuring wall area at an E/O rate of £97m2(£5m2 less for uninsulated), single block walls are cost neutral. Additional roller shutter doors over and above the beacon specification at should be added at additonal cost of £ 232 each (4 x 4m) . Additional personnel doors over the assumed 2nr. - add £1,077 each. If heating is required an addition of £32/m2 (GIA) should be made to the beacon cost. Internal offices (in Industrial complexes) should be added by reference to Cost Guide code series 42P04A -42P40V, Internal WC - 42P40W | - | - | - |  | m2 | - | 3 - INDUSTRIAL | David Grace | Jim Allen | 286.7729 | Option 1 | 355.5422 | 23.98% | 608.4075 | 436.8221 | 52.32% | 22.86% | 436.8221 | 52.32% | Price Book Data | P. Avo | VOA_GPN_GOV_UK\7243572 | 2021-09-20 | Low | - | Low | - | - | Copied to latest DCS. | NA | SPONS A&B | 2 | (BEAMS Note 2) Standard | - | - | 2 | TRUE
3812 | 41R07H | 5098 | 41R07H | Industrial Buildings | Uninsulated Buildings | Sheet Metal Cladding | 1,001 - 5,000m2 | Eaves Height - 14m | Building Area only; Site strip vegetation; Strip foundations; Column bases; Insulated Concrete GF slab with DPM and Mesh,150 thick up to 10,000m2, 200mm thick over 10,000m2 GIA; Steel Portal frame with bolts and baseplates; Coated galvanised trapezoidal roof sheets with no insulation, on steel purlins; Roof lights; valley gutters; matching fascia and soffit; Rainwater downpipes and gutters; trapezoidal uninsulated wall system cladding on cladding rails; External roller shutter doors and personnel doors; Single phase electrics, lighting and power ; EXCLUDES heating ; Underslab storm drainage from internal downpipes on building area greater than 1,000m2 | Location Adjustment Applicable (See Guidance Notes) - ERC = UK mean of 1.00 | (BEAMS Note 2) The ERC for this item should be added to all other rateable items on the hereditament (except land). Therefore the total of the ERC of the other Building Items and the P&M ERC (where applicable) to enable the correct contract size adjustment to be made. ERC of Building Component + ERC of P&M = Total ERC to which contract size adjustment should be applied. The appropriate % adjustment should be made in accordance with the scale for contract size adjustment specified under section 6 of the RCG 2023 Guidance notes. The currency ERC rates are set at £4m (Four Million Pounds) @ 1st April 2021 (AVD) for the RCG 2023 Publication. | The data consists of a typical Industrial shell. Works include the Industrial shell as described and includes works up to 1m perimeter to the building (1m wide paving slabs & foul/storm drainage), The cost include 2 no. personnel doors and roller shutters are included at 1 door up to 1,000m2 , 2 roller doors over 1,000m2 (GIA), and 4 roller doors over 5,000m2. Costs are for the shell only and do not include for internal rooms such as offices or toilets which should be added for seperately. See Variations for assistance. | - | - | - | - | - | Cavity Wall construction to lower walls should be added by measuring wall area at an E/O rate of £97m2(£5m2 less for uninsulated), single block walls are cost neutral. Additional roller shutter doors over and above the beacon specification at should be added at additonal cost of £ 232 each (4 x 4m) . Additional personnel doors over the assumed 2nr. - add £1,077 each. If heating is required an addition of £32/m2 (GIA) should be made to the beacon cost. Internal offices (in Industrial complexes) should be added by reference to Cost Guide code series 42P04A -42P40V, Internal WC - 42P40W | - | - | - |  | m2 | - | 3 - INDUSTRIAL | David Grace | Jim Allen | 292.9235 | Option 1 | 363.1678 | 23.98% | 615.3134 | 441.7803 | 50.82% | 21.65% | 441.7803 | 50.82% | Price Book Data | P. Avo | VOA_GPN_GOV_UK\7243572 | 2021-09-20 | Low | - | Low | - | - | Copied to latest DCS. | NA | SPONS A&B | 2 | (BEAMS Note 2) Standard | - | - | 2 | TRUE
3813 | 41R07J | 5099 | 41R07J | Industrial Buildings | Uninsulated Buildings | Sheet Metal Cladding | 1,001 - 5,000m2 | Eaves Height - 15m | Building Area only; Site strip vegetation; Strip foundations; Column bases; Insulated Concrete GF slab with DPM and Mesh,150 thick up to 10,000m2, 200mm thick over 10,000m2 GIA; Steel Portal frame with bolts and baseplates; Coated galvanised trapezoidal roof sheets with no insulation, on steel purlins; Roof lights; valley gutters; matching fascia and soffit; Rainwater downpipes and gutters; trapezoidal uninsulated wall system cladding on cladding rails; External roller shutter doors and personnel doors; Single phase electrics, lighting and power ; EXCLUDES heating ; Underslab storm drainage from internal downpipes on building area greater than 1,000m2 | Location Adjustment Applicable (See Guidance Notes) - ERC = UK mean of 1.00 | (BEAMS Note 2) The ERC for this item should be added to all other rateable items on the hereditament (except land). Therefore the total of the ERC of the other Building Items and the P&M ERC (where applicable) to enable the correct contract size adjustment to be made. ERC of Building Component + ERC of P&M = Total ERC to which contract size adjustment should be applied. The appropriate % adjustment should be made in accordance with the scale for contract size adjustment specified under section 6 of the RCG 2023 Guidance notes. The currency ERC rates are set at £4m (Four Million Pounds) @ 1st April 2021 (AVD) for the RCG 2023 Publication. | The data consists of a typical Industrial shell. Works include the Industrial shell as described and includes works up to 1m perimeter to the building (1m wide paving slabs & foul/storm drainage), The cost include 2 no. personnel doors and roller shutters are included at 1 door up to 1,000m2 , 2 roller doors over 1,000m2 (GIA), and 4 roller doors over 5,000m2. Costs are for the shell only and do not include for internal rooms such as offices or toilets which should be added for seperately. See Variations for assistance. | - | - | - | - | - | Cavity Wall construction to lower walls should be added by measuring wall area at an E/O rate of £97m2(£5m2 less for uninsulated), single block walls are cost neutral. Additional roller shutter doors over and above the beacon specification at should be added at additonal cost of £ 232 each (4 x 4m) . Additional personnel doors over the assumed 2nr. - add £1,077 each. If heating is required an addition of £32/m2 (GIA) should be made to the beacon cost. Internal offices (in Industrial complexes) should be added by reference to Cost Guide code series 42P04A -42P40V, Internal WC - 42P40W | - | - | - |  | m2 | - | 3 - INDUSTRIAL | David Grace | Jim Allen | 299.843 | Option 1 | 371.7465 | 23.98% | 622.2193 | 446.7386 | 48.99% | 20.17% | 446.7386 | 48.99% | Price Book Data | P. Avo | VOA_GPN_GOV_UK\7243572 | 2021-09-20 | Low | - | Low | - | - | Copied to latest DCS. | NA | SPONS A&B | 2 | (BEAMS Note 2) Standard | - | - | 2 | TRUE
3814 | 41RU6L | 5005 | 41RU6L | Industrial Buildings | Uninsulated Buildings | Sheet Metal Cladding | 1,001 - 5,000m2 | Eaves Height - 16m | Building Area only; Site strip vegetation; Strip foundations; Column bases; Insulated Concrete GF slab with DPM and Mesh,150 thick up to 10,000m2, 200mm thick over 10,000m2 GIA; Steel Portal frame with bolts and baseplates; Coated galvanised trapezoidal roof sheets with no insulation, on steel purlins; Roof lights; valley gutters; matching fascia and soffit; Rainwater downpipes and gutters; trapezoidal uninsulated wall system cladding on cladding rails; External roller shutter doors and personnel doors; Single phase electrics, lighting and power ; EXCLUDES heating ; Underslab storm drainage from internal downpipes on building area greater than 1,000m2 | Location Adjustment Applicable (See Guidance Notes) - ERC = UK mean of 1.00 | (BEAMS Note 2) The ERC for this item should be added to all other rateable items on the hereditament (except land). Therefore the total of the ERC of the other Building Items and the P&M ERC (where applicable) to enable the correct contract size adjustment to be made. ERC of Building Component + ERC of P&M = Total ERC to which contract size adjustment should be applied. The appropriate % adjustment should be made in accordance with the scale for contract size adjustment specified under section 6 of the RCG 2023 Guidance notes. The currency ERC rates are set at £4m (Four Million Pounds) @ 1st April 2021 (AVD) for the RCG 2023 Publication. | The data consists of a typical Industrial shell. Works include the Industrial shell as described and includes works up to 1m perimeter to the building (1m wide paving slabs & foul/storm drainage), The cost include 2 no. personnel doors and roller shutters are included at 1 door up to 1,000m2 , 2 roller doors over 1,000m2 (GIA), and 4 roller doors over 5,000m2. Costs are for the shell only and do not include for internal rooms such as offices or toilets which should be added for seperately. See Variations for assistance. | - | - | - | - | - | Cavity Wall construction to lower walls should be added by measuring wall area at an E/O rate of £97m2(£5m2 less for uninsulated), single block walls are cost neutral. Additional roller shutter doors over and above the beacon specification at should be added at additonal cost of £ 232 each (4 x 4m) . Additional personnel doors over the assumed 2nr. - add £1,077 each. If heating is required an addition of £32/m2 (GIA) should be made to the beacon cost. Internal offices (in Industrial complexes) should be added by reference to Cost Guide code series 42P04A -42P40V, Internal WC - 42P40W | - | - | - |  | m2 | - | 3 - INDUSTRIAL | David Grace | Jim Allen | 309.0689 | Option 1 | 383.1849 | 23.98% | 629.1252 | 451.6969 | 46.15% | 17.88% | 451.6969 | 46.15% | Price Book Data | P. Avo | VOA_GPN_GOV_UK\7243572 | 2021-09-20 | Low | - | Low | - | - | Copied to latest DCS. | NA | SPONS A&B | 2 | (BEAMS Note 2) Standard | - | - | 2 | TRUE
3815 | 41RU6M | 5006 | 41RU6M | Industrial Buildings | Uninsulated Buildings | Sheet Metal Cladding | 1,001 - 5,000m2 | Eaves Height - 17m | Building Area only; Site strip vegetation; Strip foundations; Column bases; Insulated Concrete GF slab with DPM and Mesh,150 thick up to 10,000m2, 200mm thick over 10,000m2 GIA; Steel Portal frame with bolts and baseplates; Coated galvanised trapezoidal roof sheets with no insulation, on steel purlins; Roof lights; valley gutters; matching fascia and soffit; Rainwater downpipes and gutters; trapezoidal uninsulated wall system cladding on cladding rails; External roller shutter doors and personnel doors; Single phase electrics, lighting and power ; EXCLUDES heating ; Underslab storm drainage from internal downpipes on building area greater than 1,000m2 | Location Adjustment Applicable (See Guidance Notes) - ERC = UK mean of 1.00 | (BEAMS Note 2) The ERC for this item should be added to all other rateable items on the hereditament (except land). Therefore the total of the ERC of the other Building Items and the P&M ERC (where applicable) to enable the correct contract size adjustment to be made. ERC of Building Component + ERC of P&M = Total ERC to which contract size adjustment should be applied. The appropriate % adjustment should be made in accordance with the scale for contract size adjustment specified under section 6 of the RCG 2023 Guidance notes. The currency ERC rates are set at £4m (Four Million Pounds) @ 1st April 2021 (AVD) for the RCG 2023 Publication. | The data consists of a typical Industrial shell. Works include the Industrial shell as described and includes works up to 1m perimeter to the building (1m wide paving slabs & foul/storm drainage), The cost include 2 no. personnel doors and roller shutters are included at 1 door up to 1,000m2 , 2 roller doors over 1,000m2 (GIA), and 4 roller doors over 5,000m2. Costs are for the shell only and do not include for internal rooms such as offices or toilets which should be added for seperately. See Variations for assistance. | - | - | - | - | - | Cavity Wall construction to lower walls should be added by measuring wall area at an E/O rate of £97m2(£5m2 less for uninsulated), single block walls are cost neutral. Additional roller shutter doors over and above the beacon specification at should be added at additonal cost of £ 232 each (4 x 4m) . Additional personnel doors over the assumed 2nr. - add £1,077 each. If heating is required an addition of £32/m2 (GIA) should be made to the beacon cost. Internal offices (in Industrial complexes) should be added by reference to Cost Guide code series 42P04A -42P40V, Internal WC - 42P40W | - | - | - |  | m2 | - | 3 - INDUSTRIAL | David Grace | Jim Allen | 316.7572 | Option 1 | 392.7169 | 23.98% | 636.0311 | 456.6551 | 44.17% | 16.28% | 456.6551 | 44.17% | Price Book Data | P. Avo | VOA_GPN_GOV_UK\7243572 | 2021-09-20 | Low | - | Low | - | - | Copied to latest DCS. | NA | SPONS A&B | 2 | (BEAMS Note 2) Standard | - | - | 2 | TRUE
3816 | 41RU6P | 5007 | 41RU6P | Industrial Buildings | Uninsulated Buildings | Sheet Metal Cladding | 1,001 - 5,000m2 | Eaves Height - 19m | Building Area only; Site strip vegetation; Strip foundations; Column bases; Insulated Concrete GF slab with DPM and Mesh,150 thick up to 10,000m2, 200mm thick over 10,000m2 GIA; Steel Portal frame with bolts and baseplates; Coated galvanised trapezoidal roof sheets with no insulation, on steel purlins; Roof lights; valley gutters; matching fascia and soffit; Rainwater downpipes and gutters; trapezoidal uninsulated wall system cladding on cladding rails; External roller shutter doors and personnel doors; Single phase electrics, lighting and power ; EXCLUDES heating ; Underslab storm drainage from internal downpipes on building area greater than 1,000m2 | Location Adjustment Applicable (See Guidance Notes) - ERC = UK mean of 1.00 | (BEAMS Note 2) The ERC for this item should be added to all other rateable items on the hereditament (except land). Therefore the total of the ERC of the other Building Items and the P&M ERC (where applicable) to enable the correct contract size adjustment to be made. ERC of Building Component + ERC of P&M = Total ERC to which contract size adjustment should be applied. The appropriate % adjustment should be made in accordance with the scale for contract size adjustment specified under section 6 of the RCG 2023 Guidance notes. The currency ERC rates are set at £4m (Four Million Pounds) @ 1st April 2021 (AVD) for the RCG 2023 Publication. | The data consists of a typical Industrial shell. Works include the Industrial shell as described and includes works up to 1m perimeter to the building (1m wide paving slabs & foul/storm drainage), The cost include 2 no. personnel doors and roller shutters are included at 1 door up to 1,000m2 , 2 roller doors over 1,000m2 (GIA), and 4 roller doors over 5,000m2. Costs are for the shell only and do not include for internal rooms such as offices or toilets which should be added for seperately. See Variations for assistance. | - | - | - | - | - | Cavity Wall construction to lower walls should be added by measuring wall area at an E/O rate of £97m2(£5m2 less for uninsulated), single block walls are cost neutral. Additional roller shutter doors over and above the beacon specification at should be added at additonal cost of £ 232 each (4 x 4m) . Additional personnel doors over the assumed 2nr. - add £1,077 each. If heating is required an addition of £32/m2 (GIA) should be made to the beacon cost. Internal offices (in Industrial complexes) should be added by reference to Cost Guide code series 42P04A -42P40V, Internal WC - 42P40W | - | - | - |  | m2 | - | 3 - INDUSTRIAL | David Grace | Jim Allen | 332.1338 | Option 1 | 411.7808 | 23.98% | 649.8429 | 466.5717 | 40.48% | 13.31% | 466.5717 | 40.48% | Price Book Data | P. Avo | VOA_GPN_GOV_UK\7243572 | 2021-09-20 | Low | - | Low | - | - | Copied to latest DCS. Redirect contained 2 codes (41P316, 41R04P) but these were for 501-1000 range so deleted. | NA | SPONS A&B | 2 | (BEAMS Note 2) Standard | - | - | 2 | TRUE
3817 | 42A04Z | 9020 | 42A04Z | Industrial Buildings | Uninsulated Buildings | Sheet Metal Cladding | 10,001 - 20,000m2 | Eaves Height - 11m | Building Area only; Site strip vegetation; Strip foundations; Column bases; Insulated Concrete GF slab with DPM and Mesh,150 thick up to 10,000m2, 200mm thick over 10,000m2 GIA; Steel Portal frame with bolts and baseplates; Coated galvanised trapezoidal roof sheets with no insulation, on steel purlins; Roof lights; valley gutters; matching fascia and soffit; Rainwater downpipes and gutters; trapezoidal uninsulated wall system cladding on cladding rails; External roller shutter doors and personnel doors; Single phase electrics, lighting and power ; EXCLUDES heating ; Underslab storm drainage from internal downpipes on building area greater than 1,000m2 | Location Adjustment Applicable (See Guidance Notes) - ERC = UK mean of 1.00 | (BEAMS Note 2) The ERC for this item should be added to all other rateable items on the hereditament (except land). Therefore the total of the ERC of the other Building Items and the P&M ERC (where applicable) to enable the correct contract size adjustment to be made. ERC of Building Component + ERC of P&M = Total ERC to which contract size adjustment should be applied. The appropriate % adjustment should be made in accordance with the scale for contract size adjustment specified under section 6 of the RCG 2023 Guidance notes. The currency ERC rates are set at £4m (Four Million Pounds) @ 1st April 2021 (AVD) for the RCG 2023 Publication. | The data consists of a typical Industrial shell. Works include the Industrial shell as described and includes works up to 1m perimeter to the building (1m wide paving slabs & foul/storm drainage), The cost include 2 no. personnel doors and roller shutters are included at 1 door up to 1,000m2 , 2 roller doors over 1,000m2 (GIA), and 4 roller doors over 5,000m2. Costs are for the shell only and do not include for internal rooms such as offices or toilets which should be added for seperately. See Variations for assistance. | - | - | - | - | - | Cavity Wall construction to lower walls should be added by measuring wall area at an E/O rate of £97m2(£5m2 less for uninsulated), single block walls are cost neutral. Additional roller shutter doors over and above the beacon specification at should be added at additonal cost of £ 232 each (4 x 4m) . Additional personnel doors over the assumed 2nr. - add £1,077 each. If heating is required an addition of £32/m2 (GIA) should be made to the beacon cost. Internal offices (in Industrial complexes) should be added by reference to Cost Guide code series 42P04A -42P40V, Internal WC - 42P40W | - | - | - |  | m2 | - | 3 - INDUSTRIAL | David Grace | Jim Allen | #N/A | Option 1 | ERROR | 0% | 555.5889 | 398.8996 | 0% | 0% | 398.8996 | 0% | Price Book Data | P. Avo | VOA_GPN_GOV_UK\7243572 | 2021-09-17 | Low | - | Low | - | - | Copied to latest DCS. | NA | SPONS A&B | 2 | (BEAMS Note 2) Standard | - | - | 2 | TRUE
3818 | 42A05A | 9021 | 42A05A | Industrial Buildings | Uninsulated Buildings | Sheet Metal Cladding | 10,001 - 20,000m2 | Eaves Height - 12m | Building Area only; Site strip vegetation; Strip foundations; Column bases; Insulated Concrete GF slab with DPM and Mesh,150 thick up to 10,000m2, 200mm thick over 10,000m2 GIA; Steel Portal frame with bolts and baseplates; Coated galvanised trapezoidal roof sheets with no insulation, on steel purlins; Roof lights; valley gutters; matching fascia and soffit; Rainwater downpipes and gutters; trapezoidal uninsulated wall system cladding on cladding rails; External roller shutter doors and personnel doors; Single phase electrics, lighting and power ; EXCLUDES heating ; Underslab storm drainage from internal downpipes on building area greater than 1,000m2 | Location Adjustment Applicable (See Guidance Notes) - ERC = UK mean of 1.00 | (BEAMS Note 2) The ERC for this item should be added to all other rateable items on the hereditament (except land). Therefore the total of the ERC of the other Building Items and the P&M ERC (where applicable) to enable the correct contract size adjustment to be made. ERC of Building Component + ERC of P&M = Total ERC to which contract size adjustment should be applied. The appropriate % adjustment should be made in accordance with the scale for contract size adjustment specified under section 6 of the RCG 2023 Guidance notes. The currency ERC rates are set at £4m (Four Million Pounds) @ 1st April 2021 (AVD) for the RCG 2023 Publication. | The data consists of a typical Industrial shell. Works include the Industrial shell as described and includes works up to 1m perimeter to the building (1m wide paving slabs & foul/storm drainage), The cost include 2 no. personnel doors and roller shutters are included at 1 door up to 1,000m2 , 2 roller doors over 1,000m2 (GIA), and 4 roller doors over 5,000m2. Costs are for the shell only and do not include for internal rooms such as offices or toilets which should be added for seperately. See Variations for assistance. | - | - | - | - | - | Cavity Wall construction to lower walls should be added by measuring wall area at an E/O rate of £97m2(£5m2 less for uninsulated), single block walls are cost neutral. Additional roller shutter doors over and above the beacon specification at should be added at additonal cost of £ 232 each (4 x 4m) . Additional personnel doors over the assumed 2nr. - add £1,077 each. If heating is required an addition of £32/m2 (GIA) should be made to the beacon cost. Internal offices (in Industrial complexes) should be added by reference to Cost Guide code series 42P04A -42P40V, Internal WC - 42P40W | - | - | - |  | m2 | - | 3 - INDUSTRIAL | David Grace | Jim Allen | #N/A | Option 1 | ERROR | 0% | 558.8528 | 401.243 | 0% | 0% | 401.243 | 0% | Price Book Data | P. Avo | VOA_GPN_GOV_UK\7243572 | 2021-09-17 | Low | - | Low | - | - | Copied to latest DCS. Redirect to 41U43T missed, now added. | NA | SPONS A&B | 2 | (BEAMS Note 2) Standard | - | - | 2 | TRUE
3819 | 42A05B | 9022 | 42A05B | Industrial Buildings | Uninsulated Buildings | Sheet Metal Cladding | 10,001 - 20,000m2 | Eaves Height - 13m | Building Area only; Site strip vegetation; Strip foundations; Column bases; Insulated Concrete GF slab with DPM and Mesh,150 thick up to 10,000m2, 200mm thick over 10,000m2 GIA; Steel Portal frame with bolts and baseplates; Coated galvanised trapezoidal roof sheets with no insulation, on steel purlins; Roof lights; valley gutters; matching fascia and soffit; Rainwater downpipes and gutters; trapezoidal uninsulated wall system cladding on cladding rails; External roller shutter doors and personnel doors; Single phase electrics, lighting and power ; EXCLUDES heating ; Underslab storm drainage from internal downpipes on building area greater than 1,000m2 | Location Adjustment Applicable (See Guidance Notes) - ERC = UK mean of 1.00 | (BEAMS Note 2) The ERC for this item should be added to all other rateable items on the hereditament (except land). Therefore the total of the ERC of the other Building Items and the P&M ERC (where applicable) to enable the correct contract size adjustment to be made. ERC of Building Component + ERC of P&M = Total ERC to which contract size adjustment should be applied. The appropriate % adjustment should be made in accordance with the scale for contract size adjustment specified under section 6 of the RCG 2023 Guidance notes. The currency ERC rates are set at £4m (Four Million Pounds) @ 1st April 2021 (AVD) for the RCG 2023 Publication. | The data consists of a typical Industrial shell. Works include the Industrial shell as described and includes works up to 1m perimeter to the building (1m wide paving slabs & foul/storm drainage), The cost include 2 no. personnel doors and roller shutters are included at 1 door up to 1,000m2 , 2 roller doors over 1,000m2 (GIA), and 4 roller doors over 5,000m2. Costs are for the shell only and do not include for internal rooms such as offices or toilets which should be added for seperately. See Variations for assistance. | - | - | - | - | - | Cavity Wall construction to lower walls should be added by measuring wall area at an E/O rate of £97m2(£5m2 less for uninsulated), single block walls are cost neutral. Additional roller shutter doors over and above the beacon specification at should be added at additonal cost of £ 232 each (4 x 4m) . Additional personnel doors over the assumed 2nr. - add £1,077 each. If heating is required an addition of £32/m2 (GIA) should be made to the beacon cost. Internal offices (in Industrial complexes) should be added by reference to Cost Guide code series 42P04A -42P40V, Internal WC - 42P40W | - | - | - |  | m2 | - | 3 - INDUSTRIAL | David Grace | Jim Allen | #N/A | Option 1 | ERROR | 0% | 562.1167 | 403.5863 | 0% | 0% | 403.5863 | 0% | Price Book Data | P. Avo | VOA_GPN_GOV_UK\7243572 | 2021-09-17 | Low | - | Low | - | - | Copied to latest DCS. | NA | SPONS A&B | 2 | (BEAMS Note 2) Standard | - | - | 2 | TRUE
3820 | 42A05C | 9023 | 42A05C | Industrial Buildings | Uninsulated Buildings | Sheet Metal Cladding | 10,001 - 20,000m2 | Eaves Height - 14m | Building Area only; Site strip vegetation; Strip foundations; Column bases; Insulated Concrete GF slab with DPM and Mesh,150 thick up to 10,000m2, 200mm thick over 10,000m2 GIA; Steel Portal frame with bolts and baseplates; Coated galvanised trapezoidal roof sheets with no insulation, on steel purlins; Roof lights; valley gutters; matching fascia and soffit; Rainwater downpipes and gutters; trapezoidal uninsulated wall system cladding on cladding rails; External roller shutter doors and personnel doors; Single phase electrics, lighting and power ; EXCLUDES heating ; Underslab storm drainage from internal downpipes on building area greater than 1,000m2 | Location Adjustment Applicable (See Guidance Notes) - ERC = UK mean of 1.00 | (BEAMS Note 2) The ERC for this item should be added to all other rateable items on the hereditament (except land). Therefore the total of the ERC of the other Building Items and the P&M ERC (where applicable) to enable the correct contract size adjustment to be made. ERC of Building Component + ERC of P&M = Total ERC to which contract size adjustment should be applied. The appropriate % adjustment should be made in accordance with the scale for contract size adjustment specified under section 6 of the RCG 2023 Guidance notes. The currency ERC rates are set at £4m (Four Million Pounds) @ 1st April 2021 (AVD) for the RCG 2023 Publication. | The data consists of a typical Industrial shell. Works include the Industrial shell as described and includes works up to 1m perimeter to the building (1m wide paving slabs & foul/storm drainage), The cost include 2 no. personnel doors and roller shutters are included at 1 door up to 1,000m2 , 2 roller doors over 1,000m2 (GIA), and 4 roller doors over 5,000m2. Costs are for the shell only and do not include for internal rooms such as offices or toilets which should be added for seperately. See Variations for assistance. | - | - | - | - | - | Cavity Wall construction to lower walls should be added by measuring wall area at an E/O rate of £97m2(£5m2 less for uninsulated), single block walls are cost neutral. Additional roller shutter doors over and above the beacon specification at should be added at additonal cost of £ 232 each (4 x 4m) . Additional personnel doors over the assumed 2nr. - add £1,077 each. If heating is required an addition of £32/m2 (GIA) should be made to the beacon cost. Internal offices (in Industrial complexes) should be added by reference to Cost Guide code series 42P04A -42P40V, Internal WC - 42P40W | - | - | - |  | m2 | - | 3 - INDUSTRIAL | David Grace | Jim Allen | #N/A | Option 1 | ERROR | 0% | 565.3806 | 405.9297 | 0% | 0% | 405.9297 | 0% | Price Book Data | P. Avo | VOA_GPN_GOV_UK\7243572 | 2021-09-17 | Low | - | Low | - | - | Copied to latest DCS. | NA | SPONS A&B | 2 | (BEAMS Note 2) Standard | - | - | 2 | TRUE
3821 | 42A05D | 9024 | 42A05D | Industrial Buildings | Uninsulated Buildings | Sheet Metal Cladding | 10,001 - 20,000m2 | Eaves Height - 15m | Building Area only; Site strip vegetation; Strip foundations; Column bases; Insulated Concrete GF slab with DPM and Mesh,150 thick up to 10,000m2, 200mm thick over 10,000m2 GIA; Steel Portal frame with bolts and baseplates; Coated galvanised trapezoidal roof sheets with no insulation, on steel purlins; Roof lights; valley gutters; matching fascia and soffit; Rainwater downpipes and gutters; trapezoidal uninsulated wall system cladding on cladding rails; External roller shutter doors and personnel doors; Single phase electrics, lighting and power ; EXCLUDES heating ; Underslab storm drainage from internal downpipes on building area greater than 1,000m2 | Location Adjustment Applicable (See Guidance Notes) - ERC = UK mean of 1.00 | (BEAMS Note 2) The ERC for this item should be added to all other rateable items on the hereditament (except land). Therefore the total of the ERC of the other Building Items and the P&M ERC (where applicable) to enable the correct contract size adjustment to be made. ERC of Building Component + ERC of P&M = Total ERC to which contract size adjustment should be applied. The appropriate % adjustment should be made in accordance with the scale for contract size adjustment specified under section 6 of the RCG 2023 Guidance notes. The currency ERC rates are set at £4m (Four Million Pounds) @ 1st April 2021 (AVD) for the RCG 2023 Publication. | The data consists of a typical Industrial shell. Works include the Industrial shell as described and includes works up to 1m perimeter to the building (1m wide paving slabs & foul/storm drainage), The cost include 2 no. personnel doors and roller shutters are included at 1 door up to 1,000m2 , 2 roller doors over 1,000m2 (GIA), and 4 roller doors over 5,000m2. Costs are for the shell only and do not include for internal rooms such as offices or toilets which should be added for seperately. See Variations for assistance. | - | - | - | - | - | Cavity Wall construction to lower walls should be added by measuring wall area at an E/O rate of £97m2(£5m2 less for uninsulated), single block walls are cost neutral. Additional roller shutter doors over and above the beacon specification at should be added at additonal cost of £ 232 each (4 x 4m) . Additional personnel doors over the assumed 2nr. - add £1,077 each. If heating is required an addition of £32/m2 (GIA) should be made to the beacon cost. Internal offices (in Industrial complexes) should be added by reference to Cost Guide code series 42P04A -42P40V, Internal WC - 42P40W | - | - | - |  | m2 | - | 3 - INDUSTRIAL | David Grace | Jim Allen | #N/A | Option 1 | ERROR | 0% | 568.6445 | 408.2731 | 0% | 0% | 408.2731 | 0% | Price Book Data | P. Avo | VOA_GPN_GOV_UK\7243572 | 2021-09-17 | Low | - | Low | - | - | Copied to latest DCS. | NA | SPONS A&B | 2 | (BEAMS Note 2) Standard | - | - | 2 | TRUE
3822 | 42A05E | 9025 | 42A05E | Industrial Buildings | Uninsulated Buildings | Sheet Metal Cladding | 10,001 - 20,000m2 | Eaves Height - 16m | Building Area only; Site strip vegetation; Strip foundations; Column bases; Insulated Concrete GF slab with DPM and Mesh,150 thick up to 10,000m2, 200mm thick over 10,000m2 GIA; Steel Portal frame with bolts and baseplates; Coated galvanised trapezoidal roof sheets with no insulation, on steel purlins; Roof lights; valley gutters; matching fascia and soffit; Rainwater downpipes and gutters; trapezoidal uninsulated wall system cladding on cladding rails; External roller shutter doors and personnel doors; Single phase electrics, lighting and power ; EXCLUDES heating ; Underslab storm drainage from internal downpipes on building area greater than 1,000m2 | Location Adjustment Applicable (See Guidance Notes) - ERC = UK mean of 1.00 | (BEAMS Note 2) The ERC for this item should be added to all other rateable items on the hereditament (except land). Therefore the total of the ERC of the other Building Items and the P&M ERC (where applicable) to enable the correct contract size adjustment to be made. ERC of Building Component + ERC of P&M = Total ERC to which contract size adjustment should be applied. The appropriate % adjustment should be made in accordance with the scale for contract size adjustment specified under section 6 of the RCG 2023 Guidance notes. The currency ERC rates are set at £4m (Four Million Pounds) @ 1st April 2021 (AVD) for the RCG 2023 Publication. | The data consists of a typical Industrial shell. Works include the Industrial shell as described and includes works up to 1m perimeter to the building (1m wide paving slabs & foul/storm drainage), The cost include 2 no. personnel doors and roller shutters are included at 1 door up to 1,000m2 , 2 roller doors over 1,000m2 (GIA), and 4 roller doors over 5,000m2. Costs are for the shell only and do not include for internal rooms such as offices or toilets which should be added for seperately. See Variations for assistance. | - | - | - | - | - | Cavity Wall construction to lower walls should be added by measuring wall area at an E/O rate of £97m2(£5m2 less for uninsulated), single block walls are cost neutral. Additional roller shutter doors over and above the beacon specification at should be added at additonal cost of £ 232 each (4 x 4m) . Additional personnel doors over the assumed 2nr. - add £1,077 each. If heating is required an addition of £32/m2 (GIA) should be made to the beacon cost. Internal offices (in Industrial complexes) should be added by reference to Cost Guide code series 42P04A -42P40V, Internal WC - 42P40W | - | - | - |  | m2 | - | 3 - INDUSTRIAL | David Grace | Jim Allen | #N/A | Option 1 | ERROR | 0% | 571.9084 | 410.6165 | 0% | 0% | 410.6165 | 0% | Price Book Data | P. Avo | VOA_GPN_GOV_UK\7243572 | 2021-09-17 | Low | - | Low | - | - | Copied to latest DCS. | NA | SPONS A&B | 2 | (BEAMS Note 2) Standard | - | - | 2 | TRUE
3823 | 42A05F | 9026 | 42A05F | Industrial Buildings | Uninsulated Buildings | Sheet Metal Cladding | 10,001 - 20,000m2 | Eaves Height - 17m | Building Area only; Site strip vegetation; Strip foundations; Column bases; Insulated Concrete GF slab with DPM and Mesh,150 thick up to 10,000m2, 200mm thick over 10,000m2 GIA; Steel Portal frame with bolts and baseplates; Coated galvanised trapezoidal roof sheets with no insulation, on steel purlins; Roof lights; valley gutters; matching fascia and soffit; Rainwater downpipes and gutters; trapezoidal uninsulated wall system cladding on cladding rails; External roller shutter doors and personnel doors; Single phase electrics, lighting and power ; EXCLUDES heating ; Underslab storm drainage from internal downpipes on building area greater than 1,000m2 | Location Adjustment Applicable (See Guidance Notes) - ERC = UK mean of 1.00 | (BEAMS Note 2) The ERC for this item should be added to all other rateable items on the hereditament (except land). Therefore the total of the ERC of the other Building Items and the P&M ERC (where applicable) to enable the correct contract size adjustment to be made. ERC of Building Component + ERC of P&M = Total ERC to which contract size adjustment should be applied. The appropriate % adjustment should be made in accordance with the scale for contract size adjustment specified under section 6 of the RCG 2023 Guidance notes. The currency ERC rates are set at £4m (Four Million Pounds) @ 1st April 2021 (AVD) for the RCG 2023 Publication. | The data consists of a typical Industrial shell. Works include the Industrial shell as described and includes works up to 1m perimeter to the building (1m wide paving slabs & foul/storm drainage), The cost include 2 no. personnel doors and roller shutters are included at 1 door up to 1,000m2 , 2 roller doors over 1,000m2 (GIA), and 4 roller doors over 5,000m2. Costs are for the shell only and do not include for internal rooms such as offices or toilets which should be added for seperately. See Variations for assistance. | - | - | - | - | - | Cavity Wall construction to lower walls should be added by measuring wall area at an E/O rate of £97m2(£5m2 less for uninsulated), single block walls are cost neutral. Additional roller shutter doors over and above the beacon specification at should be added at additonal cost of £ 232 each (4 x 4m) . Additional personnel doors over the assumed 2nr. - add £1,077 each. If heating is required an addition of £32/m2 (GIA) should be made to the beacon cost. Internal offices (in Industrial complexes) should be added by reference to Cost Guide code series 42P04A -42P40V, Internal WC - 42P40W | - | - | - |  | m2 | - | 3 - INDUSTRIAL | David Grace | Jim Allen | #N/A | Option 1 | ERROR | 0% | 575.1723 | 412.9599 | 0% | 0% | 412.9599 | 0% | Price Book Data | P. Avo | VOA_GPN_GOV_UK\7243572 | 2021-09-17 | Low | - | Low | - | - | Copied to latest DCS. | NA | SPONS A&B | 2 | (BEAMS Note 2) Standard | - | - | 2 | TRUE
3824 | 42A05G | 9027 | 42A05G | Industrial Buildings | Uninsulated Buildings | Sheet Metal Cladding | 10,001 - 20,000m2 | Eaves Height - 18m | Building Area only; Site strip vegetation; Strip foundations; Column bases; Insulated Concrete GF slab with DPM and Mesh,150 thick up to 10,000m2, 200mm thick over 10,000m2 GIA; Steel Portal frame with bolts and baseplates; Coated galvanised trapezoidal roof sheets with no insulation, on steel purlins; Roof lights; valley gutters; matching fascia and soffit; Rainwater downpipes and gutters; trapezoidal uninsulated wall system cladding on cladding rails; External roller shutter doors and personnel doors; Single phase electrics, lighting and power ; EXCLUDES heating ; Underslab storm drainage from internal downpipes on building area greater than 1,000m2 | Location Adjustment Applicable (See Guidance Notes) - ERC = UK mean of 1.00 | (BEAMS Note 2) The ERC for this item should be added to all other rateable items on the hereditament (except land). Therefore the total of the ERC of the other Building Items and the P&M ERC (where applicable) to enable the correct contract size adjustment to be made. ERC of Building Component + ERC of P&M = Total ERC to which contract size adjustment should be applied. The appropriate % adjustment should be made in accordance with the scale for contract size adjustment specified under section 6 of the RCG 2023 Guidance notes. The currency ERC rates are set at £4m (Four Million Pounds) @ 1st April 2021 (AVD) for the RCG 2023 Publication. | The data consists of a typical Industrial shell. Works include the Industrial shell as described and includes works up to 1m perimeter to the building (1m wide paving slabs & foul/storm drainage), The cost include 2 no. personnel doors and roller shutters are included at 1 door up to 1,000m2 , 2 roller doors over 1,000m2 (GIA), and 4 roller doors over 5,000m2. Costs are for the shell only and do not include for internal rooms such as offices or toilets which should be added for seperately. See Variations for assistance. | - | - | - | - | - | Cavity Wall construction to lower walls should be added by measuring wall area at an E/O rate of £97m2(£5m2 less for uninsulated), single block walls are cost neutral. Additional roller shutter doors over and above the beacon specification at should be added at additonal cost of £ 232 each (4 x 4m) . Additional personnel doors over the assumed 2nr. - add £1,077 each. If heating is required an addition of £32/m2 (GIA) should be made to the beacon cost. Internal offices (in Industrial complexes) should be added by reference to Cost Guide code series 42P04A -42P40V, Internal WC - 42P40W | - | - | - |  | m2 | - | 3 - INDUSTRIAL | David Grace | Jim Allen | #N/A | Option 1 | ERROR | 0% | 578.4362 | 415.3033 | 0% | 0% | 415.3033 | 0% | Price Book Data | P. Avo | VOA_GPN_GOV_UK\7243572 | 2021-09-17 | Low | - | Low | - | - | Copied to latest DCS. | NA | SPONS A&B | 2 | (BEAMS Note 2) Standard | - | - | 2 | TRUE
3825 | 42A05H | 9028 | 42A05H | Industrial Buildings | Uninsulated Buildings | Sheet Metal Cladding | 10,001 - 20,000m2 | Eaves Height - 19m | Building Area only; Site strip vegetation; Strip foundations; Column bases; Insulated Concrete GF slab with DPM and Mesh,150 thick up to 10,000m2, 200mm thick over 10,000m2 GIA; Steel Portal frame with bolts and baseplates; Coated galvanised trapezoidal roof sheets with no insulation, on steel purlins; Roof lights; valley gutters; matching fascia and soffit; Rainwater downpipes and gutters; trapezoidal uninsulated wall system cladding on cladding rails; External roller shutter doors and personnel doors; Single phase electrics, lighting and power ; EXCLUDES heating ; Underslab storm drainage from internal downpipes on building area greater than 1,000m2 | Location Adjustment Applicable (See Guidance Notes) - ERC = UK mean of 1.00 | (BEAMS Note 2) The ERC for this item should be added to all other rateable items on the hereditament (except land). Therefore the total of the ERC of the other Building Items and the P&M ERC (where applicable) to enable the correct contract size adjustment to be made. ERC of Building Component + ERC of P&M = Total ERC to which contract size adjustment should be applied. The appropriate % adjustment should be made in accordance with the scale for contract size adjustment specified under section 6 of the RCG 2023 Guidance notes. The currency ERC rates are set at £4m (Four Million Pounds) @ 1st April 2021 (AVD) for the RCG 2023 Publication. | The data consists of a typical Industrial shell. Works include the Industrial shell as described and includes works up to 1m perimeter to the building (1m wide paving slabs & foul/storm drainage), The cost include 2 no. personnel doors and roller shutters are included at 1 door up to 1,000m2 , 2 roller doors over 1,000m2 (GIA), and 4 roller doors over 5,000m2. Costs are for the shell only and do not include for internal rooms such as offices or toilets which should be added for seperately. See Variations for assistance. | - | - | - | - | - | Cavity Wall construction to lower walls should be added by measuring wall area at an E/O rate of £97m2(£5m2 less for uninsulated), single block walls are cost neutral. Additional roller shutter doors over and above the beacon specification at should be added at additonal cost of £ 232 each (4 x 4m) . Additional personnel doors over the assumed 2nr. - add £1,077 each. If heating is required an addition of £32/m2 (GIA) should be made to the beacon cost. Internal offices (in Industrial complexes) should be added by reference to Cost Guide code series 42P04A -42P40V, Internal WC - 42P40W | - | - | - |  | m2 | - | 3 - INDUSTRIAL | David Grace | Jim Allen | #N/A | Option 1 | ERROR | 0% | 581.7001 | 417.6467 | 0% | 0% | 417.6467 | 0% | Price Book Data | P. Avo | VOA_GPN_GOV_UK\7243572 | 2021-09-17 | Low | - | Low | - | - | Copied to latest DCS. | NA | SPONS A&B | 2 | (BEAMS Note 2) Standard | - | - | 2 | TRUE
3826 | 42A05J | 9029 | 42A05J | Industrial Buildings | Uninsulated Buildings | Sheet Metal Cladding | 10,001 - 20,000m2 | Eaves Height - 20m | Building Area only; Site strip vegetation; Strip foundations; Column bases; Insulated Concrete GF slab with DPM and Mesh,150 thick up to 10,000m2, 200mm thick over 10,000m2 GIA; Steel Portal frame with bolts and baseplates; Coated galvanised trapezoidal roof sheets with no insulation, on steel purlins; Roof lights; valley gutters; matching fascia and soffit; Rainwater downpipes and gutters; trapezoidal uninsulated wall system cladding on cladding rails; External roller shutter doors and personnel doors; Single phase electrics, lighting and power ; EXCLUDES heating ; Underslab storm drainage from internal downpipes on building area greater than 1,000m2 | Location Adjustment Applicable (See Guidance Notes) - ERC = UK mean of 1.00 | (BEAMS Note 2) The ERC for this item should be added to all other rateable items on the hereditament (except land). Therefore the total of the ERC of the other Building Items and the P&M ERC (where applicable) to enable the correct contract size adjustment to be made. ERC of Building Component + ERC of P&M = Total ERC to which contract size adjustment should be applied. The appropriate % adjustment should be made in accordance with the scale for contract size adjustment specified under section 6 of the RCG 2023 Guidance notes. The currency ERC rates are set at £4m (Four Million Pounds) @ 1st April 2021 (AVD) for the RCG 2023 Publication. | The data consists of a typical Industrial shell. Works include the Industrial shell as described and includes works up to 1m perimeter to the building (1m wide paving slabs & foul/storm drainage), The cost include 2 no. personnel doors and roller shutters are included at 1 door up to 1,000m2 , 2 roller doors over 1,000m2 (GIA), and 4 roller doors over 5,000m2. Costs are for the shell only and do not include for internal rooms such as offices or toilets which should be added for seperately. See Variations for assistance. | - | - | - | - | - | Cavity Wall construction to lower walls should be added by measuring wall area at an E/O rate of £97m2(£5m2 less for uninsulated), single block walls are cost neutral. Additional roller shutter doors over and above the beacon specification at should be added at additonal cost of £ 232 each (4 x 4m) . Additional personnel doors over the assumed 2nr. - add £1,077 each. If heating is required an addition of £32/m2 (GIA) should be made to the beacon cost. Internal offices (in Industrial complexes) should be added by reference to Cost Guide code series 42P04A -42P40V, Internal WC - 42P40W | - | - | - |  | m2 | - | 3 - INDUSTRIAL | David Grace | Jim Allen | #N/A | Option 1 | ERROR | 0% | 584.964 | 419.9901 | 0% | 0% | 419.9901 | 0% | Price Book Data | P. Avo | VOA_GPN_GOV_UK\7243572 | 2021-09-17 | Low | - | Low | - | - | Copied to latest DCS. | NA | SPONS A&B | 2 | (BEAMS Note 2) Standard | - | - | 2 | TRUE
3827 | 42A06R | 9064 | 42A06R | Industrial Buildings | Uninsulated Buildings | Sheet Metal Cladding | over 20,000m2 | Eaves Height - 11m | Building Area only; Site strip vegetation; Strip foundations; Column bases; Insulated Concrete GF slab with DPM and Mesh,150 thick up to 10,000m2, 200mm thick over 10,000m2 GIA; Steel Portal frame with bolts and baseplates; Coated galvanised trapezoidal roof sheets with no insulation, on steel purlins; Roof lights; valley gutters; matching fascia and soffit; Rainwater downpipes and gutters; trapezoidal uninsulated wall system cladding on cladding rails; External roller shutter doors and personnel doors; Single phase electrics, lighting and power ; EXCLUDES heating ; Underslab storm drainage from internal downpipes on building area greater than 1,000m2 | Location Adjustment Applicable (See Guidance Notes) - ERC = UK mean of 1.00 | (BEAMS Note 2) The ERC for this item should be added to all other rateable items on the hereditament (except land). Therefore the total of the ERC of the other Building Items and the P&M ERC (where applicable) to enable the correct contract size adjustment to be made. ERC of Building Component + ERC of P&M = Total ERC to which contract size adjustment should be applied. The appropriate % adjustment should be made in accordance with the scale for contract size adjustment specified under section 6 of the RCG 2023 Guidance notes. The currency ERC rates are set at £4m (Four Million Pounds) @ 1st April 2021 (AVD) for the RCG 2023 Publication. | The data consists of a typical Industrial shell. Works include the Industrial shell as described and includes works up to 1m perimeter to the building (1m wide paving slabs & foul/storm drainage), The cost include 2 no. personnel doors and roller shutters are included at 1 door up to 1,000m2 , 2 roller doors over 1,000m2 (GIA), and 4 roller doors over 5,000m2. Costs are for the shell only and do not include for internal rooms such as offices or toilets which should be added for seperately. See Variations for assistance. | - | - | - | - | - | Cavity Wall construction to lower walls should be added by measuring wall area at an E/O rate of £97m2(£5m2 less for uninsulated), single block walls are cost neutral. Additional roller shutter doors over and above the beacon specification at should be added at additonal cost of £ 232 each (4 x 4m) . Additional personnel doors over the assumed 2nr. - add £1,077 each. If heating is required an addition of £32/m2 (GIA) should be made to the beacon cost. Internal offices (in Industrial complexes) should be added by reference to Cost Guide code series 42P04A -42P40V, Internal WC - 42P40W | - | - | - |  | m2 | - | 3 - INDUSTRIAL | David Grace | Jim Allen | #N/A | Option 1 | ERROR | 0% | 509.9028 | 366.098 | 0% | 0% | 366.098 | 0% | Price Book Data | P. Avo | VOA_GPN_GOV_UK\7243572 | 2021-09-17 | Low | - | Low | - | - | Copied to latest DCS. | NA | SPONS A&B | 2 | (BEAMS Note 2) Standard | - | - | 2 | TRUE
3828 | 42A06S | 9065 | 42A06S | Industrial Buildings | Uninsulated Buildings | Sheet Metal Cladding | over 20,000m2 | Eaves Height - 12m | Building Area only; Site strip vegetation; Strip foundations; Column bases; Insulated Concrete GF slab with DPM and Mesh,150 thick up to 10,000m2, 200mm thick over 10,000m2 GIA; Steel Portal frame with bolts and baseplates; Coated galvanised trapezoidal roof sheets with no insulation, on steel purlins; Roof lights; valley gutters; matching fascia and soffit; Rainwater downpipes and gutters; trapezoidal uninsulated wall system cladding on cladding rails; External roller shutter doors and personnel doors; Single phase electrics, lighting and power ; EXCLUDES heating ; Underslab storm drainage from internal downpipes on building area greater than 1,000m2 | Location Adjustment Applicable (See Guidance Notes) - ERC = UK mean of 1.00 | (BEAMS Note 2) The ERC for this item should be added to all other rateable items on the hereditament (except land). Therefore the total of the ERC of the other Building Items and the P&M ERC (where applicable) to enable the correct contract size adjustment to be made. ERC of Building Component + ERC of P&M = Total ERC to which contract size adjustment should be applied. The appropriate % adjustment should be made in accordance with the scale for contract size adjustment specified under section 6 of the RCG 2023 Guidance notes. The currency ERC rates are set at £4m (Four Million Pounds) @ 1st April 2021 (AVD) for the RCG 2023 Publication. | The data consists of a typical Industrial shell. Works include the Industrial shell as described and includes works up to 1m perimeter to the building (1m wide paving slabs & foul/storm drainage), The cost include 2 no. personnel doors and roller shutters are included at 1 door up to 1,000m2 , 2 roller doors over 1,000m2 (GIA), and 4 roller doors over 5,000m2. Costs are for the shell only and do not include for internal rooms such as offices or toilets which should be added for seperately. See Variations for assistance. | - | - | - | - | - | Cavity Wall construction to lower walls should be added by measuring wall area at an E/O rate of £97m2(£5m2 less for uninsulated), single block walls are cost neutral. Additional roller shutter doors over and above the beacon specification at should be added at additonal cost of £ 232 each (4 x 4m) . Additional personnel doors over the assumed 2nr. - add £1,077 each. If heating is required an addition of £32/m2 (GIA) should be made to the beacon cost. Internal offices (in Industrial complexes) should be added by reference to Cost Guide code series 42P04A -42P40V, Internal WC - 42P40W | - | - | - |  | m2 | - | 3 - INDUSTRIAL | David Grace | Jim Allen | #N/A | Option 1 | ERROR | 0% | 512.281 | 367.8055 | 0% | 0% | 367.8055 | 0% | Price Book Data | P. Avo | VOA_GPN_GOV_UK\7243572 | 2021-09-17 | Low | - | Low | - | - | Copied to latest DCS. Redirect to 41U43T missed, now added. | NA | SPONS A&B | 2 | (BEAMS Note 2) Standard | - | - | 2 | TRUE
3829 | 42A06T | 9066 | 42A06T | Industrial Buildings | Uninsulated Buildings | Sheet Metal Cladding | over 20,000m2 | Eaves Height - 13m | Building Area only; Site strip vegetation; Strip foundations; Column bases; Insulated Concrete GF slab with DPM and Mesh,150 thick up to 10,000m2, 200mm thick over 10,000m2 GIA; Steel Portal frame with bolts and baseplates; Coated galvanised trapezoidal roof sheets with no insulation, on steel purlins; Roof lights; valley gutters; matching fascia and soffit; Rainwater downpipes and gutters; trapezoidal uninsulated wall system cladding on cladding rails; External roller shutter doors and personnel doors; Single phase electrics, lighting and power ; EXCLUDES heating ; Underslab storm drainage from internal downpipes on building area greater than 1,000m2 | Location Adjustment Applicable (See Guidance Notes) - ERC = UK mean of 1.00 | (BEAMS Note 2) The ERC for this item should be added to all other rateable items on the hereditament (except land). Therefore the total of the ERC of the other Building Items and the P&M ERC (where applicable) to enable the correct contract size adjustment to be made. ERC of Building Component + ERC of P&M = Total ERC to which contract size adjustment should be applied. The appropriate % adjustment should be made in accordance with the scale for contract size adjustment specified under section 6 of the RCG 2023 Guidance notes. The currency ERC rates are set at £4m (Four Million Pounds) @ 1st April 2021 (AVD) for the RCG 2023 Publication. | The data consists of a typical Industrial shell. Works include the Industrial shell as described and includes works up to 1m perimeter to the building (1m wide paving slabs & foul/storm drainage), The cost include 2 no. personnel doors and roller shutters are included at 1 door up to 1,000m2 , 2 roller doors over 1,000m2 (GIA), and 4 roller doors over 5,000m2. Costs are for the shell only and do not include for internal rooms such as offices or toilets which should be added for seperately. See Variations for assistance. | - | - | - | - | - | Cavity Wall construction to lower walls should be added by measuring wall area at an E/O rate of £97m2(£5m2 less for uninsulated), single block walls are cost neutral. Additional roller shutter doors over and above the beacon specification at should be added at additonal cost of £ 232 each (4 x 4m) . Additional personnel doors over the assumed 2nr. - add £1,077 each. If heating is required an addition of £32/m2 (GIA) should be made to the beacon cost. Internal offices (in Industrial complexes) should be added by reference to Cost Guide code series 42P04A -42P40V, Internal WC - 42P40W | - | - | - |  | m2 | - | 3 - INDUSTRIAL | David Grace | Jim Allen | #N/A | Option 1 | ERROR | 0% | 514.6593 | 369.513 | 0% | 0% | 369.513 | 0% | Price Book Data | P. Avo | VOA_GPN_GOV_UK\7243572 | 2021-09-17 | Low | - | Low | - | - | Copied to latest DCS. | NA | SPONS A&B | 2 | (BEAMS Note 2) Standard | - | - | 2 | TRUE
3830 | 42A06U | 9067 | 42A06U | Industrial Buildings | Uninsulated Buildings | Sheet Metal Cladding | over 20,000m2 | Eaves Height - 14m | Building Area only; Site strip vegetation; Strip foundations; Column bases; Insulated Concrete GF slab with DPM and Mesh,150 thick up to 10,000m2, 200mm thick over 10,000m2 GIA; Steel Portal frame with bolts and baseplates; Coated galvanised trapezoidal roof sheets with no insulation, on steel purlins; Roof lights; valley gutters; matching fascia and soffit; Rainwater downpipes and gutters; trapezoidal uninsulated wall system cladding on cladding rails; External roller shutter doors and personnel doors; Single phase electrics, lighting and power ; EXCLUDES heating ; Underslab storm drainage from internal downpipes on building area greater than 1,000m2 | Location Adjustment Applicable (See Guidance Notes) - ERC = UK mean of 1.00 | (BEAMS Note 2) The ERC for this item should be added to all other rateable items on the hereditament (except land). Therefore the total of the ERC of the other Building Items and the P&M ERC (where applicable) to enable the correct contract size adjustment to be made. ERC of Building Component + ERC of P&M = Total ERC to which contract size adjustment should be applied. The appropriate % adjustment should be made in accordance with the scale for contract size adjustment specified under section 6 of the RCG 2023 Guidance notes. The currency ERC rates are set at £4m (Four Million Pounds) @ 1st April 2021 (AVD) for the RCG 2023 Publication. | The data consists of a typical Industrial shell. Works include the Industrial shell as described and includes works up to 1m perimeter to the building (1m wide paving slabs & foul/storm drainage), The cost include 2 no. personnel doors and roller shutters are included at 1 door up to 1,000m2 , 2 roller doors over 1,000m2 (GIA), and 4 roller doors over 5,000m2. Costs are for the shell only and do not include for internal rooms such as offices or toilets which should be added for seperately. See Variations for assistance. | - | - | - | - | - | Cavity Wall construction to lower walls should be added by measuring wall area at an E/O rate of £97m2(£5m2 less for uninsulated), single block walls are cost neutral. Additional roller shutter doors over and above the beacon specification at should be added at additonal cost of £ 232 each (4 x 4m) . Additional personnel doors over the assumed 2nr. - add £1,077 each. If heating is required an addition of £32/m2 (GIA) should be made to the beacon cost. Internal offices (in Industrial complexes) should be added by reference to Cost Guide code series 42P04A -42P40V, Internal WC - 42P40W | - | - | - |  | m2 | - | 3 - INDUSTRIAL | David Grace | Jim Allen | #N/A | Option 1 | ERROR | 0% | 517.0375 | 371.2205 | 0% | 0% | 371.2205 | 0% | Price Book Data | P. Avo | VOA_GPN_GOV_UK\7243572 | 2021-09-17 | Low | - | Low | - | - | Copied to latest DCS. | NA | SPONS A&B | 2 | (BEAMS Note 2) Standard | - | - | 2 | TRUE
3831 | 42A06V | 9068 | 42A06V | Industrial Buildings | Uninsulated Buildings | Sheet Metal Cladding | over 20,000m2 | Eaves Height - 15m | Building Area only; Site strip vegetation; Strip foundations; Column bases; Insulated Concrete GF slab with DPM and Mesh,150 thick up to 10,000m2, 200mm thick over 10,000m2 GIA; Steel Portal frame with bolts and baseplates; Coated galvanised trapezoidal roof sheets with no insulation, on steel purlins; Roof lights; valley gutters; matching fascia and soffit; Rainwater downpipes and gutters; trapezoidal uninsulated wall system cladding on cladding rails; External roller shutter doors and personnel doors; Single phase electrics, lighting and power ; EXCLUDES heating ; Underslab storm drainage from internal downpipes on building area greater than 1,000m2 | Location Adjustment Applicable (See Guidance Notes) - ERC = UK mean of 1.00 | (BEAMS Note 2) The ERC for this item should be added to all other rateable items on the hereditament (except land). Therefore the total of the ERC of the other Building Items and the P&M ERC (where applicable) to enable the correct contract size adjustment to be made. ERC of Building Component + ERC of P&M = Total ERC to which contract size adjustment should be applied. The appropriate % adjustment should be made in accordance with the scale for contract size adjustment specified under section 6 of the RCG 2023 Guidance notes. The currency ERC rates are set at £4m (Four Million Pounds) @ 1st April 2021 (AVD) for the RCG 2023 Publication. | The data consists of a typical Industrial shell. Works include the Industrial shell as described and includes works up to 1m perimeter to the building (1m wide paving slabs & foul/storm drainage), The cost include 2 no. personnel doors and roller shutters are included at 1 door up to 1,000m2 , 2 roller doors over 1,000m2 (GIA), and 4 roller doors over 5,000m2. Costs are for the shell only and do not include for internal rooms such as offices or toilets which should be added for seperately. See Variations for assistance. | - | - | - | - | - | Cavity Wall construction to lower walls should be added by measuring wall area at an E/O rate of £97m2(£5m2 less for uninsulated), single block walls are cost neutral. Additional roller shutter doors over and above the beacon specification at should be added at additonal cost of £ 232 each (4 x 4m) . Additional personnel doors over the assumed 2nr. - add £1,077 each. If heating is required an addition of £32/m2 (GIA) should be made to the beacon cost. Internal offices (in Industrial complexes) should be added by reference to Cost Guide code series 42P04A -42P40V, Internal WC - 42P40W | - | - | - |  | m2 | - | 3 - INDUSTRIAL | David Grace | Jim Allen | #N/A | Option 1 | ERROR | 0% | 519.4157 | 372.928 | 0% | 0% | 372.928 | 0% | Price Book Data | P. Avo | VOA_GPN_GOV_UK\7243572 | 2021-09-17 | Low | - | Low | - | - | Copied to latest DCS. | NA | SPONS A&B | 2 | (BEAMS Note 2) Standard | - | - | 2 | TRUE
3832 | 42A06W | 9069 | 42A06W | Industrial Buildings | Uninsulated Buildings | Sheet Metal Cladding | over 20,000m2 | Eaves Height - 16m | Building Area only; Site strip vegetation; Strip foundations; Column bases; Insulated Concrete GF slab with DPM and Mesh,150 thick up to 10,000m2, 200mm thick over 10,000m2 GIA; Steel Portal frame with bolts and baseplates; Coated galvanised trapezoidal roof sheets with no insulation, on steel purlins; Roof lights; valley gutters; matching fascia and soffit; Rainwater downpipes and gutters; trapezoidal uninsulated wall system cladding on cladding rails; External roller shutter doors and personnel doors; Single phase electrics, lighting and power ; EXCLUDES heating ; Underslab storm drainage from internal downpipes on building area greater than 1,000m2 | Location Adjustment Applicable (See Guidance Notes) - ERC = UK mean of 1.00 | (BEAMS Note 2) The ERC for this item should be added to all other rateable items on the hereditament (except land). Therefore the total of the ERC of the other Building Items and the P&M ERC (where applicable) to enable the correct contract size adjustment to be made. ERC of Building Component + ERC of P&M = Total ERC to which contract size adjustment should be applied. The appropriate % adjustment should be made in accordance with the scale for contract size adjustment specified under section 6 of the RCG 2023 Guidance notes. The currency ERC rates are set at £4m (Four Million Pounds) @ 1st April 2021 (AVD) for the RCG 2023 Publication. | The data consists of a typical Industrial shell. Works include the Industrial shell as described and includes works up to 1m perimeter to the building (1m wide paving slabs & foul/storm drainage), The cost include 2 no. personnel doors and roller shutters are included at 1 door up to 1,000m2 , 2 roller doors over 1,000m2 (GIA), and 4 roller doors over 5,000m2. Costs are for the shell only and do not include for internal rooms such as offices or toilets which should be added for seperately. See Variations for assistance. | - | - | - | - | - | Cavity Wall construction to lower walls should be added by measuring wall area at an E/O rate of £97m2(£5m2 less for uninsulated), single block walls are cost neutral. Additional roller shutter doors over and above the beacon specification at should be added at additonal cost of £ 232 each (4 x 4m) . Additional personnel doors over the assumed 2nr. - add £1,077 each. If heating is required an addition of £32/m2 (GIA) should be made to the beacon cost. Internal offices (in Industrial complexes) should be added by reference to Cost Guide code series 42P04A -42P40V, Internal WC - 42P40W | - | - | - |  | m2 | - | 3 - INDUSTRIAL | David Grace | Jim Allen | #N/A | Option 1 | ERROR | 0% | 521.7939 | 374.6355 | 0% | 0% | 374.6355 | 0% | Price Book Data | P. Avo | VOA_GPN_GOV_UK\7243572 | 2021-09-17 | Low | - | Low | - | - | Copied to latest DCS. | NA | SPONS A&B | 2 | (BEAMS Note 2) Standard | - | - | 2 | TRUE
3833 | 42A06X | 9070 | 42A06X | Industrial Buildings | Uninsulated Buildings | Sheet Metal Cladding | over 20,000m2 | Eaves Height - 17m | Building Area only; Site strip vegetation; Strip foundations; Column bases; Insulated Concrete GF slab with DPM and Mesh,150 thick up to 10,000m2, 200mm thick over 10,000m2 GIA; Steel Portal frame with bolts and baseplates; Coated galvanised trapezoidal roof sheets with no insulation, on steel purlins; Roof lights; valley gutters; matching fascia and soffit; Rainwater downpipes and gutters; trapezoidal uninsulated wall system cladding on cladding rails; External roller shutter doors and personnel doors; Single phase electrics, lighting and power ; EXCLUDES heating ; Underslab storm drainage from internal downpipes on building area greater than 1,000m2 | Location Adjustment Applicable (See Guidance Notes) - ERC = UK mean of 1.00 | (BEAMS Note 2) The ERC for this item should be added to all other rateable items on the hereditament (except land). Therefore the total of the ERC of the other Building Items and the P&M ERC (where applicable) to enable the correct contract size adjustment to be made. ERC of Building Component + ERC of P&M = Total ERC to which contract size adjustment should be applied. The appropriate % adjustment should be made in accordance with the scale for contract size adjustment specified under section 6 of the RCG 2023 Guidance notes. The currency ERC rates are set at £4m (Four Million Pounds) @ 1st April 2021 (AVD) for the RCG 2023 Publication. | The data consists of a typical Industrial shell. Works include the Industrial shell as described and includes works up to 1m perimeter to the building (1m wide paving slabs & foul/storm drainage), The cost include 2 no. personnel doors and roller shutters are included at 1 door up to 1,000m2 , 2 roller doors over 1,000m2 (GIA), and 4 roller doors over 5,000m2. Costs are for the shell only and do not include for internal rooms such as offices or toilets which should be added for seperately. See Variations for assistance. | - | - | - | - | - | Cavity Wall construction to lower walls should be added by measuring wall area at an E/O rate of £97m2(£5m2 less for uninsulated), single block walls are cost neutral. Additional roller shutter doors over and above the beacon specification at should be added at additonal cost of £ 232 each (4 x 4m) . Additional personnel doors over the assumed 2nr. - add £1,077 each. If heating is required an addition of £32/m2 (GIA) should be made to the beacon cost. Internal offices (in Industrial complexes) should be added by reference to Cost Guide code series 42P04A -42P40V, Internal WC - 42P40W | - | - | - |  | m2 | - | 3 - INDUSTRIAL | David Grace | Jim Allen | #N/A | Option 1 | ERROR | 0% | 524.1721 | 376.343 | 0% | 0% | 376.343 | 0% | Price Book Data | P. Avo | VOA_GPN_GOV_UK\7243572 | 2021-09-17 | Low | - | Low | - | - | Copied to latest DCS. | NA | SPONS A&B | 2 | (BEAMS Note 2) Standard | - | - | 2 | TRUE
3834 | 42A06Y | 9071 | 42A06Y | Industrial Buildings | Uninsulated Buildings | Sheet Metal Cladding | over 20,000m2 | Eaves Height - 18m | Building Area only; Site strip vegetation; Strip foundations; Column bases; Insulated Concrete GF slab with DPM and Mesh,150 thick up to 10,000m2, 200mm thick over 10,000m2 GIA; Steel Portal frame with bolts and baseplates; Coated galvanised trapezoidal roof sheets with no insulation, on steel purlins; Roof lights; valley gutters; matching fascia and soffit; Rainwater downpipes and gutters; trapezoidal uninsulated wall system cladding on cladding rails; External roller shutter doors and personnel doors; Single phase electrics, lighting and power ; EXCLUDES heating ; Underslab storm drainage from internal downpipes on building area greater than 1,000m2 | Location Adjustment Applicable (See Guidance Notes) - ERC = UK mean of 1.00 | (BEAMS Note 2) The ERC for this item should be added to all other rateable items on the hereditament (except land). Therefore the total of the ERC of the other Building Items and the P&M ERC (where applicable) to enable the correct contract size adjustment to be made. ERC of Building Component + ERC of P&M = Total ERC to which contract size adjustment should be applied. The appropriate % adjustment should be made in accordance with the scale for contract size adjustment specified under section 6 of the RCG 2023 Guidance notes. The currency ERC rates are set at £4m (Four Million Pounds) @ 1st April 2021 (AVD) for the RCG 2023 Publication. | The data consists of a typical Industrial shell. Works include the Industrial shell as described and includes works up to 1m perimeter to the building (1m wide paving slabs & foul/storm drainage), The cost include 2 no. personnel doors and roller shutters are included at 1 door up to 1,000m2 , 2 roller doors over 1,000m2 (GIA), and 4 roller doors over 5,000m2. Costs are for the shell only and do not include for internal rooms such as offices or toilets which should be added for seperately. See Variations for assistance. | - | - | - | - | - | Cavity Wall construction to lower walls should be added by measuring wall area at an E/O rate of £97m2(£5m2 less for uninsulated), single block walls are cost neutral. Additional roller shutter doors over and above the beacon specification at should be added at additonal cost of £ 232 each (4 x 4m) . Additional personnel doors over the assumed 2nr. - add £1,077 each. If heating is required an addition of £32/m2 (GIA) should be made to the beacon cost. Internal offices (in Industrial complexes) should be added by reference to Cost Guide code series 42P04A -42P40V, Internal WC - 42P40W | - | - | - |  | m2 | - | 3 - INDUSTRIAL | David Grace | Jim Allen | #N/A | Option 1 | ERROR | 0% | 526.5503 | 378.0505 | 0% | 0% | 378.0505 | 0% | Price Book Data | P. Avo | VOA_GPN_GOV_UK\7243572 | 2021-09-17 | Low | - | Low | - | - | Copied to latest DCS. | NA | SPONS A&B | 2 | (BEAMS Note 2) Standard | - | - | 2 | TRUE
3835 | 42A06Z | 9072 | 42A06Z | Industrial Buildings | Uninsulated Buildings | Sheet Metal Cladding | over 20,000m2 | Eaves Height - 19m | Building Area only; Site strip vegetation; Strip foundations; Column bases; Insulated Concrete GF slab with DPM and Mesh,150 thick up to 10,000m2, 200mm thick over 10,000m2 GIA; Steel Portal frame with bolts and baseplates; Coated galvanised trapezoidal roof sheets with no insulation, on steel purlins; Roof lights; valley gutters; matching fascia and soffit; Rainwater downpipes and gutters; trapezoidal uninsulated wall system cladding on cladding rails; External roller shutter doors and personnel doors; Single phase electrics, lighting and power ; EXCLUDES heating ; Underslab storm drainage from internal downpipes on building area greater than 1,000m2 | Location Adjustment Applicable (See Guidance Notes) - ERC = UK mean of 1.00 | (BEAMS Note 2) The ERC for this item should be added to all other rateable items on the hereditament (except land). Therefore the total of the ERC of the other Building Items and the P&M ERC (where applicable) to enable the correct contract size adjustment to be made. ERC of Building Component + ERC of P&M = Total ERC to which contract size adjustment should be applied. The appropriate % adjustment should be made in accordance with the scale for contract size adjustment specified under section 6 of the RCG 2023 Guidance notes. The currency ERC rates are set at £4m (Four Million Pounds) @ 1st April 2021 (AVD) for the RCG 2023 Publication. | The data consists of a typical Industrial shell. Works include the Industrial shell as described and includes works up to 1m perimeter to the building (1m wide paving slabs & foul/storm drainage), The cost include 2 no. personnel doors and roller shutters are included at 1 door up to 1,000m2 , 2 roller doors over 1,000m2 (GIA), and 4 roller doors over 5,000m2. Costs are for the shell only and do not include for internal rooms such as offices or toilets which should be added for seperately. See Variations for assistance. | - | - | - | - | - | Cavity Wall construction to lower walls should be added by measuring wall area at an E/O rate of £97m2(£5m2 less for uninsulated), single block walls are cost neutral. Additional roller shutter doors over and above the beacon specification at should be added at additonal cost of £ 232 each (4 x 4m) . Additional personnel doors over the assumed 2nr. - add £1,077 each. If heating is required an addition of £32/m2 (GIA) should be made to the beacon cost. Internal offices (in Industrial complexes) should be added by reference to Cost Guide code series 42P04A -42P40V, Internal WC - 42P40W | - | - | - |  | m2 | - | 3 - INDUSTRIAL | David Grace | Jim Allen | #N/A | Option 1 | ERROR | 0% | 528.9285 | 379.758 | 0% | 0% | 379.758 | 0% | Price Book Data | P. Avo | VOA_GPN_GOV_UK\7243572 | 2021-09-17 | Low | - | Low | - | - | Copied to latest DCS. | NA | SPONS A&B | 2 | (BEAMS Note 2) Standard | - | - | 2 | TRUE
3836 | 42A07A | 9073 | 42A07A | Industrial Buildings | Uninsulated Buildings | Sheet Metal Cladding | over 20,000m2 | Eaves Height - 20m | Building Area only; Site strip vegetation; Strip foundations; Column bases; Insulated Concrete GF slab with DPM and Mesh,150 thick up to 10,000m2, 200mm thick over 10,000m2 GIA; Steel Portal frame with bolts and baseplates; Coated galvanised trapezoidal roof sheets with no insulation, on steel purlins; Roof lights; valley gutters; matching fascia and soffit; Rainwater downpipes and gutters; trapezoidal uninsulated wall system cladding on cladding rails; External roller shutter doors and personnel doors; Single phase electrics, lighting and power ; EXCLUDES heating ; Underslab storm drainage from internal downpipes on building area greater than 1,000m2 | Location Adjustment Applicable (See Guidance Notes) - ERC = UK mean of 1.00 | (BEAMS Note 2) The ERC for this item should be added to all other rateable items on the hereditament (except land). Therefore the total of the ERC of the other Building Items and the P&M ERC (where applicable) to enable the correct contract size adjustment to be made. ERC of Building Component + ERC of P&M = Total ERC to which contract size adjustment should be applied. The appropriate % adjustment should be made in accordance with the scale for contract size adjustment specified under section 6 of the RCG 2023 Guidance notes. The currency ERC rates are set at £4m (Four Million Pounds) @ 1st April 2021 (AVD) for the RCG 2023 Publication. | The data consists of a typical Industrial shell. Works include the Industrial shell as described and includes works up to 1m perimeter to the building (1m wide paving slabs & foul/storm drainage), The cost include 2 no. personnel doors and roller shutters are included at 1 door up to 1,000m2 , 2 roller doors over 1,000m2 (GIA), and 4 roller doors over 5,000m2. Costs are for the shell only and do not include for internal rooms such as offices or toilets which should be added for seperately. See Variations for assistance. | - | - | - | - | - | Cavity Wall construction to lower walls should be added by measuring wall area at an E/O rate of £97m2(£5m2 less for uninsulated), single block walls are cost neutral. Additional roller shutter doors over and above the beacon specification at should be added at additonal cost of £ 232 each (4 x 4m) . Additional personnel doors over the assumed 2nr. - add £1,077 each. If heating is required an addition of £32/m2 (GIA) should be made to the beacon cost. Internal offices (in Industrial complexes) should be added by reference to Cost Guide code series 42P04A -42P40V, Internal WC - 42P40W | - | - | - |  | m2 | - | 3 - INDUSTRIAL | David Grace | Jim Allen | #N/A | Option 1 | ERROR | 0% | 531.3067 | 381.4655 | 0% | 0% | 381.4655 | 0% | Price Book Data | P. Avo | VOA_GPN_GOV_UK\7243572 | 2021-09-17 | Low | - | Low | - | - | Copied to latest DCS. | NA | SPONS A&B | 2 | (BEAMS Note 2) Standard | - | - | 2 | TRUE
3837 | 41P228 | 6289 | 41P228 | Industrial Buildings | Uninsulated Buildings | Sheet Metal Cladding | 0 - 100m2 | Eaves Height - 21m | Building Area only; Site strip vegetation; Strip foundations; Column bases; Insulated Concrete GF slab with DPM and Mesh,150 thick up to 10,000m2, 200mm thick over 10,000m2 GIA; Steel Portal frame with bolts and baseplates; Coated galvanised trapezoidal roof sheets with no insulation, on steel purlins; Roof lights; valley gutters; matching fascia and soffit; Rainwater downpipes and gutters; trapezoidal uninsulated wall system cladding on cladding rails; External roller shutter doors and personnel doors; Single phase electrics, lighting and power ; EXCLUDES heating ; Underslab storm drainage from internal downpipes on building area greater than 1,000m2 | Location Adjustment Applicable (See Guidance Notes) - ERC = UK mean of 1.00 | (BEAMS Note 2) The ERC for this item should be added to all other rateable items on the hereditament (except land). Therefore the total of the ERC of the other Building Items and the P&M ERC (where applicable) to enable the correct contract size adjustment to be made. ERC of Building Component + ERC of P&M = Total ERC to which contract size adjustment should be applied. The appropriate % adjustment should be made in accordance with the scale for contract size adjustment specified under section 6 of the RCG 2023 Guidance notes. The currency ERC rates are set at £4m (Four Million Pounds) @ 1st April 2021 (AVD) for the RCG 2023 Publication. | The data consists of a typical Industrial shell. Works include the Industrial shell as described and includes works up to 1m perimeter to the building (1m wide paving slabs & foul/storm drainage), The cost include 2 no. personnel doors and roller shutters are included at 1 door up to 1,000m2 , 2 roller doors over 1,000m2 (GIA), and 4 roller doors over 5,000m2. Costs are for the shell only and do not include for internal rooms such as offices or toilets which should be added for seperately. See Variations for assistance. | - | - | - | - | - | Cavity Wall construction to lower walls should be added by measuring wall area at an E/O rate of £97m2(£5m2 less for uninsulated), single block walls are cost neutral. Additional roller shutter doors over and above the beacon specification at should be added at additonal cost of £ 232 each (4 x 4m) . Additional personnel doors over the assumed 2nr. - add £1,077 each. If heating is required an addition of £32/m2 (GIA) should be made to the beacon cost. Internal offices (in Industrial complexes) should be added by reference to Cost Guide code series 42P04A -42P40V, Internal WC - 42P40W | - | - | - |  | m2 | - | 3 - INDUSTRIAL | David Grace | Jim Allen | 983.3312 | Option 1 | 1219.138 | 23.98% | 1707.2311 | 1225.7511 | 24.65% | 0.5424% | 1225.7511 | 24.65% | Price Book Data | P. Avo | VOA_GPN_GOV_UK\7243572 | 2021-09-15 | Low | - | Low | - | - | Copied to latest DCS. | NA | SPONS A&B | 2 | (BEAMS Note 2) Standard | - | - | 2 | TRUE
3838 | 41P229 | 6290 | 41P229 | Industrial Buildings | Uninsulated Buildings | Sheet Metal Cladding | 0 - 100m2 | Eaves Height - 22m | Building Area only; Site strip vegetation; Strip foundations; Column bases; Insulated Concrete GF slab with DPM and Mesh,150 thick up to 10,000m2, 200mm thick over 10,000m2 GIA; Steel Portal frame with bolts and baseplates; Coated galvanised trapezoidal roof sheets with no insulation, on steel purlins; Roof lights; valley gutters; matching fascia and soffit; Rainwater downpipes and gutters; trapezoidal uninsulated wall system cladding on cladding rails; External roller shutter doors and personnel doors; Single phase electrics, lighting and power ; EXCLUDES heating ; Underslab storm drainage from internal downpipes on building area greater than 1,000m2 | Location Adjustment Applicable (See Guidance Notes) - ERC = UK mean of 1.00 | (BEAMS Note 2) The ERC for this item should be added to all other rateable items on the hereditament (except land). Therefore the total of the ERC of the other Building Items and the P&M ERC (where applicable) to enable the correct contract size adjustment to be made. ERC of Building Component + ERC of P&M = Total ERC to which contract size adjustment should be applied. The appropriate % adjustment should be made in accordance with the scale for contract size adjustment specified under section 6 of the RCG 2023 Guidance notes. The currency ERC rates are set at £4m (Four Million Pounds) @ 1st April 2021 (AVD) for the RCG 2023 Publication. | The data consists of a typical Industrial shell. Works include the Industrial shell as described and includes works up to 1m perimeter to the building (1m wide paving slabs & foul/storm drainage), The cost include 2 no. personnel doors and roller shutters are included at 1 door up to 1,000m2 , 2 roller doors over 1,000m2 (GIA), and 4 roller doors over 5,000m2. Costs are for the shell only and do not include for internal rooms such as offices or toilets which should be added for seperately. See Variations for assistance. | - | - | - | - | - | Cavity Wall construction to lower walls should be added by measuring wall area at an E/O rate of £97m2(£5m2 less for uninsulated), single block walls are cost neutral. Additional roller shutter doors over and above the beacon specification at should be added at additonal cost of £ 232 each (4 x 4m) . Additional personnel doors over the assumed 2nr. - add £1,077 each. If heating is required an addition of £32/m2 (GIA) should be made to the beacon cost. Internal offices (in Industrial complexes) should be added by reference to Cost Guide code series 42P04A -42P40V, Internal WC - 42P40W | - | - | - |  | m2 | - | 3 - INDUSTRIAL | David Grace | Jim Allen | 1021.0038 | Option 1 | 1265.8447 | 23.98% | 1746.8498 | 1254.1964 | 22.84% | -0.9202% | 1254.1964 | 22.84% | Price Book Data | P. Avo | VOA_GPN_GOV_UK\7243572 | 2021-09-15 | Low | - | Low | - | - | Copied to latest DCS. | NA | SPONS A&B | 2 | (BEAMS Note 2) Standard | - | - | 2 | TRUE
3839 | 41P230 | 6502 | 41P230 | Industrial Buildings | Uninsulated Buildings | Sheet Metal Cladding | 0 - 100m2 | Eaves Height - 23m | Building Area only; Site strip vegetation; Strip foundations; Column bases; Insulated Concrete GF slab with DPM and Mesh,150 thick up to 10,000m2, 200mm thick over 10,000m2 GIA; Steel Portal frame with bolts and baseplates; Coated galvanised trapezoidal roof sheets with no insulation, on steel purlins; Roof lights; valley gutters; matching fascia and soffit; Rainwater downpipes and gutters; trapezoidal uninsulated wall system cladding on cladding rails; External roller shutter doors and personnel doors; Single phase electrics, lighting and power ; EXCLUDES heating ; Underslab storm drainage from internal downpipes on building area greater than 1,000m2 | Location Adjustment Applicable (See Guidance Notes) - ERC = UK mean of 1.00 | (BEAMS Note 2) The ERC for this item should be added to all other rateable items on the hereditament (except land). Therefore the total of the ERC of the other Building Items and the P&M ERC (where applicable) to enable the correct contract size adjustment to be made. ERC of Building Component + ERC of P&M = Total ERC to which contract size adjustment should be applied. The appropriate % adjustment should be made in accordance with the scale for contract size adjustment specified under section 6 of the RCG 2023 Guidance notes. The currency ERC rates are set at £4m (Four Million Pounds) @ 1st April 2021 (AVD) for the RCG 2023 Publication. | The data consists of a typical Industrial shell. Works include the Industrial shell as described and includes works up to 1m perimeter to the building (1m wide paving slabs & foul/storm drainage), The cost include 2 no. personnel doors and roller shutters are included at 1 door up to 1,000m2 , 2 roller doors over 1,000m2 (GIA), and 4 roller doors over 5,000m2. Costs are for the shell only and do not include for internal rooms such as offices or toilets which should be added for seperately. See Variations for assistance. | - | - | - | - | - | Cavity Wall construction to lower walls should be added by measuring wall area at an E/O rate of £97m2(£5m2 less for uninsulated), single block walls are cost neutral. Additional roller shutter doors over and above the beacon specification at should be added at additonal cost of £ 232 each (4 x 4m) . Additional personnel doors over the assumed 2nr. - add £1,077 each. If heating is required an addition of £32/m2 (GIA) should be made to the beacon cost. Internal offices (in Industrial complexes) should be added by reference to Cost Guide code series 42P04A -42P40V, Internal WC - 42P40W | - | - | - |  | m2 | - | 3 - INDUSTRIAL | David Grace | Jim Allen | 1057.9075 | Option 1 | 1311.5981 | 23.98% | 1786.4684 | 1282.6416 | 21.24% | -2.208% | 1282.6416 | 21.24% | Price Book Data | P. Avo | VOA_GPN_GOV_UK\7243572 | 2021-09-15 | Low | - | Low | - | - | Copied to latest DCS. | NA | SPONS A&B | 2 | (BEAMS Note 2) Standard | - | - | 2 | TRUE
3840 | 41P231 | 6301 | 41P231 | Industrial Buildings | Uninsulated Buildings | Sheet Metal Cladding | 0 - 100m2 | Eaves Height - 24m | Building Area only; Site strip vegetation; Strip foundations; Column bases; Insulated Concrete GF slab with DPM and Mesh,150 thick up to 10,000m2, 200mm thick over 10,000m2 GIA; Steel Portal frame with bolts and baseplates; Coated galvanised trapezoidal roof sheets with no insulation, on steel purlins; Roof lights; valley gutters; matching fascia and soffit; Rainwater downpipes and gutters; trapezoidal uninsulated wall system cladding on cladding rails; External roller shutter doors and personnel doors; Single phase electrics, lighting and power ; EXCLUDES heating ; Underslab storm drainage from internal downpipes on building area greater than 1,000m2 | Location Adjustment Applicable (See Guidance Notes) - ERC = UK mean of 1.00 | (BEAMS Note 2) The ERC for this item should be added to all other rateable items on the hereditament (except land). Therefore the total of the ERC of the other Building Items and the P&M ERC (where applicable) to enable the correct contract size adjustment to be made. ERC of Building Component + ERC of P&M = Total ERC to which contract size adjustment should be applied. The appropriate % adjustment should be made in accordance with the scale for contract size adjustment specified under section 6 of the RCG 2023 Guidance notes. The currency ERC rates are set at £4m (Four Million Pounds) @ 1st April 2021 (AVD) for the RCG 2023 Publication. | The data consists of a typical Industrial shell. Works include the Industrial shell as described and includes works up to 1m perimeter to the building (1m wide paving slabs & foul/storm drainage), The cost include 2 no. personnel doors and roller shutters are included at 1 door up to 1,000m2 , 2 roller doors over 1,000m2 (GIA), and 4 roller doors over 5,000m2. Costs are for the shell only and do not include for internal rooms such as offices or toilets which should be added for seperately. See Variations for assistance. | - | - | - | - | - | Cavity Wall construction to lower walls should be added by measuring wall area at an E/O rate of £97m2(£5m2 less for uninsulated), single block walls are cost neutral. Additional roller shutter doors over and above the beacon specification at should be added at additonal cost of £ 232 each (4 x 4m) . Additional personnel doors over the assumed 2nr. - add £1,077 each. If heating is required an addition of £32/m2 (GIA) should be made to the beacon cost. Internal offices (in Industrial complexes) should be added by reference to Cost Guide code series 42P04A -42P40V, Internal WC - 42P40W | - | - | - |  | m2 | - | 3 - INDUSTRIAL | David Grace | Jim Allen | 1095.5801 | Option 1 | 1358.3047 | 23.98% | 1826.087 | 1311.0868 | 19.67% | -3.476% | 1311.0868 | 19.67% | Price Book Data | P. Avo | VOA_GPN_GOV_UK\7243572 | 2021-09-15 | Low | - | Low | - | - | Copied to latest DCS. | NA | SPONS A&B | 2 | (BEAMS Note 2) Standard | - | - | 2 | TRUE
3841 | 41P232 | 6302 | 41P232 | Industrial Buildings | Uninsulated Buildings | Sheet Metal Cladding | 0 - 100m2 | Eaves Height - 25m | Building Area only; Site strip vegetation; Strip foundations; Column bases; Insulated Concrete GF slab with DPM and Mesh,150 thick up to 10,000m2, 200mm thick over 10,000m2 GIA; Steel Portal frame with bolts and baseplates; Coated galvanised trapezoidal roof sheets with no insulation, on steel purlins; Roof lights; valley gutters; matching fascia and soffit; Rainwater downpipes and gutters; trapezoidal uninsulated wall system cladding on cladding rails; External roller shutter doors and personnel doors; Single phase electrics, lighting and power ; EXCLUDES heating ; Underslab storm drainage from internal downpipes on building area greater than 1,000m2 | Location Adjustment Applicable (See Guidance Notes) - ERC = UK mean of 1.00 | (BEAMS Note 2) The ERC for this item should be added to all other rateable items on the hereditament (except land). Therefore the total of the ERC of the other Building Items and the P&M ERC (where applicable) to enable the correct contract size adjustment to be made. ERC of Building Component + ERC of P&M = Total ERC to which contract size adjustment should be applied. The appropriate % adjustment should be made in accordance with the scale for contract size adjustment specified under section 6 of the RCG 2023 Guidance notes. The currency ERC rates are set at £4m (Four Million Pounds) @ 1st April 2021 (AVD) for the RCG 2023 Publication. | The data consists of a typical Industrial shell. Works include the Industrial shell as described and includes works up to 1m perimeter to the building (1m wide paving slabs & foul/storm drainage), The cost include 2 no. personnel doors and roller shutters are included at 1 door up to 1,000m2 , 2 roller doors over 1,000m2 (GIA), and 4 roller doors over 5,000m2. Costs are for the shell only and do not include for internal rooms such as offices or toilets which should be added for seperately. See Variations for assistance. | - | - | - | - | - | Cavity Wall construction to lower walls should be added by measuring wall area at an E/O rate of £97m2(£5m2 less for uninsulated), single block walls are cost neutral. Additional roller shutter doors over and above the beacon specification at should be added at additonal cost of £ 232 each (4 x 4m) . Additional personnel doors over the assumed 2nr. - add £1,077 each. If heating is required an addition of £32/m2 (GIA) should be made to the beacon cost. Internal offices (in Industrial complexes) should be added by reference to Cost Guide code series 42P04A -42P40V, Internal WC - 42P40W | - | - | - |  | m2 | - | 3 - INDUSTRIAL | David Grace | Jim Allen | 1132.4838 | Option 1 | 1404.0581 | 23.98% | 1865.7057 | 1339.5321 | 18.28% | -4.596% | 1339.5321 | 18.28% | Price Book Data | P. Avo | VOA_GPN_GOV_UK\7243572 | 2021-09-15 | Low | - | Low | - | - | Copied to latest DCS. | NA | SPONS A&B | 2 | (BEAMS Note 2) Standard | - | - | 2 | TRUE
3842 | 41P233 | 6303 | 41P233 | Industrial Buildings | Uninsulated Buildings | Sheet Metal Cladding | 0 - 100m2 | Eaves Height - 26m | Building Area only; Site strip vegetation; Strip foundations; Column bases; Insulated Concrete GF slab with DPM and Mesh,150 thick up to 10,000m2, 200mm thick over 10,000m2 GIA; Steel Portal frame with bolts and baseplates; Coated galvanised trapezoidal roof sheets with no insulation, on steel purlins; Roof lights; valley gutters; matching fascia and soffit; Rainwater downpipes and gutters; trapezoidal uninsulated wall system cladding on cladding rails; External roller shutter doors and personnel doors; Single phase electrics, lighting and power ; EXCLUDES heating ; Underslab storm drainage from internal downpipes on building area greater than 1,000m2 | Location Adjustment Applicable (See Guidance Notes) - ERC = UK mean of 1.00 | (BEAMS Note 2) The ERC for this item should be added to all other rateable items on the hereditament (except land). Therefore the total of the ERC of the other Building Items and the P&M ERC (where applicable) to enable the correct contract size adjustment to be made. ERC of Building Component + ERC of P&M = Total ERC to which contract size adjustment should be applied. The appropriate % adjustment should be made in accordance with the scale for contract size adjustment specified under section 6 of the RCG 2023 Guidance notes. The currency ERC rates are set at £4m (Four Million Pounds) @ 1st April 2021 (AVD) for the RCG 2023 Publication. | The data consists of a typical Industrial shell. Works include the Industrial shell as described and includes works up to 1m perimeter to the building (1m wide paving slabs & foul/storm drainage), The cost include 2 no. personnel doors and roller shutters are included at 1 door up to 1,000m2 , 2 roller doors over 1,000m2 (GIA), and 4 roller doors over 5,000m2. Costs are for the shell only and do not include for internal rooms such as offices or toilets which should be added for seperately. See Variations for assistance. | - | - | - | - | - | Cavity Wall construction to lower walls should be added by measuring wall area at an E/O rate of £97m2(£5m2 less for uninsulated), single block walls are cost neutral. Additional roller shutter doors over and above the beacon specification at should be added at additonal cost of £ 232 each (4 x 4m) . Additional personnel doors over the assumed 2nr. - add £1,077 each. If heating is required an addition of £32/m2 (GIA) should be made to the beacon cost. Internal offices (in Industrial complexes) should be added by reference to Cost Guide code series 42P04A -42P40V, Internal WC - 42P40W | - | - | - |  | m2 | - | 3 - INDUSTRIAL | David Grace | Jim Allen | 1180.1512 | Option 1 | 1463.1563 | 23.98% | 1905.3243 | 1367.9773 | 15.92% | -6.505% | 1367.9773 | 15.92% | Price Book Data | P. Avo | VOA_GPN_GOV_UK\7243572 | 2021-09-15 | Low | - | Low | - | - | Copied to latest DCS. | NA | SPONS A&B | 2 | (BEAMS Note 2) Standard | - | - | 2 | TRUE
3843 | 41P234 | 6307 | 41P234 | Industrial Buildings | Uninsulated Buildings | Sheet Metal Cladding | 0 - 100m2 | Eaves Height - 27m | Building Area only; Site strip vegetation; Strip foundations; Column bases; Insulated Concrete GF slab with DPM and Mesh,150 thick up to 10,000m2, 200mm thick over 10,000m2 GIA; Steel Portal frame with bolts and baseplates; Coated galvanised trapezoidal roof sheets with no insulation, on steel purlins; Roof lights; valley gutters; matching fascia and soffit; Rainwater downpipes and gutters; trapezoidal uninsulated wall system cladding on cladding rails; External roller shutter doors and personnel doors; Single phase electrics, lighting and power ; EXCLUDES heating ; Underslab storm drainage from internal downpipes on building area greater than 1,000m2 | Location Adjustment Applicable (See Guidance Notes) - ERC = UK mean of 1.00 | (BEAMS Note 2) The ERC for this item should be added to all other rateable items on the hereditament (except land). Therefore the total of the ERC of the other Building Items and the P&M ERC (where applicable) to enable the correct contract size adjustment to be made. ERC of Building Component + ERC of P&M = Total ERC to which contract size adjustment should be applied. The appropriate % adjustment should be made in accordance with the scale for contract size adjustment specified under section 6 of the RCG 2023 Guidance notes. The currency ERC rates are set at £4m (Four Million Pounds) @ 1st April 2021 (AVD) for the RCG 2023 Publication. | The data consists of a typical Industrial shell. Works include the Industrial shell as described and includes works up to 1m perimeter to the building (1m wide paving slabs & foul/storm drainage), The cost include 2 no. personnel doors and roller shutters are included at 1 door up to 1,000m2 , 2 roller doors over 1,000m2 (GIA), and 4 roller doors over 5,000m2. Costs are for the shell only and do not include for internal rooms such as offices or toilets which should be added for seperately. See Variations for assistance. | - | - | - | - | - | Cavity Wall construction to lower walls should be added by measuring wall area at an E/O rate of £97m2(£5m2 less for uninsulated), single block walls are cost neutral. Additional roller shutter doors over and above the beacon specification at should be added at additonal cost of £ 232 each (4 x 4m) . Additional personnel doors over the assumed 2nr. - add £1,077 each. If heating is required an addition of £32/m2 (GIA) should be made to the beacon cost. Internal offices (in Industrial complexes) should be added by reference to Cost Guide code series 42P04A -42P40V, Internal WC - 42P40W | - | - | - |  | m2 | - | 3 - INDUSTRIAL | David Grace | Jim Allen | 1225.5121 | Option 1 | 1519.3949 | 23.98% | 1944.9429 | 1396.4225 | 13.95% | -8.094% | 1396.4225 | 13.95% | Price Book Data | P. Avo | VOA_GPN_GOV_UK\7243572 | 2021-09-15 | Low | - | Low | - | - | Copied to latest DCS. | NA | SPONS A&B | 2 | (BEAMS Note 2) Standard | - | - | 2 | TRUE
3844 | 41P235 | 6308 | 41P235 | Industrial Buildings | Uninsulated Buildings | Sheet Metal Cladding | 0 - 100m2 | Eaves Height - 28m | Building Area only; Site strip vegetation; Strip foundations; Column bases; Insulated Concrete GF slab with DPM and Mesh,150 thick up to 10,000m2, 200mm thick over 10,000m2 GIA; Steel Portal frame with bolts and baseplates; Coated galvanised trapezoidal roof sheets with no insulation, on steel purlins; Roof lights; valley gutters; matching fascia and soffit; Rainwater downpipes and gutters; trapezoidal uninsulated wall system cladding on cladding rails; External roller shutter doors and personnel doors; Single phase electrics, lighting and power ; EXCLUDES heating ; Underslab storm drainage from internal downpipes on building area greater than 1,000m2 | Location Adjustment Applicable (See Guidance Notes) - ERC = UK mean of 1.00 | (BEAMS Note 2) The ERC for this item should be added to all other rateable items on the hereditament (except land). Therefore the total of the ERC of the other Building Items and the P&M ERC (where applicable) to enable the correct contract size adjustment to be made. ERC of Building Component + ERC of P&M = Total ERC to which contract size adjustment should be applied. The appropriate % adjustment should be made in accordance with the scale for contract size adjustment specified under section 6 of the RCG 2023 Guidance notes. The currency ERC rates are set at £4m (Four Million Pounds) @ 1st April 2021 (AVD) for the RCG 2023 Publication. | The data consists of a typical Industrial shell. Works include the Industrial shell as described and includes works up to 1m perimeter to the building (1m wide paving slabs & foul/storm drainage), The cost include 2 no. personnel doors and roller shutters are included at 1 door up to 1,000m2 , 2 roller doors over 1,000m2 (GIA), and 4 roller doors over 5,000m2. Costs are for the shell only and do not include for internal rooms such as offices or toilets which should be added for seperately. See Variations for assistance. | - | - | - | - | - | Cavity Wall construction to lower walls should be added by measuring wall area at an E/O rate of £97m2(£5m2 less for uninsulated), single block walls are cost neutral. Additional roller shutter doors over and above the beacon specification at should be added at additonal cost of £ 232 each (4 x 4m) . Additional personnel doors over the assumed 2nr. - add £1,077 each. If heating is required an addition of £32/m2 (GIA) should be made to the beacon cost. Internal offices (in Industrial complexes) should be added by reference to Cost Guide code series 42P04A -42P40V, Internal WC - 42P40W | - | - | - |  | m2 | - | 3 - INDUSTRIAL | David Grace | Jim Allen | 1271.6417 | Option 1 | 1576.5866 | 23.98% | 1984.5616 | 1424.8678 | 12.05% | -9.623% | 1424.8678 | 12.05% | Price Book Data | P. Avo | VOA_GPN_GOV_UK\7243572 | 2021-09-15 | Low | - | Low | - | - | Copied to latest DCS. | NA | SPONS A&B | 2 | (BEAMS Note 2) Standard | - | - | 2 | TRUE
3845 | 41P236 | 6309 | 41P236 | Industrial Buildings | Uninsulated Buildings | Sheet Metal Cladding | 0 - 100m2 | Eaves Height - 29m | Building Area only; Site strip vegetation; Strip foundations; Column bases; Insulated Concrete GF slab with DPM and Mesh,150 thick up to 10,000m2, 200mm thick over 10,000m2 GIA; Steel Portal frame with bolts and baseplates; Coated galvanised trapezoidal roof sheets with no insulation, on steel purlins; Roof lights; valley gutters; matching fascia and soffit; Rainwater downpipes and gutters; trapezoidal uninsulated wall system cladding on cladding rails; External roller shutter doors and personnel doors; Single phase electrics, lighting and power ; EXCLUDES heating ; Underslab storm drainage from internal downpipes on building area greater than 1,000m2 | Location Adjustment Applicable (See Guidance Notes) - ERC = UK mean of 1.00 | (BEAMS Note 2) The ERC for this item should be added to all other rateable items on the hereditament (except land). Therefore the total of the ERC of the other Building Items and the P&M ERC (where applicable) to enable the correct contract size adjustment to be made. ERC of Building Component + ERC of P&M = Total ERC to which contract size adjustment should be applied. The appropriate % adjustment should be made in accordance with the scale for contract size adjustment specified under section 6 of the RCG 2023 Guidance notes. The currency ERC rates are set at £4m (Four Million Pounds) @ 1st April 2021 (AVD) for the RCG 2023 Publication. | The data consists of a typical Industrial shell. Works include the Industrial shell as described and includes works up to 1m perimeter to the building (1m wide paving slabs & foul/storm drainage), The cost include 2 no. personnel doors and roller shutters are included at 1 door up to 1,000m2 , 2 roller doors over 1,000m2 (GIA), and 4 roller doors over 5,000m2. Costs are for the shell only and do not include for internal rooms such as offices or toilets which should be added for seperately. See Variations for assistance. | - | - | - | - | - | Cavity Wall construction to lower walls should be added by measuring wall area at an E/O rate of £97m2(£5m2 less for uninsulated), single block walls are cost neutral. Additional roller shutter doors over and above the beacon specification at should be added at additonal cost of £ 232 each (4 x 4m) . Additional personnel doors over the assumed 2nr. - add £1,077 each. If heating is required an addition of £32/m2 (GIA) should be made to the beacon cost. Internal offices (in Industrial complexes) should be added by reference to Cost Guide code series 42P04A -42P40V, Internal WC - 42P40W | - | - | - |  | m2 | - | 3 - INDUSTRIAL | David Grace | Jim Allen | 1317.0026 | Option 1 | 1632.8252 | 23.98% | 2024.1802 | 1453.313 | 10.35% | -10.99% | 1453.313 | 10.35% | Price Book Data | P. Avo | VOA_GPN_GOV_UK\7243572 | 2021-09-15 | Low | - | Low | - | - | Copied to latest DCS. | NA | SPONS A&B | 2 | (BEAMS Note 2) Standard | - | - | 2 | TRUE
3846 | 41P237 | 6310 | 41P237 | Industrial Buildings | Uninsulated Buildings | Sheet Metal Cladding | 0 - 100m2 | Eaves Height - 30m | Building Area only; Site strip vegetation; Strip foundations; Column bases; Insulated Concrete GF slab with DPM and Mesh,150 thick up to 10,000m2, 200mm thick over 10,000m2 GIA; Steel Portal frame with bolts and baseplates; Coated galvanised trapezoidal roof sheets with no insulation, on steel purlins; Roof lights; valley gutters; matching fascia and soffit; Rainwater downpipes and gutters; trapezoidal uninsulated wall system cladding on cladding rails; External roller shutter doors and personnel doors; Single phase electrics, lighting and power ; EXCLUDES heating ; Underslab storm drainage from internal downpipes on building area greater than 1,000m2 | Location Adjustment Applicable (See Guidance Notes) - ERC = UK mean of 1.00 | (BEAMS Note 2) The ERC for this item should be added to all other rateable items on the hereditament (except land). Therefore the total of the ERC of the other Building Items and the P&M ERC (where applicable) to enable the correct contract size adjustment to be made. ERC of Building Component + ERC of P&M = Total ERC to which contract size adjustment should be applied. The appropriate % adjustment should be made in accordance with the scale for contract size adjustment specified under section 6 of the RCG 2023 Guidance notes. The currency ERC rates are set at £4m (Four Million Pounds) @ 1st April 2021 (AVD) for the RCG 2023 Publication. | The data consists of a typical Industrial shell. Works include the Industrial shell as described and includes works up to 1m perimeter to the building (1m wide paving slabs & foul/storm drainage), The cost include 2 no. personnel doors and roller shutters are included at 1 door up to 1,000m2 , 2 roller doors over 1,000m2 (GIA), and 4 roller doors over 5,000m2. Costs are for the shell only and do not include for internal rooms such as offices or toilets which should be added for seperately. See Variations for assistance. | - | - | - | - | - | Cavity Wall construction to lower walls should be added by measuring wall area at an E/O rate of £97m2(£5m2 less for uninsulated), single block walls are cost neutral. Additional roller shutter doors over and above the beacon specification at should be added at additonal cost of £ 232 each (4 x 4m) . Additional personnel doors over the assumed 2nr. - add £1,077 each. If heating is required an addition of £32/m2 (GIA) should be made to the beacon cost. Internal offices (in Industrial complexes) should be added by reference to Cost Guide code series 42P04A -42P40V, Internal WC - 42P40W | - | - | - |  | m2 | - | 3 - INDUSTRIAL | David Grace | Jim Allen | 1363.1323 | Option 1 | 1690.017 | 23.98% | 2063.7989 | 1481.7582 | 8.702% | -12.32% | 1481.7582 | 8.702% | Price Book Data | P. Avo | VOA_GPN_GOV_UK\7243572 | 2021-09-15 | Low | - | Low | - | - | Copied to latest DCS. | NA | SPONS A&B | 2 | (BEAMS Note 2) Standard | - | - | 2 | TRUE
3847 | 41P238 | 6311 | 41P238 | Industrial Buildings | Uninsulated Buildings | Sheet Metal Cladding | 0 - 100m2 | Eaves Height - 31m | Building Area only; Site strip vegetation; Strip foundations; Column bases; Insulated Concrete GF slab with DPM and Mesh,150 thick up to 10,000m2, 200mm thick over 10,000m2 GIA; Steel Portal frame with bolts and baseplates; Coated galvanised trapezoidal roof sheets with no insulation, on steel purlins; Roof lights; valley gutters; matching fascia and soffit; Rainwater downpipes and gutters; trapezoidal uninsulated wall system cladding on cladding rails; External roller shutter doors and personnel doors; Single phase electrics, lighting and power ; EXCLUDES heating ; Underslab storm drainage from internal downpipes on building area greater than 1,000m2 | Location Adjustment Applicable (See Guidance Notes) - ERC = UK mean of 1.00 | (BEAMS Note 2) The ERC for this item should be added to all other rateable items on the hereditament (except land). Therefore the total of the ERC of the other Building Items and the P&M ERC (where applicable) to enable the correct contract size adjustment to be made. ERC of Building Component + ERC of P&M = Total ERC to which contract size adjustment should be applied. The appropriate % adjustment should be made in accordance with the scale for contract size adjustment specified under section 6 of the RCG 2023 Guidance notes. The currency ERC rates are set at £4m (Four Million Pounds) @ 1st April 2021 (AVD) for the RCG 2023 Publication. | The data consists of a typical Industrial shell. Works include the Industrial shell as described and includes works up to 1m perimeter to the building (1m wide paving slabs & foul/storm drainage), The cost include 2 no. personnel doors and roller shutters are included at 1 door up to 1,000m2 , 2 roller doors over 1,000m2 (GIA), and 4 roller doors over 5,000m2. Costs are for the shell only and do not include for internal rooms such as offices or toilets which should be added for seperately. See Variations for assistance. | - | - | - | - | - | Cavity Wall construction to lower walls should be added by measuring wall area at an E/O rate of £97m2(£5m2 less for uninsulated), single block walls are cost neutral. Additional roller shutter doors over and above the beacon specification at should be added at additonal cost of £ 232 each (4 x 4m) . Additional personnel doors over the assumed 2nr. - add £1,077 each. If heating is required an addition of £32/m2 (GIA) should be made to the beacon cost. Internal offices (in Industrial complexes) should be added by reference to Cost Guide code series 42P04A -42P40V, Internal WC - 42P40W | - | - | - |  | m2 | - | 3 - INDUSTRIAL | David Grace | Jim Allen | 1423.8697 | Option 1 | 1765.3195 | 23.98% | 2103.4175 | 1510.2035 | 6.063% | -14.45% | 1510.2035 | 6.063% | Price Book Data | P. Avo | VOA_GPN_GOV_UK\7243572 | 2021-09-15 | Low | - | Low | - | - | Copied to latest DCS. | NA | SPONS A&B | 2 | (BEAMS Note 2) Standard | - | - | 2 | TRUE
3848 | 41P239 | 6312 | 41P239 | Industrial Buildings | Uninsulated Buildings | Sheet Metal Cladding | 0 - 100m2 | Eaves Height - 32m | Building Area only; Site strip vegetation; Strip foundations; Column bases; Insulated Concrete GF slab with DPM and Mesh,150 thick up to 10,000m2, 200mm thick over 10,000m2 GIA; Steel Portal frame with bolts and baseplates; Coated galvanised trapezoidal roof sheets with no insulation, on steel purlins; Roof lights; valley gutters; matching fascia and soffit; Rainwater downpipes and gutters; trapezoidal uninsulated wall system cladding on cladding rails; External roller shutter doors and personnel doors; Single phase electrics, lighting and power ; EXCLUDES heating ; Underslab storm drainage from internal downpipes on building area greater than 1,000m2 | Location Adjustment Applicable (See Guidance Notes) - ERC = UK mean of 1.00 | (BEAMS Note 2) The ERC for this item should be added to all other rateable items on the hereditament (except land). Therefore the total of the ERC of the other Building Items and the P&M ERC (where applicable) to enable the correct contract size adjustment to be made. ERC of Building Component + ERC of P&M = Total ERC to which contract size adjustment should be applied. The appropriate % adjustment should be made in accordance with the scale for contract size adjustment specified under section 6 of the RCG 2023 Guidance notes. The currency ERC rates are set at £4m (Four Million Pounds) @ 1st April 2021 (AVD) for the RCG 2023 Publication. | The data consists of a typical Industrial shell. Works include the Industrial shell as described and includes works up to 1m perimeter to the building (1m wide paving slabs & foul/storm drainage), The cost include 2 no. personnel doors and roller shutters are included at 1 door up to 1,000m2 , 2 roller doors over 1,000m2 (GIA), and 4 roller doors over 5,000m2. Costs are for the shell only and do not include for internal rooms such as offices or toilets which should be added for seperately. See Variations for assistance. | - | - | - | - | - | Cavity Wall construction to lower walls should be added by measuring wall area at an E/O rate of £97m2(£5m2 less for uninsulated), single block walls are cost neutral. Additional roller shutter doors over and above the beacon specification at should be added at additonal cost of £ 232 each (4 x 4m) . Additional personnel doors over the assumed 2nr. - add £1,077 each. If heating is required an addition of £32/m2 (GIA) should be made to the beacon cost. Internal offices (in Industrial complexes) should be added by reference to Cost Guide code series 42P04A -42P40V, Internal WC - 42P40W | - | - | - |  | m2 | - | 3 - INDUSTRIAL | David Grace | Jim Allen | 1474.6124 | Option 1 | 1828.2305 | 23.98% | 2143.0361 | 1538.6487 | 4.343% | -15.84% | 1538.6487 | 4.343% | Price Book Data | P. Avo | VOA_GPN_GOV_UK\7243572 | 2021-09-15 | Low | - | Low | - | - | Copied to latest DCS. Typo in code, now corrected. | NA | SPONS A&B | 2 | (BEAMS Note 2) Standard | - | - | 2 | TRUE
3849 | 41P240 | 6319 | 41P240 | Industrial Buildings | Uninsulated Buildings | Sheet Metal Cladding | 0 - 100m2 | Eaves Height - 33m | Building Area only; Site strip vegetation; Strip foundations; Column bases; Insulated Concrete GF slab with DPM and Mesh,150 thick up to 10,000m2, 200mm thick over 10,000m2 GIA; Steel Portal frame with bolts and baseplates; Coated galvanised trapezoidal roof sheets with no insulation, on steel purlins; Roof lights; valley gutters; matching fascia and soffit; Rainwater downpipes and gutters; trapezoidal uninsulated wall system cladding on cladding rails; External roller shutter doors and personnel doors; Single phase electrics, lighting and power ; EXCLUDES heating ; Underslab storm drainage from internal downpipes on building area greater than 1,000m2 | Location Adjustment Applicable (See Guidance Notes) - ERC = UK mean of 1.00 | (BEAMS Note 2) The ERC for this item should be added to all other rateable items on the hereditament (except land). Therefore the total of the ERC of the other Building Items and the P&M ERC (where applicable) to enable the correct contract size adjustment to be made. ERC of Building Component + ERC of P&M = Total ERC to which contract size adjustment should be applied. The appropriate % adjustment should be made in accordance with the scale for contract size adjustment specified under section 6 of the RCG 2023 Guidance notes. The currency ERC rates are set at £4m (Four Million Pounds) @ 1st April 2021 (AVD) for the RCG 2023 Publication. | The data consists of a typical Industrial shell. Works include the Industrial shell as described and includes works up to 1m perimeter to the building (1m wide paving slabs & foul/storm drainage), The cost include 2 no. personnel doors and roller shutters are included at 1 door up to 1,000m2 , 2 roller doors over 1,000m2 (GIA), and 4 roller doors over 5,000m2. Costs are for the shell only and do not include for internal rooms such as offices or toilets which should be added for seperately. See Variations for assistance. | - | - | - | - | - | Cavity Wall construction to lower walls should be added by measuring wall area at an E/O rate of £97m2(£5m2 less for uninsulated), single block walls are cost neutral. Additional roller shutter doors over and above the beacon specification at should be added at additonal cost of £ 232 each (4 x 4m) . Additional personnel doors over the assumed 2nr. - add £1,077 each. If heating is required an addition of £32/m2 (GIA) should be made to the beacon cost. Internal offices (in Industrial complexes) should be added by reference to Cost Guide code series 42P04A -42P40V, Internal WC - 42P40W | - | - | - |  | m2 | - | 3 - INDUSTRIAL | David Grace | Jim Allen | 1525.355 | Option 1 | 1891.1414 | 23.98% | 2182.6548 | 1567.0939 | 2.736% | -17.14% | 1567.0939 | 2.736% | Price Book Data | P. Avo | VOA_GPN_GOV_UK\7243572 | 2021-09-15 | Low | - | Low | - | - | Copied to latest DCS. | NA | SPONS A&B | 2 | (BEAMS Note 2) Standard | - | - | 2 | TRUE
3850 | 41P241 | 6320 | 41P241 | Industrial Buildings | Uninsulated Buildings | Sheet Metal Cladding | 0 - 100m2 | Eaves Height - 34m | Building Area only; Site strip vegetation; Strip foundations; Column bases; Insulated Concrete GF slab with DPM and Mesh,150 thick up to 10,000m2, 200mm thick over 10,000m2 GIA; Steel Portal frame with bolts and baseplates; Coated galvanised trapezoidal roof sheets with no insulation, on steel purlins; Roof lights; valley gutters; matching fascia and soffit; Rainwater downpipes and gutters; trapezoidal uninsulated wall system cladding on cladding rails; External roller shutter doors and personnel doors; Single phase electrics, lighting and power ; EXCLUDES heating ; Underslab storm drainage from internal downpipes on building area greater than 1,000m2 | Location Adjustment Applicable (See Guidance Notes) - ERC = UK mean of 1.00 | (BEAMS Note 2) The ERC for this item should be added to all other rateable items on the hereditament (except land). Therefore the total of the ERC of the other Building Items and the P&M ERC (where applicable) to enable the correct contract size adjustment to be made. ERC of Building Component + ERC of P&M = Total ERC to which contract size adjustment should be applied. The appropriate % adjustment should be made in accordance with the scale for contract size adjustment specified under section 6 of the RCG 2023 Guidance notes. The currency ERC rates are set at £4m (Four Million Pounds) @ 1st April 2021 (AVD) for the RCG 2023 Publication. | The data consists of a typical Industrial shell. Works include the Industrial shell as described and includes works up to 1m perimeter to the building (1m wide paving slabs & foul/storm drainage), The cost include 2 no. personnel doors and roller shutters are included at 1 door up to 1,000m2 , 2 roller doors over 1,000m2 (GIA), and 4 roller doors over 5,000m2. Costs are for the shell only and do not include for internal rooms such as offices or toilets which should be added for seperately. See Variations for assistance. | - | - | - | - | - | Cavity Wall construction to lower walls should be added by measuring wall area at an E/O rate of £97m2(£5m2 less for uninsulated), single block walls are cost neutral. Additional roller shutter doors over and above the beacon specification at should be added at additonal cost of £ 232 each (4 x 4m) . Additional personnel doors over the assumed 2nr. - add £1,077 each. If heating is required an addition of £32/m2 (GIA) should be made to the beacon cost. Internal offices (in Industrial complexes) should be added by reference to Cost Guide code series 42P04A -42P40V, Internal WC - 42P40W | - | - | - |  | m2 | - | 3 - INDUSTRIAL | David Grace | Jim Allen | 1576.8665 | Option 1 | 1955.0056 | 23.98% | 2222.2734 | 1595.5392 | 1.184% | -18.39% | 1595.5392 | 1.184% | Price Book Data | P. Avo | VOA_GPN_GOV_UK\7243572 | 2021-09-15 | Low | - | Low | - | - | Copied to latest DCS. | NA | SPONS A&B | 2 | (BEAMS Note 2) Standard | - | - | 2 | TRUE
3851 | 41P242 | 6321 | 41P242 | Industrial Buildings | Uninsulated Buildings | Sheet Metal Cladding | 0 - 100m2 | Eaves Height - 35m | Building Area only; Site strip vegetation; Strip foundations; Column bases; Insulated Concrete GF slab with DPM and Mesh,150 thick up to 10,000m2, 200mm thick over 10,000m2 GIA; Steel Portal frame with bolts and baseplates; Coated galvanised trapezoidal roof sheets with no insulation, on steel purlins; Roof lights; valley gutters; matching fascia and soffit; Rainwater downpipes and gutters; trapezoidal uninsulated wall system cladding on cladding rails; External roller shutter doors and personnel doors; Single phase electrics, lighting and power ; EXCLUDES heating ; Underslab storm drainage from internal downpipes on building area greater than 1,000m2 | Location Adjustment Applicable (See Guidance Notes) - ERC = UK mean of 1.00 | (BEAMS Note 2) The ERC for this item should be added to all other rateable items on the hereditament (except land). Therefore the total of the ERC of the other Building Items and the P&M ERC (where applicable) to enable the correct contract size adjustment to be made. ERC of Building Component + ERC of P&M = Total ERC to which contract size adjustment should be applied. The appropriate % adjustment should be made in accordance with the scale for contract size adjustment specified under section 6 of the RCG 2023 Guidance notes. The currency ERC rates are set at £4m (Four Million Pounds) @ 1st April 2021 (AVD) for the RCG 2023 Publication. | The data consists of a typical Industrial shell. Works include the Industrial shell as described and includes works up to 1m perimeter to the building (1m wide paving slabs & foul/storm drainage), The cost include 2 no. personnel doors and roller shutters are included at 1 door up to 1,000m2 , 2 roller doors over 1,000m2 (GIA), and 4 roller doors over 5,000m2. Costs are for the shell only and do not include for internal rooms such as offices or toilets which should be added for seperately. See Variations for assistance. | - | - | - | - | - | Cavity Wall construction to lower walls should be added by measuring wall area at an E/O rate of £97m2(£5m2 less for uninsulated), single block walls are cost neutral. Additional roller shutter doors over and above the beacon specification at should be added at additonal cost of £ 232 each (4 x 4m) . Additional personnel doors over the assumed 2nr. - add £1,077 each. If heating is required an addition of £32/m2 (GIA) should be made to the beacon cost. Internal offices (in Industrial complexes) should be added by reference to Cost Guide code series 42P04A -42P40V, Internal WC - 42P40W | - | - | - |  | m2 | - | 3 - INDUSTRIAL | David Grace | Jim Allen | 1627.6092 | Option 1 | 2017.9165 | 23.98% | 2261.892 | 1623.9844 | -0.2227% | -19.52% | 1623.9844 | -0.2227% | Price Book Data | P. Avo | VOA_GPN_GOV_UK\7243572 | 2021-09-15 | Low | - | Low | - | - | Copied to latest DCS. | NA | SPONS A&B | 2 | (BEAMS Note 2) Standard | - | - | 2 | TRUE
3852 | 41P495 | 5873 | 41P495 | Industrial Buildings | Uninsulated Buildings | Sheet Metal Cladding | 101 - 250m2 | Eaves Height - 21m | Building Area only; Site strip vegetation; Strip foundations; Column bases; Insulated Concrete GF slab with DPM and Mesh,150 thick up to 10,000m2, 200mm thick over 10,000m2 GIA; Steel Portal frame with bolts and baseplates; Coated galvanised trapezoidal roof sheets with no insulation, on steel purlins; Roof lights; valley gutters; matching fascia and soffit; Rainwater downpipes and gutters; trapezoidal uninsulated wall system cladding on cladding rails; External roller shutter doors and personnel doors; Single phase electrics, lighting and power ; EXCLUDES heating ; Underslab storm drainage from internal downpipes on building area greater than 1,000m2 | Location Adjustment Applicable (See Guidance Notes) - ERC = UK mean of 1.00 | (BEAMS Note 2) The ERC for this item should be added to all other rateable items on the hereditament (except land). Therefore the total of the ERC of the other Building Items and the P&M ERC (where applicable) to enable the correct contract size adjustment to be made. ERC of Building Component + ERC of P&M = Total ERC to which contract size adjustment should be applied. The appropriate % adjustment should be made in accordance with the scale for contract size adjustment specified under section 6 of the RCG 2023 Guidance notes. The currency ERC rates are set at £4m (Four Million Pounds) @ 1st April 2021 (AVD) for the RCG 2023 Publication. | The data consists of a typical Industrial shell. Works include the Industrial shell as described and includes works up to 1m perimeter to the building (1m wide paving slabs & foul/storm drainage), The cost include 2 no. personnel doors and roller shutters are included at 1 door up to 1,000m2 , 2 roller doors over 1,000m2 (GIA), and 4 roller doors over 5,000m2. Costs are for the shell only and do not include for internal rooms such as offices or toilets which should be added for seperately. See Variations for assistance. | - | - | - | - | - | Cavity Wall construction to lower walls should be added by measuring wall area at an E/O rate of £97m2(£5m2 less for uninsulated), single block walls are cost neutral. Additional roller shutter doors over and above the beacon specification at should be added at additonal cost of £ 232 each (4 x 4m) . Additional personnel doors over the assumed 2nr. - add £1,077 each. If heating is required an addition of £32/m2 (GIA) should be made to the beacon cost. Internal offices (in Industrial complexes) should be added by reference to Cost Guide code series 42P04A -42P40V, Internal WC - 42P40W | - | - | - | 41P259 | m2 | - | 3 - INDUSTRIAL | David Grace | Jim Allen | 756.5269 | Option 1 | 937.9451 | 23.98% | 1425.1902 | 1023.2525 | 35.26% | 9.095% | 1023.2525 | 35.26% | Price Book Data | P. Avo | VOA_GPN_GOV_UK\7243572 | 2021-09-20 | Low | - | Low | - | - | Copied to latest DCS. | NA | SPONS A&B | 2 | (BEAMS Note 2) Standard | - | - | 2 | TRUE
3853 | 41P496 | 5874 | 41P496 | Industrial Buildings | Uninsulated Buildings | Sheet Metal Cladding | 101 - 250m2 | Eaves Height - 22m | Building Area only; Site strip vegetation; Strip foundations; Column bases; Insulated Concrete GF slab with DPM and Mesh,150 thick up to 10,000m2, 200mm thick over 10,000m2 GIA; Steel Portal frame with bolts and baseplates; Coated galvanised trapezoidal roof sheets with no insulation, on steel purlins; Roof lights; valley gutters; matching fascia and soffit; Rainwater downpipes and gutters; trapezoidal uninsulated wall system cladding on cladding rails; External roller shutter doors and personnel doors; Single phase electrics, lighting and power ; EXCLUDES heating ; Underslab storm drainage from internal downpipes on building area greater than 1,000m2 | Location Adjustment Applicable (See Guidance Notes) - ERC = UK mean of 1.00 | (BEAMS Note 2) The ERC for this item should be added to all other rateable items on the hereditament (except land). Therefore the total of the ERC of the other Building Items and the P&M ERC (where applicable) to enable the correct contract size adjustment to be made. ERC of Building Component + ERC of P&M = Total ERC to which contract size adjustment should be applied. The appropriate % adjustment should be made in accordance with the scale for contract size adjustment specified under section 6 of the RCG 2023 Guidance notes. The currency ERC rates are set at £4m (Four Million Pounds) @ 1st April 2021 (AVD) for the RCG 2023 Publication. | The data consists of a typical Industrial shell. Works include the Industrial shell as described and includes works up to 1m perimeter to the building (1m wide paving slabs & foul/storm drainage), The cost include 2 no. personnel doors and roller shutters are included at 1 door up to 1,000m2 , 2 roller doors over 1,000m2 (GIA), and 4 roller doors over 5,000m2. Costs are for the shell only and do not include for internal rooms such as offices or toilets which should be added for seperately. See Variations for assistance. | - | - | - | - | - | Cavity Wall construction to lower walls should be added by measuring wall area at an E/O rate of £97m2(£5m2 less for uninsulated), single block walls are cost neutral. Additional roller shutter doors over and above the beacon specification at should be added at additonal cost of £ 232 each (4 x 4m) . Additional personnel doors over the assumed 2nr. - add £1,077 each. If heating is required an addition of £32/m2 (GIA) should be made to the beacon cost. Internal offices (in Industrial complexes) should be added by reference to Cost Guide code series 42P04A -42P40V, Internal WC - 42P40W | - | - | - | 41P260 | m2 | - | 3 - INDUSTRIAL | David Grace | Jim Allen | 782.667 | Option 1 | 970.3538 | 23.98% | 1456.6023 | 1045.8056 | 33.62% | 7.776% | 1045.8056 | 33.62% | Price Book Data | P. Avo | VOA_GPN_GOV_UK\7243572 | 2021-09-20 | Low | - | Low | - | - | Copied to latest DCS. | NA | SPONS A&B | 2 | (BEAMS Note 2) Standard | - | - | 2 | TRUE
3854 | 41P497 | 5875 | 41P497 | Industrial Buildings | Uninsulated Buildings | Sheet Metal Cladding | 101 - 250m2 | Eaves Height - 23m | Building Area only; Site strip vegetation; Strip foundations; Column bases; Insulated Concrete GF slab with DPM and Mesh,150 thick up to 10,000m2, 200mm thick over 10,000m2 GIA; Steel Portal frame with bolts and baseplates; Coated galvanised trapezoidal roof sheets with no insulation, on steel purlins; Roof lights; valley gutters; matching fascia and soffit; Rainwater downpipes and gutters; trapezoidal uninsulated wall system cladding on cladding rails; External roller shutter doors and personnel doors; Single phase electrics, lighting and power ; EXCLUDES heating ; Underslab storm drainage from internal downpipes on building area greater than 1,000m2 | Location Adjustment Applicable (See Guidance Notes) - ERC = UK mean of 1.00 | (BEAMS Note 2) The ERC for this item should be added to all other rateable items on the hereditament (except land). Therefore the total of the ERC of the other Building Items and the P&M ERC (where applicable) to enable the correct contract size adjustment to be made. ERC of Building Component + ERC of P&M = Total ERC to which contract size adjustment should be applied. The appropriate % adjustment should be made in accordance with the scale for contract size adjustment specified under section 6 of the RCG 2023 Guidance notes. The currency ERC rates are set at £4m (Four Million Pounds) @ 1st April 2021 (AVD) for the RCG 2023 Publication. | The data consists of a typical Industrial shell. Works include the Industrial shell as described and includes works up to 1m perimeter to the building (1m wide paving slabs & foul/storm drainage), The cost include 2 no. personnel doors and roller shutters are included at 1 door up to 1,000m2 , 2 roller doors over 1,000m2 (GIA), and 4 roller doors over 5,000m2. Costs are for the shell only and do not include for internal rooms such as offices or toilets which should be added for seperately. See Variations for assistance. | - | - | - | - | - | Cavity Wall construction to lower walls should be added by measuring wall area at an E/O rate of £97m2(£5m2 less for uninsulated), single block walls are cost neutral. Additional roller shutter doors over and above the beacon specification at should be added at additonal cost of £ 232 each (4 x 4m) . Additional personnel doors over the assumed 2nr. - add £1,077 each. If heating is required an addition of £32/m2 (GIA) should be made to the beacon cost. Internal offices (in Industrial complexes) should be added by reference to Cost Guide code series 42P04A -42P40V, Internal WC - 42P40W | - | - | - | 41P261 | m2 | - | 3 - INDUSTRIAL | David Grace | Jim Allen | 808.8072 | Option 1 | 1002.7625 | 23.98% | 1488.0145 | 1068.3588 | 32.09% | 6.542% | 1068.3588 | 32.09% | Price Book Data | P. Avo | VOA_GPN_GOV_UK\7243572 | 2021-09-20 | Low | - | Low | - | - | Copied to latest DCS. | NA | SPONS A&B | 2 | (BEAMS Note 2) Standard | - | - | 2 | TRUE
3855 | 41P498 | 5876 | 41P498 | Industrial Buildings | Uninsulated Buildings | Sheet Metal Cladding | 101 - 250m2 | Eaves Height - 24m | Building Area only; Site strip vegetation; Strip foundations; Column bases; Insulated Concrete GF slab with DPM and Mesh,150 thick up to 10,000m2, 200mm thick over 10,000m2 GIA; Steel Portal frame with bolts and baseplates; Coated galvanised trapezoidal roof sheets with no insulation, on steel purlins; Roof lights; valley gutters; matching fascia and soffit; Rainwater downpipes and gutters; trapezoidal uninsulated wall system cladding on cladding rails; External roller shutter doors and personnel doors; Single phase electrics, lighting and power ; EXCLUDES heating ; Underslab storm drainage from internal downpipes on building area greater than 1,000m2 | Location Adjustment Applicable (See Guidance Notes) - ERC = UK mean of 1.00 | (BEAMS Note 2) The ERC for this item should be added to all other rateable items on the hereditament (except land). Therefore the total of the ERC of the other Building Items and the P&M ERC (where applicable) to enable the correct contract size adjustment to be made. ERC of Building Component + ERC of P&M = Total ERC to which contract size adjustment should be applied. The appropriate % adjustment should be made in accordance with the scale for contract size adjustment specified under section 6 of the RCG 2023 Guidance notes. The currency ERC rates are set at £4m (Four Million Pounds) @ 1st April 2021 (AVD) for the RCG 2023 Publication. | The data consists of a typical Industrial shell. Works include the Industrial shell as described and includes works up to 1m perimeter to the building (1m wide paving slabs & foul/storm drainage), The cost include 2 no. personnel doors and roller shutters are included at 1 door up to 1,000m2 , 2 roller doors over 1,000m2 (GIA), and 4 roller doors over 5,000m2. Costs are for the shell only and do not include for internal rooms such as offices or toilets which should be added for seperately. See Variations for assistance. | - | - | - | - | - | Cavity Wall construction to lower walls should be added by measuring wall area at an E/O rate of £97m2(£5m2 less for uninsulated), single block walls are cost neutral. Additional roller shutter doors over and above the beacon specification at should be added at additonal cost of £ 232 each (4 x 4m) . Additional personnel doors over the assumed 2nr. - add £1,077 each. If heating is required an addition of £32/m2 (GIA) should be made to the beacon cost. Internal offices (in Industrial complexes) should be added by reference to Cost Guide code series 42P04A -42P40V, Internal WC - 42P40W | - | - | - | 41P262 | m2 | - | 3 - INDUSTRIAL | David Grace | Jim Allen | 834.9474 | Option 1 | 1035.1712 | 23.98% | 1519.4266 | 1090.912 | 30.66% | 5.385% | 1090.912 | 30.66% | Price Book Data | P. Avo | VOA_GPN_GOV_UK\7243572 | 2021-09-20 | Low | - | Low | - | - | Copied to latest DCS. | NA | SPONS A&B | 2 | (BEAMS Note 2) Standard | - | - | 2 | TRUE
3856 | 41P499 | 6227 | 41P499 | Industrial Buildings | Uninsulated Buildings | Sheet Metal Cladding | 101 - 250m2 | Eaves Height - 25m | Building Area only; Site strip vegetation; Strip foundations; Column bases; Insulated Concrete GF slab with DPM and Mesh,150 thick up to 10,000m2, 200mm thick over 10,000m2 GIA; Steel Portal frame with bolts and baseplates; Coated galvanised trapezoidal roof sheets with no insulation, on steel purlins; Roof lights; valley gutters; matching fascia and soffit; Rainwater downpipes and gutters; trapezoidal uninsulated wall system cladding on cladding rails; External roller shutter doors and personnel doors; Single phase electrics, lighting and power ; EXCLUDES heating ; Underslab storm drainage from internal downpipes on building area greater than 1,000m2 | Location Adjustment Applicable (See Guidance Notes) - ERC = UK mean of 1.00 | (BEAMS Note 2) The ERC for this item should be added to all other rateable items on the hereditament (except land). Therefore the total of the ERC of the other Building Items and the P&M ERC (where applicable) to enable the correct contract size adjustment to be made. ERC of Building Component + ERC of P&M = Total ERC to which contract size adjustment should be applied. The appropriate % adjustment should be made in accordance with the scale for contract size adjustment specified under section 6 of the RCG 2023 Guidance notes. The currency ERC rates are set at £4m (Four Million Pounds) @ 1st April 2021 (AVD) for the RCG 2023 Publication. | The data consists of a typical Industrial shell. Works include the Industrial shell as described and includes works up to 1m perimeter to the building (1m wide paving slabs & foul/storm drainage), The cost include 2 no. personnel doors and roller shutters are included at 1 door up to 1,000m2 , 2 roller doors over 1,000m2 (GIA), and 4 roller doors over 5,000m2. Costs are for the shell only and do not include for internal rooms such as offices or toilets which should be added for seperately. See Variations for assistance. | - | - | - | - | - | avity Wall construction to lower walls should be added by measuring wall area at an E/O rate of £97m2(£5m2 less for uninsulated), single block walls are cost neutral. Additional roller shutter doors over and above the beacon specification at should be added at additonal cost of £ 232 each (4 x 4m) . Additional personnel doors over the assumed 2nr. - add £1,077 each. If heating is required an addition of £32/m2 (GIA) should be made to the beacon cost. Internal offices (in Industrial complexes) should be added by reference to Cost Guide code series 42P04A -42P40V, Internal WC - 42P40W | - | - | - | 41P263 | m2 | - | 3 - INDUSTRIAL | David Grace | Jim Allen | 861.0875 | Option 1 | 1067.5798 | 23.98% | 1550.8388 | 1113.4652 | 29.31% | 4.298% | 1113.4652 | 29.31% | Price Book Data | P. Avo | VOA_GPN_GOV_UK\7243572 | 2021-09-21 | Low | - | Low | - | - | Copied to latest DCS. | NA | SPONS A&B | 2 | (BEAMS Note 2) Standard | - | - | 2 | FALSE
3857 | 41P500 | 5877 | 41P500 | Industrial Buildings | Uninsulated Buildings | Sheet Metal Cladding | 101 - 250m2 | Eaves Height - 26m | Building Area only; Site strip vegetation; Strip foundations; Column bases; Insulated Concrete GF slab with DPM and Mesh,150 thick up to 10,000m2, 200mm thick over 10,000m2 GIA; Steel Portal frame with bolts and baseplates; Coated galvanised trapezoidal roof sheets with no insulation, on steel purlins; Roof lights; valley gutters; matching fascia and soffit; Rainwater downpipes and gutters; trapezoidal uninsulated wall system cladding on cladding rails; External roller shutter doors and personnel doors; Single phase electrics, lighting and power ; EXCLUDES heating ; Underslab storm drainage from internal downpipes on building area greater than 1,000m2 | Location Adjustment Applicable (See Guidance Notes) - ERC = UK mean of 1.00 | (BEAMS Note 2) The ERC for this item should be added to all other rateable items on the hereditament (except land). Therefore the total of the ERC of the other Building Items and the P&M ERC (where applicable) to enable the correct contract size adjustment to be made. ERC of Building Component + ERC of P&M = Total ERC to which contract size adjustment should be applied. The appropriate % adjustment should be made in accordance with the scale for contract size adjustment specified under section 6 of the RCG 2023 Guidance notes. The currency ERC rates are set at £4m (Four Million Pounds) @ 1st April 2021 (AVD) for the RCG 2023 Publication. | The data consists of a typical Industrial shell. Works include the Industrial shell as described and includes works up to 1m perimeter to the building (1m wide paving slabs & foul/storm drainage), The cost include 2 no. personnel doors and roller shutters are included at 1 door up to 1,000m2 , 2 roller doors over 1,000m2 (GIA), and 4 roller doors over 5,000m2. Costs are for the shell only and do not include for internal rooms such as offices or toilets which should be added for seperately. See Variations for assistance. | - | - | - | - | - | Cavity Wall construction to lower walls should be added by measuring wall area at an E/O rate of £97m2(£5m2 less for uninsulated), single block walls are cost neutral. Additional roller shutter doors over and above the beacon specification at should be added at additonal cost of £ 232 each (4 x 4m) . Additional personnel doors over the assumed 2nr. - add £1,077 each. If heating is required an addition of £32/m2 (GIA) should be made to the beacon cost. Internal offices (in Industrial complexes) should be added by reference to Cost Guide code series 42P04A -42P40V, Internal WC - 42P40W | - | - | - | 41P264 | m2 | - | 3 - INDUSTRIAL | David Grace | Jim Allen | 894.1471 | Option 1 | 1108.5673 | 23.98% | 1582.2509 | 1136.0183 | 27.05% | 2.476% | 1136.0183 | 27.05% | Price Book Data | P. Avo | VOA_GPN_GOV_UK\7243572 | 2021-09-20 | Low | - | Low | - | - | Copied to latest DCS. | NA | SPONS A&B | 2 | (BEAMS Note 2) Standard | - | - | 2 | TRUE
3858 | 41P501 | 5878 | 41P501 | Industrial Buildings | Uninsulated Buildings | Sheet Metal Cladding | 101 - 250m2 | Eaves Height - 27m | Building Area only; Site strip vegetation; Strip foundations; Column bases; Insulated Concrete GF slab with DPM and Mesh,150 thick up to 10,000m2, 200mm thick over 10,000m2 GIA; Steel Portal frame with bolts and baseplates; Coated galvanised trapezoidal roof sheets with no insulation, on steel purlins; Roof lights; valley gutters; matching fascia and soffit; Rainwater downpipes and gutters; trapezoidal uninsulated wall system cladding on cladding rails; External roller shutter doors and personnel doors; Single phase electrics, lighting and power ; EXCLUDES heating ; Underslab storm drainage from internal downpipes on building area greater than 1,000m2 | Location Adjustment Applicable (See Guidance Notes) - ERC = UK mean of 1.00 | (BEAMS Note 2) The ERC for this item should be added to all other rateable items on the hereditament (except land). Therefore the total of the ERC of the other Building Items and the P&M ERC (where applicable) to enable the correct contract size adjustment to be made. ERC of Building Component + ERC of P&M = Total ERC to which contract size adjustment should be applied. The appropriate % adjustment should be made in accordance with the scale for contract size adjustment specified under section 6 of the RCG 2023 Guidance notes. The currency ERC rates are set at £4m (Four Million Pounds) @ 1st April 2021 (AVD) for the RCG 2023 Publication. | The data consists of a typical Industrial shell. Works include the Industrial shell as described and includes works up to 1m perimeter to the building (1m wide paving slabs & foul/storm drainage), The cost include 2 no. personnel doors and roller shutters are included at 1 door up to 1,000m2 , 2 roller doors over 1,000m2 (GIA), and 4 roller doors over 5,000m2. Costs are for the shell only and do not include for internal rooms such as offices or toilets which should be added for seperately. See Variations for assistance. | - | - | - | - | - | Cavity Wall construction to lower walls should be added by measuring wall area at an E/O rate of £97m2(£5m2 less for uninsulated), single block walls are cost neutral. Additional roller shutter doors over and above the beacon specification at should be added at additonal cost of £ 232 each (4 x 4m) . Additional personnel doors over the assumed 2nr. - add £1,077 each. If heating is required an addition of £32/m2 (GIA) should be made to the beacon cost. Internal offices (in Industrial complexes) should be added by reference to Cost Guide code series 42P04A -42P40V, Internal WC - 42P40W | - | - | - | 41P265 | m2 | - | 3 - INDUSTRIAL | David Grace | Jim Allen | 926.4379 | Option 1 | 1148.6015 | 23.98% | 1613.6631 | 1158.5715 | 25.06% | 0.868% | 1158.5715 | 25.06% | Price Book Data | P. Avo | VOA_GPN_GOV_UK\7243572 | 2021-09-20 | Low | - | Low | - | - | Copied to latest DCS. | NA | SPONS A&B | 2 | (BEAMS Note 2) Standard | - | - | 2 | TRUE
3859 | 41P502 | 5879 | 41P502 | Industrial Buildings | Uninsulated Buildings | Sheet Metal Cladding | 101 - 250m2 | Eaves Height - 28m | Building Area only; Site strip vegetation; Strip foundations; Column bases; Insulated Concrete GF slab with DPM and Mesh,150 thick up to 10,000m2, 200mm thick over 10,000m2 GIA; Steel Portal frame with bolts and baseplates; Coated galvanised trapezoidal roof sheets with no insulation, on steel purlins; Roof lights; valley gutters; matching fascia and soffit; Rainwater downpipes and gutters; trapezoidal uninsulated wall system cladding on cladding rails; External roller shutter doors and personnel doors; Single phase electrics, lighting and power ; EXCLUDES heating ; Underslab storm drainage from internal downpipes on building area greater than 1,000m2 | Location Adjustment Applicable (See Guidance Notes) - ERC = UK mean of 1.00 | (BEAMS Note 2) The ERC for this item should be added to all other rateable items on the hereditament (except land). Therefore the total of the ERC of the other Building Items and the P&M ERC (where applicable) to enable the correct contract size adjustment to be made. ERC of Building Component + ERC of P&M = Total ERC to which contract size adjustment should be applied. The appropriate % adjustment should be made in accordance with the scale for contract size adjustment specified under section 6 of the RCG 2023 Guidance notes. The currency ERC rates are set at £4m (Four Million Pounds) @ 1st April 2021 (AVD) for the RCG 2023 Publication. | The data consists of a typical Industrial shell. Works include the Industrial shell as described and includes works up to 1m perimeter to the building (1m wide paving slabs & foul/storm drainage), The cost include 2 no. personnel doors and roller shutters are included at 1 door up to 1,000m2 , 2 roller doors over 1,000m2 (GIA), and 4 roller doors over 5,000m2. Costs are for the shell only and do not include for internal rooms such as offices or toilets which should be added for seperately. See Variations for assistance. | - | - | - | - | - | Cavity Wall construction to lower walls should be added by measuring wall area at an E/O rate of £97m2(£5m2 less for uninsulated), single block walls are cost neutral. Additional roller shutter doors over and above the beacon specification at should be added at additonal cost of £ 232 each (4 x 4m) . Additional personnel doors over the assumed 2nr. - add £1,077 each. If heating is required an addition of £32/m2 (GIA) should be made to the beacon cost. Internal offices (in Industrial complexes) should be added by reference to Cost Guide code series 42P04A -42P40V, Internal WC - 42P40W | - | - | - | 41P266 | m2 | - | 3 - INDUSTRIAL | David Grace | Jim Allen | 958.7287 | Option 1 | 1188.6358 | 23.98% | 1645.0752 | 1181.1247 | 23.2% | -0.6319% | 1181.1247 | 23.2% | Price Book Data | P. Avo | VOA_GPN_GOV_UK\7243572 | 2021-09-20 | Low | - | Low | - | - | Copied to latest DCS. | NA | SPONS A&B | 2 | (BEAMS Note 2) Standard | - | - | 2 | TRUE
3860 | 41P503 | 5880 | 41P503 | Industrial Buildings | Uninsulated Buildings | Sheet Metal Cladding | 101 - 250m2 | Eaves Height - 29m | Building Area only; Site strip vegetation; Strip foundations; Column bases; Insulated Concrete GF slab with DPM and Mesh,150 thick up to 10,000m2, 200mm thick over 10,000m2 GIA; Steel Portal frame with bolts and baseplates; Coated galvanised trapezoidal roof sheets with no insulation, on steel purlins; Roof lights; valley gutters; matching fascia and soffit; Rainwater downpipes and gutters; trapezoidal uninsulated wall system cladding on cladding rails; External roller shutter doors and personnel doors; Single phase electrics, lighting and power ; EXCLUDES heating ; Underslab storm drainage from internal downpipes on building area greater than 1,000m2 | Location Adjustment Applicable (See Guidance Notes) - ERC = UK mean of 1.00 | (BEAMS Note 2) The ERC for this item should be added to all other rateable items on the hereditament (except land). Therefore the total of the ERC of the other Building Items and the P&M ERC (where applicable) to enable the correct contract size adjustment to be made. ERC of Building Component + ERC of P&M = Total ERC to which contract size adjustment should be applied. The appropriate % adjustment should be made in accordance with the scale for contract size adjustment specified under section 6 of the RCG 2023 Guidance notes. The currency ERC rates are set at £4m (Four Million Pounds) @ 1st April 2021 (AVD) for the RCG 2023 Publication. | The data consists of a typical Industrial shell. Works include the Industrial shell as described and includes works up to 1m perimeter to the building (1m wide paving slabs & foul/storm drainage), The cost include 2 no. personnel doors and roller shutters are included at 1 door up to 1,000m2 , 2 roller doors over 1,000m2 (GIA), and 4 roller doors over 5,000m2. Costs are for the shell only and do not include for internal rooms such as offices or toilets which should be added for seperately. See Variations for assistance. | - | - | - | - | - | Cavity Wall construction to lower walls should be added by measuring wall area at an E/O rate of £97m2(£5m2 less for uninsulated), single block walls are cost neutral. Additional roller shutter doors over and above the beacon specification at should be added at additonal cost of £ 232 each (4 x 4m) . Additional personnel doors over the assumed 2nr. - add £1,077 each. If heating is required an addition of £32/m2 (GIA) should be made to the beacon cost. Internal offices (in Industrial complexes) should be added by reference to Cost Guide code series 42P04A -42P40V, Internal WC - 42P40W | - | - | - | 41P267 | m2 | - | 3 - INDUSTRIAL | David Grace | Jim Allen | 990.2506 | Option 1 | 1227.7168 | 23.98% | 1676.4874 | 1203.6779 | 21.55% | -1.958% | 1203.6779 | 21.55% | Price Book Data | P. Avo | VOA_GPN_GOV_UK\7243572 | 2021-09-20 | Low | - | Low | - | - | Copied to latest DCS. | NA | SPONS A&B | 2 | (BEAMS Note 2) Standard | - | - | 2 | TRUE
3861 | 41P504 | 5881 | 41P504 | Industrial Buildings | Uninsulated Buildings | Sheet Metal Cladding | 101 - 250m2 | Eaves Height - 30m | Building Area only; Site strip vegetation; Strip foundations; Column bases; Insulated Concrete GF slab with DPM and Mesh,150 thick up to 10,000m2, 200mm thick over 10,000m2 GIA; Steel Portal frame with bolts and baseplates; Coated galvanised trapezoidal roof sheets with no insulation, on steel purlins; Roof lights; valley gutters; matching fascia and soffit; Rainwater downpipes and gutters; trapezoidal uninsulated wall system cladding on cladding rails; External roller shutter doors and personnel doors; Single phase electrics, lighting and power ; EXCLUDES heating ; Underslab storm drainage from internal downpipes on building area greater than 1,000m2 | Location Adjustment Applicable (See Guidance Notes) - ERC = UK mean of 1.00 | (BEAMS Note 2) The ERC for this item should be added to all other rateable items on the hereditament (except land). Therefore the total of the ERC of the other Building Items and the P&M ERC (where applicable) to enable the correct contract size adjustment to be made. ERC of Building Component + ERC of P&M = Total ERC to which contract size adjustment should be applied. The appropriate % adjustment should be made in accordance with the scale for contract size adjustment specified under section 6 of the RCG 2023 Guidance notes. The currency ERC rates are set at £4m (Four Million Pounds) @ 1st April 2021 (AVD) for the RCG 2023 Publication. | The data consists of a typical Industrial shell. Works include the Industrial shell as described and includes works up to 1m perimeter to the building (1m wide paving slabs & foul/storm drainage), The cost include 2 no. personnel doors and roller shutters are included at 1 door up to 1,000m2 , 2 roller doors over 1,000m2 (GIA), and 4 roller doors over 5,000m2. Costs are for the shell only and do not include for internal rooms such as offices or toilets which should be added for seperately. See Variations for assistance. | - | - | - | - | - | Cavity Wall construction to lower walls should be added by measuring wall area at an E/O rate of £97m2(£5m2 less for uninsulated), single block walls are cost neutral. Additional roller shutter doors over and above the beacon specification at should be added at additonal cost of £ 232 each (4 x 4m) . Additional personnel doors over the assumed 2nr. - add £1,077 each. If heating is required an addition of £32/m2 (GIA) should be made to the beacon cost. Internal offices (in Industrial complexes) should be added by reference to Cost Guide code series 42P04A -42P40V, Internal WC - 42P40W | - | - | - | 41P268 | m2 | - | 3 - INDUSTRIAL | David Grace | Jim Allen | 1022.5414 | Option 1 | 1267.7511 | 23.98% | 1707.8996 | 1226.231 | 19.92% | -3.275% | 1226.231 | 19.92% | Price Book Data | P. Avo | VOA_GPN_GOV_UK\7243572 | 2021-09-20 | Low | - | Low | - | - | Copied to latest DCS. | NA | SPONS A&B | 2 | (BEAMS Note 2) Standard | - | - | 2 | TRUE
3862 | 41P505 | 5882 | 41P505 | Industrial Buildings | Uninsulated Buildings | Sheet Metal Cladding | 101 - 250m2 | Eaves Height - 31m | Building Area only; Site strip vegetation; Strip foundations; Column bases; Insulated Concrete GF slab with DPM and Mesh,150 thick up to 10,000m2, 200mm thick over 10,000m2 GIA; Steel Portal frame with bolts and baseplates; Coated galvanised trapezoidal roof sheets with no insulation, on steel purlins; Roof lights; valley gutters; matching fascia and soffit; Rainwater downpipes and gutters; trapezoidal uninsulated wall system cladding on cladding rails; External roller shutter doors and personnel doors; Single phase electrics, lighting and power ; EXCLUDES heating ; Underslab storm drainage from internal downpipes on building area greater than 1,000m2 | Location Adjustment Applicable (See Guidance Notes) - ERC = UK mean of 1.00 | (BEAMS Note 2) The ERC for this item should be added to all other rateable items on the hereditament (except land). Therefore the total of the ERC of the other Building Items and the P&M ERC (where applicable) to enable the correct contract size adjustment to be made. ERC of Building Component + ERC of P&M = Total ERC to which contract size adjustment should be applied. The appropriate % adjustment should be made in accordance with the scale for contract size adjustment specified under section 6 of the RCG 2023 Guidance notes. The currency ERC rates are set at £4m (Four Million Pounds) @ 1st April 2021 (AVD) for the RCG 2023 Publication. | The data consists of a typical Industrial shell. Works include the Industrial shell as described and includes works up to 1m perimeter to the building (1m wide paving slabs & foul/storm drainage), The cost include 2 no. personnel doors and roller shutters are included at 1 door up to 1,000m2 , 2 roller doors over 1,000m2 (GIA), and 4 roller doors over 5,000m2. Costs are for the shell only and do not include for internal rooms such as offices or toilets which should be added for seperately. See Variations for assistance. | - | - | - | - | - | Cavity Wall construction to lower walls should be added by measuring wall area at an E/O rate of £97m2(£5m2 less for uninsulated), single block walls are cost neutral. Additional roller shutter doors over and above the beacon specification at should be added at additonal cost of £ 232 each (4 x 4m) . Additional personnel doors over the assumed 2nr. - add £1,077 each. If heating is required an addition of £32/m2 (GIA) should be made to the beacon cost. Internal offices (in Industrial complexes) should be added by reference to Cost Guide code series 42P04A -42P40V, Internal WC - 42P40W | - | - | - | 41P269 | m2 | - | 3 - INDUSTRIAL | David Grace | Jim Allen | 1063.2893 | Option 1 | 1318.2705 | 23.98% | 1739.3117 | 1248.7842 | 17.45% | -5.271% | 1248.7842 | 17.45% | Price Book Data | P. Avo | VOA_GPN_GOV_UK\7243572 | 2021-09-20 | Low | - | Low | - | - | Copied to latest DCS. | NA | SPONS A&B | 2 | (BEAMS Note 2) Standard | - | - | 2 | TRUE
3863 | 41P506 | 5883 | 41P506 | Industrial Buildings | Uninsulated Buildings | Sheet Metal Cladding | 101 - 250m2 | Eaves Height - 32m | Building Area only; Site strip vegetation; Strip foundations; Column bases; Insulated Concrete GF slab with DPM and Mesh,150 thick up to 10,000m2, 200mm thick over 10,000m2 GIA; Steel Portal frame with bolts and baseplates; Coated galvanised trapezoidal roof sheets with no insulation, on steel purlins; Roof lights; valley gutters; matching fascia and soffit; Rainwater downpipes and gutters; trapezoidal uninsulated wall system cladding on cladding rails; External roller shutter doors and personnel doors; Single phase electrics, lighting and power ; EXCLUDES heating ; Underslab storm drainage from internal downpipes on building area greater than 1,000m2 | Location Adjustment Applicable (See Guidance Notes) - ERC = UK mean of 1.00 | (BEAMS Note 2) The ERC for this item should be added to all other rateable items on the hereditament (except land). Therefore the total of the ERC of the other Building Items and the P&M ERC (where applicable) to enable the correct contract size adjustment to be made. ERC of Building Component + ERC of P&M = Total ERC to which contract size adjustment should be applied. The appropriate % adjustment should be made in accordance with the scale for contract size adjustment specified under section 6 of the RCG 2023 Guidance notes. The currency ERC rates are set at £4m (Four Million Pounds) @ 1st April 2021 (AVD) for the RCG 2023 Publication. | The data consists of a typical Industrial shell. Works include the Industrial shell as described and includes works up to 1m perimeter to the building (1m wide paving slabs & foul/storm drainage), The cost include 2 no. personnel doors and roller shutters are included at 1 door up to 1,000m2 , 2 roller doors over 1,000m2 (GIA), and 4 roller doors over 5,000m2. Costs are for the shell only and do not include for internal rooms such as offices or toilets which should be added for seperately. See Variations for assistance. | - | - | - | - | - | Cavity Wall construction to lower walls should be added by measuring wall area at an E/O rate of £97m2(£5m2 less for uninsulated), single block walls are cost neutral. Additional roller shutter doors over and above the beacon specification at should be added at additonal cost of £ 232 each (4 x 4m) . Additional personnel doors over the assumed 2nr. - add £1,077 each. If heating is required an addition of £32/m2 (GIA) should be made to the beacon cost. Internal offices (in Industrial complexes) should be added by reference to Cost Guide code series 42P04A -42P40V, Internal WC - 42P40W | - | - | - | 41P270 | m2 | - | 3 - INDUSTRIAL | David Grace | Jim Allen | 1094.8113 | Option 1 | 1357.3515 | 23.98% | 1770.7239 | 1271.3374 | 16.12% | -6.337% | 1271.3374 | 16.12% | Price Book Data | P. Avo | VOA_GPN_GOV_UK\7243572 | 2021-09-17 | Low | - | Low | - | - | Copied to latest DCS. | NA | SPONS A&B | 2 | (BEAMS Note 2) Standard | - | - | 2 | TRUE
3864 | 41P507 | 5884 | 41P507 | Industrial Buildings | Uninsulated Buildings | Sheet Metal Cladding | 101 - 250m2 | Eaves Height - 33m | Building Area only; Site strip vegetation; Strip foundations; Column bases; Insulated Concrete GF slab with DPM and Mesh,150 thick up to 10,000m2, 200mm thick over 10,000m2 GIA; Steel Portal frame with bolts and baseplates; Coated galvanised trapezoidal roof sheets with no insulation, on steel purlins; Roof lights; valley gutters; matching fascia and soffit; Rainwater downpipes and gutters; trapezoidal uninsulated wall system cladding on cladding rails; External roller shutter doors and personnel doors; Single phase electrics, lighting and power ; EXCLUDES heating ; Underslab storm drainage from internal downpipes on building area greater than 1,000m2 | Location Adjustment Applicable (See Guidance Notes) - ERC = UK mean of 1.00 | (BEAMS Note 2) The ERC for this item should be added to all other rateable items on the hereditament (except land). Therefore the total of the ERC of the other Building Items and the P&M ERC (where applicable) to enable the correct contract size adjustment to be made. ERC of Building Component + ERC of P&M = Total ERC to which contract size adjustment should be applied. The appropriate % adjustment should be made in accordance with the scale for contract size adjustment specified under section 6 of the RCG 2023 Guidance notes. The currency ERC rates are set at £4m (Four Million Pounds) @ 1st April 2021 (AVD) for the RCG 2023 Publication. | The data consists of a typical Industrial shell. Works include the Industrial shell as described and includes works up to 1m perimeter to the building (1m wide paving slabs & foul/storm drainage), The cost include 2 no. personnel doors and roller shutters are included at 1 door up to 1,000m2 , 2 roller doors over 1,000m2 (GIA), and 4 roller doors over 5,000m2. Costs are for the shell only and do not include for internal rooms such as offices or toilets which should be added for seperately. See Variations for assistance. | - | - | - | - | - | Cavity Wall construction to lower walls should be added by measuring wall area at an E/O rate of £97m2(£5m2 less for uninsulated), single block walls are cost neutral. Additional roller shutter doors over and above the beacon specification at should be added at additonal cost of £ 232 each (4 x 4m) . Additional personnel doors over the assumed 2nr. - add £1,077 each. If heating is required an addition of £32/m2 (GIA) should be made to the beacon cost. Internal offices (in Industrial complexes) should be added by reference to Cost Guide code series 42P04A -42P40V, Internal WC - 42P40W | - | - | - | 41P271 | m2 | - | 3 - INDUSTRIAL | David Grace | Jim Allen | 1127.1021 | Option 1 | 1397.3857 | 23.98% | 1802.136 | 1293.8906 | 14.8% | -7.406% | 1293.8906 | 14.8% | Price Book Data | P. Avo | VOA_GPN_GOV_UK\7243572 | 2021-09-17 | Low | - | Low | - | - | Copied to latest DCS. | NA | SPONS A&B | 2 | (BEAMS Note 2) Standard | - | - | 2 | TRUE
3865 | 41P508 | 5885 | 41P508 | Industrial Buildings | Uninsulated Buildings | Sheet Metal Cladding | 101 - 250m2 | Eaves Height - 34m | Building Area only; Site strip vegetation; Strip foundations; Column bases; Insulated Concrete GF slab with DPM and Mesh,150 thick up to 10,000m2, 200mm thick over 10,000m2 GIA; Steel Portal frame with bolts and baseplates; Coated galvanised trapezoidal roof sheets with no insulation, on steel purlins; Roof lights; valley gutters; matching fascia and soffit; Rainwater downpipes and gutters; trapezoidal uninsulated wall system cladding on cladding rails; External roller shutter doors and personnel doors; Single phase electrics, lighting and power ; EXCLUDES heating ; Underslab storm drainage from internal downpipes on building area greater than 1,000m2 | Location Adjustment Applicable (See Guidance Notes) - ERC = UK mean of 1.00 | (BEAMS Note 2) The ERC for this item should be added to all other rateable items on the hereditament (except land). Therefore the total of the ERC of the other Building Items and the P&M ERC (where applicable) to enable the correct contract size adjustment to be made. ERC of Building Component + ERC of P&M = Total ERC to which contract size adjustment should be applied. The appropriate % adjustment should be made in accordance with the scale for contract size adjustment specified under section 6 of the RCG 2023 Guidance notes. The currency ERC rates are set at £4m (Four Million Pounds) @ 1st April 2021 (AVD) for the RCG 2023 Publication. | The data consists of a typical Industrial shell. Works include the Industrial shell as described and includes works up to 1m perimeter to the building (1m wide paving slabs & foul/storm drainage), The cost include 2 no. personnel doors and roller shutters are included at 1 door up to 1,000m2 , 2 roller doors over 1,000m2 (GIA), and 4 roller doors over 5,000m2. Costs are for the shell only and do not include for internal rooms such as offices or toilets which should be added for seperately. See Variations for assistance. | - | - | - | - | - | Cavity Wall construction to lower walls should be added by measuring wall area at an E/O rate of £97m2(£5m2 less for uninsulated), single block walls are cost neutral. Additional roller shutter doors over and above the beacon specification at should be added at additonal cost of £ 232 each (4 x 4m) . Additional personnel doors over the assumed 2nr. - add £1,077 each. If heating is required an addition of £32/m2 (GIA) should be made to the beacon cost. Internal offices (in Industrial complexes) should be added by reference to Cost Guide code series 42P04A -42P40V, Internal WC - 42P40W | - | - | - | 41P272 | m2 | - | 3 - INDUSTRIAL | David Grace | Jim Allen | 1158.624 | Option 1 | 1436.4668 | 23.98% | 1833.5482 | 1316.4437 | 13.62% | -8.355% | 1316.4437 | 13.62% | Price Book Data | P. Avo | VOA_GPN_GOV_UK\7243572 | 2021-09-17 | Low | - | Low | - | - | Copied to latest DCS. | NA | SPONS A&B | 2 | (BEAMS Note 2) Standard | - | - | 2 | TRUE
3866 | 41P509 | 5886 | 41P509 | Industrial Buildings | Uninsulated Buildings | Sheet Metal Cladding | 101 - 250m2 | Eaves Height - 35m | Building Area only; Site strip vegetation; Strip foundations; Column bases; Insulated Concrete GF slab with DPM and Mesh,150 thick up to 10,000m2, 200mm thick over 10,000m2 GIA; Steel Portal frame with bolts and baseplates; Coated galvanised trapezoidal roof sheets with no insulation, on steel purlins; Roof lights; valley gutters; matching fascia and soffit; Rainwater downpipes and gutters; trapezoidal uninsulated wall system cladding on cladding rails; External roller shutter doors and personnel doors; Single phase electrics, lighting and power ; EXCLUDES heating ; Underslab storm drainage from internal downpipes on building area greater than 1,000m2 | Location Adjustment Applicable (See Guidance Notes) - ERC = UK mean of 1.00 | (BEAMS Note 2) The ERC for this item should be added to all other rateable items on the hereditament (except land). Therefore the total of the ERC of the other Building Items and the P&M ERC (where applicable) to enable the correct contract size adjustment to be made. ERC of Building Component + ERC of P&M = Total ERC to which contract size adjustment should be applied. The appropriate % adjustment should be made in accordance with the scale for contract size adjustment specified under section 6 of the RCG 2023 Guidance notes. The currency ERC rates are set at £4m (Four Million Pounds) @ 1st April 2021 (AVD) for the RCG 2023 Publication. | The data consists of a typical Industrial shell. Works include the Industrial shell as described and includes works up to 1m perimeter to the building (1m wide paving slabs & foul/storm drainage), The cost include 2 no. personnel doors and roller shutters are included at 1 door up to 1,000m2 , 2 roller doors over 1,000m2 (GIA), and 4 roller doors over 5,000m2. Costs are for the shell only and do not include for internal rooms such as offices or toilets which should be added for seperately. See Variations for assistance. | - | - | - | - | - | Cavity Wall construction to lower walls should be added by measuring wall area at an E/O rate of £97m2(£5m2 less for uninsulated), single block walls are cost neutral. Additional roller shutter doors over and above the beacon specification at should be added at additonal cost of £ 232 each (4 x 4m) . Additional personnel doors over the assumed 2nr. - add £1,077 each. If heating is required an addition of £32/m2 (GIA) should be made to the beacon cost. Internal offices (in Industrial complexes) should be added by reference to Cost Guide code series 42P04A -42P40V, Internal WC - 42P40W | - | - | - | 41P273 | m2 | - | 3 - INDUSTRIAL | David Grace | Jim Allen | 1190.9148 | Option 1 | 1476.501 | 23.98% | 1864.9603 | 1338.9969 | 12.43% | -9.313% | 1338.9969 | 12.43% | Price Book Data | P. Avo | VOA_GPN_GOV_UK\7243572 | 2021-09-17 | Low | - | Low | - | - | Copied to latest DCS. | NA | SPONS A&B | 2 | (BEAMS Note 2) Standard | - | - | 2 | TRUE
3867 | 41P517 | 5891 | 41P517 | Industrial Buildings | Uninsulated Buildings | Sheet Metal Cladding | 251 - 500m2 | Eaves Height - 21m | Building Area only; Site strip vegetation; Strip foundations; Column bases; Insulated Concrete GF slab with DPM and Mesh,150 thick up to 10,000m2, 200mm thick over 10,000m2 GIA; Steel Portal frame with bolts and baseplates; Coated galvanised trapezoidal roof sheets with no insulation, on steel purlins; Roof lights; valley gutters; matching fascia and soffit; Rainwater downpipes and gutters; trapezoidal uninsulated wall system cladding on cladding rails; External roller shutter doors and personnel doors; Single phase electrics, lighting and power ; EXCLUDES heating ; Underslab storm drainage from internal downpipes on building area greater than 1,000m2 | Location Adjustment Applicable (See Guidance Notes) - ERC = UK mean of 1.00 | (BEAMS Note 2) The ERC for this item should be added to all other rateable items on the hereditament (except land). Therefore the total of the ERC of the other Building Items and the P&M ERC (where applicable) to enable the correct contract size adjustment to be made. ERC of Building Component + ERC of P&M = Total ERC to which contract size adjustment should be applied. The appropriate % adjustment should be made in accordance with the scale for contract size adjustment specified under section 6 of the RCG 2023 Guidance notes. The currency ERC rates are set at £4m (Four Million Pounds) @ 1st April 2021 (AVD) for the RCG 2023 Publication. | The data consists of a typical Industrial shell. Works include the Industrial shell as described and includes works up to 1m perimeter to the building (1m wide paving slabs & foul/storm drainage), The cost include 2 no. personnel doors and roller shutters are included at 1 door up to 1,000m2 , 2 roller doors over 1,000m2 (GIA), and 4 roller doors over 5,000m2. Costs are for the shell only and do not include for internal rooms such as offices or toilets which should be added for seperately. See Variations for assistance. | - | - | - | - | - | Cavity Wall construction to lower walls should be added by measuring wall area at an E/O rate of £97m2(£5m2 less for uninsulated), single block walls are cost neutral. Additional roller shutter doors over and above the beacon specification at should be added at additonal cost of £ 232 each (4 x 4m) . Additional personnel doors over the assumed 2nr. - add £1,077 each. If heating is required an addition of £32/m2 (GIA) should be made to the beacon cost. Internal offices (in Industrial complexes) should be added by reference to Cost Guide code series 42P04A -42P40V, Internal WC - 42P40W | - | - | - | 41P289, 41RO3R | m2 | - | 3 - INDUSTRIAL | David Grace | Jim Allen | 556.6316 | Option 1 | 690.1141 | 23.98% | 1018.0447 | 730.9317 | 31.31% | 5.915% | 730.9317 | 31.31% | Price Book Data | P. Avo | VOA_GPN_GOV_UK\7243572 | 2021-09-20 | Low | - | Low | - | - | Copied to latest DCS. Minor tweaks to Tech 1 description. Redirect contains typo (41R03R instead of 41RO3R), now corrected. | NA | SPONS A&B | 2 | (BEAMS Note 2) Standard | - | - | 2 | TRUE
3868 | 41P518 | 5892 | 41P518 | Industrial Buildings | Uninsulated Buildings | Sheet Metal Cladding | 251 - 500m2 | Eaves Height - 22m | Building Area only; Site strip vegetation; Strip foundations; Column bases; Insulated Concrete GF slab with DPM and Mesh,150 thick up to 10,000m2, 200mm thick over 10,000m2 GIA; Steel Portal frame with bolts and baseplates; Coated galvanised trapezoidal roof sheets with no insulation, on steel purlins; Roof lights; valley gutters; matching fascia and soffit; Rainwater downpipes and gutters; trapezoidal uninsulated wall system cladding on cladding rails; External roller shutter doors and personnel doors; Single phase electrics, lighting and power ; EXCLUDES heating ; Underslab storm drainage from internal downpipes on building area greater than 1,000m2 | Location Adjustment Applicable (See Guidance Notes) - ERC = UK mean of 1.00 | (BEAMS Note 2) The ERC for this item should be added to all other rateable items on the hereditament (except land). Therefore the total of the ERC of the other Building Items and the P&M ERC (where applicable) to enable the correct contract size adjustment to be made. ERC of Building Component + ERC of P&M = Total ERC to which contract size adjustment should be applied. The appropriate % adjustment should be made in accordance with the scale for contract size adjustment specified under section 6 of the RCG 2023 Guidance notes. The currency ERC rates are set at £4m (Four Million Pounds) @ 1st April 2021 (AVD) for the RCG 2023 Publication. | The data consists of a typical Industrial shell. Works include the Industrial shell as described and includes works up to 1m perimeter to the building (1m wide paving slabs & foul/storm drainage), The cost include 2 no. personnel doors and roller shutters are included at 1 door up to 1,000m2 , 2 roller doors over 1,000m2 (GIA), and 4 roller doors over 5,000m2. Costs are for the shell only and do not include for internal rooms such as offices or toilets which should be added for seperately. See Variations for assistance. | - | - | - | - | - | Cavity Wall construction to lower walls should be added by measuring wall area at an E/O rate of £97m2(£5m2 less for uninsulated), single block walls are cost neutral. Additional roller shutter doors over and above the beacon specification at should be added at additonal cost of £ 232 each (4 x 4m) . Additional personnel doors over the assumed 2nr. - add £1,077 each. If heating is required an addition of £32/m2 (GIA) should be made to the beacon cost. Internal offices (in Industrial complexes) should be added by reference to Cost Guide code series 42P04A -42P40V, Internal WC - 42P40W | - | - | - | 41P290, 41RO3S | m2 | - | 3 - INDUSTRIAL | David Grace | Jim Allen | 573.5458 | Option 1 | 711.0844 | 23.98% | 1037.3374 | 744.7834 | 29.86% | 4.739% | 744.7834 | 29.86% | Price Book Data | P. Avo | VOA_GPN_GOV_UK\7243572 | 2021-09-20 | Low | - | Low | - | - | Copied to latest DCS. Redirect contained typo (41R03S instead of 41RO3S), now corrected. | NA | SPONS A&B | 2 | (BEAMS Note 2) Standard | - | - | 2 | TRUE
3869 | 41P519 | 5893 | 41P519 | Industrial Buildings | Uninsulated Buildings | Sheet Metal Cladding | 251 - 500m2 | Eaves Height - 23m | Building Area only; Site strip vegetation; Strip foundations; Column bases; Insulated Concrete GF slab with DPM and Mesh,150 thick up to 10,000m2, 200mm thick over 10,000m2 GIA; Steel Portal frame with bolts and baseplates; Coated galvanised trapezoidal roof sheets with no insulation, on steel purlins; Roof lights; valley gutters; matching fascia and soffit; Rainwater downpipes and gutters; trapezoidal uninsulated wall system cladding on cladding rails; External roller shutter doors and personnel doors; Single phase electrics, lighting and power ; EXCLUDES heating ; Underslab storm drainage from internal downpipes on building area greater than 1,000m2 | Location Adjustment Applicable (See Guidance Notes) - ERC = UK mean of 1.00 | (BEAMS Note 2) The ERC for this item should be added to all other rateable items on the hereditament (except land). Therefore the total of the ERC of the other Building Items and the P&M ERC (where applicable) to enable the correct contract size adjustment to be made. ERC of Building Component + ERC of P&M = Total ERC to which contract size adjustment should be applied. The appropriate % adjustment should be made in accordance with the scale for contract size adjustment specified under section 6 of the RCG 2023 Guidance notes. The currency ERC rates are set at £4m (Four Million Pounds) @ 1st April 2021 (AVD) for the RCG 2023 Publication. | The data consists of a typical Industrial shell. Works include the Industrial shell as described and includes works up to 1m perimeter to the building (1m wide paving slabs & foul/storm drainage), The cost include 2 no. personnel doors and roller shutters are included at 1 door up to 1,000m2 , 2 roller doors over 1,000m2 (GIA), and 4 roller doors over 5,000m2. Costs are for the shell only and do not include for internal rooms such as offices or toilets which should be added for seperately. See Variations for assistance. | - | - | - | - | - | Cavity Wall construction to lower walls should be added by measuring wall area at an E/O rate of £97m2(£5m2 less for uninsulated), single block walls are cost neutral. Additional roller shutter doors over and above the beacon specification at should be added at additonal cost of £ 232 each (4 x 4m) . Additional personnel doors over the assumed 2nr. - add £1,077 each. If heating is required an addition of £32/m2 (GIA) should be made to the beacon cost. Internal offices (in Industrial complexes) should be added by reference to Cost Guide code series 42P04A -42P40V, Internal WC - 42P40W | - | - | - | 41P291, 41RO3T | m2 | - | 3 - INDUSTRIAL | David Grace | Jim Allen | 590.46 | Option 1 | 732.0547 | 23.98% | 1056.63 | 758.6351 | 28.48% | 3.631% | 758.6351 | 28.48% | Price Book Data | P. Avo | VOA_GPN_GOV_UK\7243572 | 2021-09-20 | Low | - | Low | - | - | Copied to latest DCS. Redirects contain typo (41R03T instead of 41RO3T), now corrected. | NA | SPONS A&B | 2 | (BEAMS Note 2) Standard | - | - | 2 | TRUE
3870 | 41P520 | 5894 | 41P520 | Industrial Buildings | Uninsulated Buildings | Sheet Metal Cladding | 251 - 500m2 | Eaves Height - 24m | Building Area only; Site strip vegetation; Strip foundations; Column bases; Insulated Concrete GF slab with DPM and Mesh,150 thick up to 10,000m2, 200mm thick over 10,000m2 GIA; Steel Portal frame with bolts and baseplates; Coated galvanised trapezoidal roof sheets with no insulation, on steel purlins; Roof lights; valley gutters; matching fascia and soffit; Rainwater downpipes and gutters; trapezoidal uninsulated wall system cladding on cladding rails; External roller shutter doors and personnel doors; Single phase electrics, lighting and power ; EXCLUDES heating ; Underslab storm drainage from internal downpipes on building area greater than 1,000m2 | Location Adjustment Applicable (See Guidance Notes) - ERC = UK mean of 1.00 | (BEAMS Note 2) The ERC for this item should be added to all other rateable items on the hereditament (except land). Therefore the total of the ERC of the other Building Items and the P&M ERC (where applicable) to enable the correct contract size adjustment to be made. ERC of Building Component + ERC of P&M = Total ERC to which contract size adjustment should be applied. The appropriate % adjustment should be made in accordance with the scale for contract size adjustment specified under section 6 of the RCG 2023 Guidance notes. The currency ERC rates are set at £4m (Four Million Pounds) @ 1st April 2021 (AVD) for the RCG 2023 Publication. | The data consists of a typical Industrial shell. Works include the Industrial shell as described and includes works up to 1m perimeter to the building (1m wide paving slabs & foul/storm drainage), The cost include 2 no. personnel doors and roller shutters are included at 1 door up to 1,000m2 , 2 roller doors over 1,000m2 (GIA), and 4 roller doors over 5,000m2. Costs are for the shell only and do not include for internal rooms such as offices or toilets which should be added for seperately. See Variations for assistance. | - | - | - | - | - | Cavity Wall construction to lower walls should be added by measuring wall area at an E/O rate of £97m2(£5m2 less for uninsulated), single block walls are cost neutral. Additional roller shutter doors over and above the beacon specification at should be added at additonal cost of £ 232 each (4 x 4m) . Additional personnel doors over the assumed 2nr. - add £1,077 each. If heating is required an addition of £32/m2 (GIA) should be made to the beacon cost. Internal offices (in Industrial complexes) should be added by reference to Cost Guide code series 42P04A -42P40V, Internal WC - 42P40W | - | - | - | 41P292, 41RO3U | m2 | - | 3 - INDUSTRIAL | David Grace | Jim Allen | 606.6054 | Option 1 | 752.0719 | 23.98% | 1075.9227 | 772.4868 | 27.35% | 2.714% | 772.4868 | 27.35% | Price Book Data | P. Avo | VOA_GPN_GOV_UK\7243572 | 2021-09-20 | Low | - | Low | - | - | Copied to latest DCS. Redirect has typo (41R03U instead of 41RO3U), now corrected. | NA | SPONS A&B | 2 | (BEAMS Note 2) Standard | - | - | 2 | TRUE
3871 | 41P521 | 5895 | 41P521 | Industrial Buildings | Uninsulated Buildings | Sheet Metal Cladding | 251 - 500m2 | Eaves Height - 25m | Building Area only; Site strip vegetation; Strip foundations; Column bases; Insulated Concrete GF slab with DPM and Mesh,150 thick up to 10,000m2, 200mm thick over 10,000m2 GIA; Steel Portal frame with bolts and baseplates; Coated galvanised trapezoidal roof sheets with no insulation, on steel purlins; Roof lights; valley gutters; matching fascia and soffit; Rainwater downpipes and gutters; trapezoidal uninsulated wall system cladding on cladding rails; External roller shutter doors and personnel doors; Single phase electrics, lighting and power ; EXCLUDES heating ; Underslab storm drainage from internal downpipes on building area greater than 1,000m2 | Location Adjustment Applicable (See Guidance Notes) - ERC = UK mean of 1.00 | (BEAMS Note 2) The ERC for this item should be added to all other rateable items on the hereditament (except land). Therefore the total of the ERC of the other Building Items and the P&M ERC (where applicable) to enable the correct contract size adjustment to be made. ERC of Building Component + ERC of P&M = Total ERC to which contract size adjustment should be applied. The appropriate % adjustment should be made in accordance with the scale for contract size adjustment specified under section 6 of the RCG 2023 Guidance notes. The currency ERC rates are set at £4m (Four Million Pounds) @ 1st April 2021 (AVD) for the RCG 2023 Publication. | The data consists of a typical Industrial shell. Works include the Industrial shell as described and includes works up to 1m perimeter to the building (1m wide paving slabs & foul/storm drainage), The cost include 2 no. personnel doors and roller shutters are included at 1 door up to 1,000m2 , 2 roller doors over 1,000m2 (GIA), and 4 roller doors over 5,000m2. Costs are for the shell only and do not include for internal rooms such as offices or toilets which should be added for seperately. See Variations for assistance. | - | - | - | - | - | Cavity Wall construction to lower walls should be added by measuring wall area at an E/O rate of £97m2(£5m2 less for uninsulated), single block walls are cost neutral. Additional roller shutter doors over and above the beacon specification at should be added at additonal cost of £ 232 each (4 x 4m) . Additional personnel doors over the assumed 2nr. - add £1,077 each. If heating is required an addition of £32/m2 (GIA) should be made to the beacon cost. Internal offices (in Industrial complexes) should be added by reference to Cost Guide code series 42P04A -42P40V, Internal WC - 42P40W | - | - | - | 41P293, 41RO3V | m2 | - | 3 - INDUSTRIAL | David Grace | Jim Allen | 623.5196 | Option 1 | 773.0422 | 23.98% | 1095.2154 | 786.3385 | 26.11% | 1.72% | 786.3385 | 26.11% | Price Book Data | P. Avo | VOA_GPN_GOV_UK\7243572 | 2021-09-20 | Low | - | Low | - | - | Copied to latest DCS. Redirect has typo (41R03V instead of 41RO3V), now corrected. | NA | SPONS A&B | 2 | (BEAMS Note 2) Standard | - | - | 2 | TRUE
3872 | 41P522 | 5896 | 41P522 | Industrial Buildings | Uninsulated Buildings | Sheet Metal Cladding | 251 - 500m2 | Eaves Height - 26m | Building Area only; Site strip vegetation; Strip foundations; Column bases; Insulated Concrete GF slab with DPM and Mesh,150 thick up to 10,000m2, 200mm thick over 10,000m2 GIA; Steel Portal frame with bolts and baseplates; Coated galvanised trapezoidal roof sheets with no insulation, on steel purlins; Roof lights; valley gutters; matching fascia and soffit; Rainwater downpipes and gutters; trapezoidal uninsulated wall system cladding on cladding rails; External roller shutter doors and personnel doors; Single phase electrics, lighting and power ; EXCLUDES heating ; Underslab storm drainage from internal downpipes on building area greater than 1,000m2 | Location Adjustment Applicable (See Guidance Notes) - ERC = UK mean of 1.00 | (BEAMS Note 2) The ERC for this item should be added to all other rateable items on the hereditament (except land). Therefore the total of the ERC of the other Building Items and the P&M ERC (where applicable) to enable the correct contract size adjustment to be made. ERC of Building Component + ERC of P&M = Total ERC to which contract size adjustment should be applied. The appropriate % adjustment should be made in accordance with the scale for contract size adjustment specified under section 6 of the RCG 2023 Guidance notes. The currency ERC rates are set at £4m (Four Million Pounds) @ 1st April 2021 (AVD) for the RCG 2023 Publication. | The data consists of a typical Industrial shell. Works include the Industrial shell as described and includes works up to 1m perimeter to the building (1m wide paving slabs & foul/storm drainage), The cost include 2 no. personnel doors and roller shutters are included at 1 door up to 1,000m2 , 2 roller doors over 1,000m2 (GIA), and 4 roller doors over 5,000m2. Costs are for the shell only and do not include for internal rooms such as offices or toilets which should be added for seperately. See Variations for assistance. | - | - | - | - | - | Cavity Wall construction to lower walls should be added by measuring wall area at an E/O rate of £97m2(£5m2 less for uninsulated), single block walls are cost neutral. Additional roller shutter doors over and above the beacon specification at should be added at additonal cost of £ 232 each (4 x 4m) . Additional personnel doors over the assumed 2nr. - add £1,077 each. If heating is required an addition of £32/m2 (GIA) should be made to the beacon cost. Internal offices (in Industrial complexes) should be added by reference to Cost Guide code series 42P04A -42P40V, Internal WC - 42P40W | - | - | - | 41P294, 41RO3W | m2 | - | 3 - INDUSTRIAL | David Grace | Jim Allen | 646.5845 | Option 1 | 801.6381 | 23.98% | 1114.5081 | 800.1902 | 23.76% | -0.1806% | 800.1902 | 23.76% | Price Book Data | P. Avo | VOA_GPN_GOV_UK\7243572 | 2021-09-20 | Low | - | Low | - | - | Copied to latest DCS. Redirect contains typo (41R03W instead of 41RO3W), now corrected. | NA | SPONS A&B | 2 | (BEAMS Note 2) Standard | - | - | 2 | TRUE
3873 | 41P523 | 5897 | 41P523 | Industrial Buildings | Uninsulated Buildings | Sheet Metal Cladding | 251 - 500m2 | Eaves Height - 27m | Building Area only; Site strip vegetation; Strip foundations; Column bases; Insulated Concrete GF slab with DPM and Mesh,150 thick up to 10,000m2, 200mm thick over 10,000m2 GIA; Steel Portal frame with bolts and baseplates; Coated galvanised trapezoidal roof sheets with no insulation, on steel purlins; Roof lights; valley gutters; matching fascia and soffit; Rainwater downpipes and gutters; trapezoidal uninsulated wall system cladding on cladding rails; External roller shutter doors and personnel doors; Single phase electrics, lighting and power ; EXCLUDES heating ; Underslab storm drainage from internal downpipes on building area greater than 1,000m2 | Location Adjustment Applicable (See Guidance Notes) - ERC = UK mean of 1.00 | (BEAMS Note 2) The ERC for this item should be added to all other rateable items on the hereditament (except land). Therefore the total of the ERC of the other Building Items and the P&M ERC (where applicable) to enable the correct contract size adjustment to be made. ERC of Building Component + ERC of P&M = Total ERC to which contract size adjustment should be applied. The appropriate % adjustment should be made in accordance with the scale for contract size adjustment specified under section 6 of the RCG 2023 Guidance notes. The currency ERC rates are set at £4m (Four Million Pounds) @ 1st April 2021 (AVD) for the RCG 2023 Publication. | The data consists of a typical Industrial shell. Works include the Industrial shell as described and includes works up to 1m perimeter to the building (1m wide paving slabs & foul/storm drainage), The cost include 2 no. personnel doors and roller shutters are included at 1 door up to 1,000m2 , 2 roller doors over 1,000m2 (GIA), and 4 roller doors over 5,000m2. Costs are for the shell only and do not include for internal rooms such as offices or toilets which should be added for seperately. See Variations for assistance. | - | - | - | - | - | Cavity Wall construction to lower walls should be added by measuring wall area at an E/O rate of £97m2(£5m2 less for uninsulated), single block walls are cost neutral. Additional roller shutter doors over and above the beacon specification at should be added at additonal cost of £ 232 each (4 x 4m) . Additional personnel doors over the assumed 2nr. - add £1,077 each. If heating is required an addition of £32/m2 (GIA) should be made to the beacon cost. Internal offices (in Industrial complexes) should be added by reference to Cost Guide code series 42P04A -42P40V, Internal WC - 42P40W | - | - | - | 41P295, 41RO3X | m2 | - | 3 - INDUSTRIAL | David Grace | Jim Allen | 667.3428 | Option 1 | 827.3744 | 23.98% | 1133.8008 | 814.0418 | 21.98% | -1.611% | 814.0418 | 21.98% | Price Book Data | P. Avo | VOA_GPN_GOV_UK\7243572 | 2021-09-20 | Low | - | Low | - | - | Copied to latest DCS. Redirect contains typo (41R03X instead of 41RO3X), now corrected. | NA | SPONS A&B | 2 | (BEAMS Note 2) Standard | - | - | 2 | TRUE
3874 | 41P524 | 5898 | 41P524 | Industrial Buildings | Uninsulated Buildings | Sheet Metal Cladding | 251 - 500m2 | Eaves Height - 28m | Building Area only; Site strip vegetation; Strip foundations; Column bases; Insulated Concrete GF slab with DPM and Mesh,150 thick up to 10,000m2, 200mm thick over 10,000m2 GIA; Steel Portal frame with bolts and baseplates; Coated galvanised trapezoidal roof sheets with no insulation, on steel purlins; Roof lights; valley gutters; matching fascia and soffit; Rainwater downpipes and gutters; trapezoidal uninsulated wall system cladding on cladding rails; External roller shutter doors and personnel doors; Single phase electrics, lighting and power ; EXCLUDES heating ; Underslab storm drainage from internal downpipes on building area greater than 1,000m2 | Location Adjustment Applicable (See Guidance Notes) - ERC = UK mean of 1.00 | (BEAMS Note 2) The ERC for this item should be added to all other rateable items on the hereditament (except land). Therefore the total of the ERC of the other Building Items and the P&M ERC (where applicable) to enable the correct contract size adjustment to be made. ERC of Building Component + ERC of P&M = Total ERC to which contract size adjustment should be applied. The appropriate % adjustment should be made in accordance with the scale for contract size adjustment specified under section 6 of the RCG 2023 Guidance notes. The currency ERC rates are set at £4m (Four Million Pounds) @ 1st April 2021 (AVD) for the RCG 2023 Publication. | The data consists of a typical Industrial shell. Works include the Industrial shell as described and includes works up to 1m perimeter to the building (1m wide paving slabs & foul/storm drainage), The cost include 2 no. personnel doors and roller shutters are included at 1 door up to 1,000m2 , 2 roller doors over 1,000m2 (GIA), and 4 roller doors over 5,000m2. Costs are for the shell only and do not include for internal rooms such as offices or toilets which should be added for seperately. See Variations for assistance. | - | - | - | - | - | Cavity Wall construction to lower walls should be added by measuring wall area at an E/O rate of £97m2(£5m2 less for uninsulated), single block walls are cost neutral. Additional roller shutter doors over and above the beacon specification at should be added at additonal cost of £ 232 each (4 x 4m) . Additional personnel doors over the assumed 2nr. - add £1,077 each. If heating is required an addition of £32/m2 (GIA) should be made to the beacon cost. Internal offices (in Industrial complexes) should be added by reference to Cost Guide code series 42P04A -42P40V, Internal WC - 42P40W | - | - | - | 41P296, 41RO3Y | m2 | - | 3 - INDUSTRIAL | David Grace | Jim Allen | 688.1012 | Option 1 | 853.1107 | 23.98% | 1153.0935 | 827.8935 | 20.32% | -2.956% | 827.8935 | 20.32% | Price Book Data | P. Avo | VOA_GPN_GOV_UK\7243572 | 2021-09-20 | Low | - | Low | - | - | Copied to latest DCS. Redirect contained typo (41R03Y instead of 41RO3Y), now corrected. | NA | SPONS A&B | 2 | (BEAMS Note 2) Standard | - | - | 2 | TRUE
3875 | 41P525 | 5899 | 41P525 | Industrial Buildings | Uninsulated Buildings | Sheet Metal Cladding | 251 - 500m2 | Eaves Height - 29m | Building Area only; Site strip vegetation; Strip foundations; Column bases; Insulated Concrete GF slab with DPM and Mesh,150 thick up to 10,000m2, 200mm thick over 10,000m2 GIA; Steel Portal frame with bolts and baseplates; Coated galvanised trapezoidal roof sheets with no insulation, on steel purlins; Roof lights; valley gutters; matching fascia and soffit; Rainwater downpipes and gutters; trapezoidal uninsulated wall system cladding on cladding rails; External roller shutter doors and personnel doors; Single phase electrics, lighting and power ; EXCLUDES heating ; Underslab storm drainage from internal downpipes on building area greater than 1,000m2 | Location Adjustment Applicable (See Guidance Notes) - ERC = UK mean of 1.00 | (BEAMS Note 2) The ERC for this item should be added to all other rateable items on the hereditament (except land). Therefore the total of the ERC of the other Building Items and the P&M ERC (where applicable) to enable the correct contract size adjustment to be made. ERC of Building Component + ERC of P&M = Total ERC to which contract size adjustment should be applied. The appropriate % adjustment should be made in accordance with the scale for contract size adjustment specified under section 6 of the RCG 2023 Guidance notes. The currency ERC rates are set at £4m (Four Million Pounds) @ 1st April 2021 (AVD) for the RCG 2023 Publication. | The data consists of a typical Industrial shell. Works include the Industrial shell as described and includes works up to 1m perimeter to the building (1m wide paving slabs & foul/storm drainage), The cost include 2 no. personnel doors and roller shutters are included at 1 door up to 1,000m2 , 2 roller doors over 1,000m2 (GIA), and 4 roller doors over 5,000m2. Costs are for the shell only and do not include for internal rooms such as offices or toilets which should be added for seperately. See Variations for assistance. | - | - | - | - | - | Cavity Wall construction to lower walls should be added by measuring wall area at an E/O rate of £97m2(£5m2 less for uninsulated), single block walls are cost neutral. Additional roller shutter doors over and above the beacon specification at should be added at additonal cost of £ 232 each (4 x 4m) . Additional personnel doors over the assumed 2nr. - add £1,077 each. If heating is required an addition of £32/m2 (GIA) should be made to the beacon cost. Internal offices (in Industrial complexes) should be added by reference to Cost Guide code series 42P04A -42P40V, Internal WC - 42P40W | - | - | - | 41P297, 41RO3Z | m2 | - | 3 - INDUSTRIAL | David Grace | Jim Allen | 708.0907 | Option 1 | 877.8938 | 23.98% | 1172.3861 | 841.7452 | 18.88% | -4.118% | 841.7452 | 18.88% | Price Book Data | P. Avo | VOA_GPN_GOV_UK\7243572 | 2021-09-20 | Low | - | Low | - | - | Copied to latest DCS. Redirect contains typo (41R03Z instead of 41RO3Z), now corrected. | NA | SPONS A&B | 2 | (BEAMS Note 2) Standard | - | - | 2 | TRUE
3876 | 41P526 | 5900 | 41P526 | Industrial Buildings | Uninsulated Buildings | Sheet Metal Cladding | 251 - 500m2 | Eaves Height - 30m | Building Area only; Site strip vegetation; Strip foundations; Column bases; Insulated Concrete GF slab with DPM and Mesh,150 thick up to 10,000m2, 200mm thick over 10,000m2 GIA; Steel Portal frame with bolts and baseplates; Coated galvanised trapezoidal roof sheets with no insulation, on steel purlins; Roof lights; valley gutters; matching fascia and soffit; Rainwater downpipes and gutters; trapezoidal uninsulated wall system cladding on cladding rails; External roller shutter doors and personnel doors; Single phase electrics, lighting and power ; EXCLUDES heating ; Underslab storm drainage from internal downpipes on building area greater than 1,000m2 | Location Adjustment Applicable (See Guidance Notes) - ERC = UK mean of 1.00 | (BEAMS Note 2) The ERC for this item should be added to all other rateable items on the hereditament (except land). Therefore the total of the ERC of the other Building Items and the P&M ERC (where applicable) to enable the correct contract size adjustment to be made. ERC of Building Component + ERC of P&M = Total ERC to which contract size adjustment should be applied. The appropriate % adjustment should be made in accordance with the scale for contract size adjustment specified under section 6 of the RCG 2023 Guidance notes. The currency ERC rates are set at £4m (Four Million Pounds) @ 1st April 2021 (AVD) for the RCG 2023 Publication. | The data consists of a typical Industrial shell. Works include the Industrial shell as described and includes works up to 1m perimeter to the building (1m wide paving slabs & foul/storm drainage), The cost include 2 no. personnel doors and roller shutters are included at 1 door up to 1,000m2 , 2 roller doors over 1,000m2 (GIA), and 4 roller doors over 5,000m2. Costs are for the shell only and do not include for internal rooms such as offices or toilets which should be added for seperately. See Variations for assistance. | - | - | - | - | - | Cavity Wall construction to lower walls should be added by measuring wall area at an E/O rate of £97m2(£5m2 less for uninsulated), single block walls are cost neutral. Additional roller shutter doors over and above the beacon specification at should be added at additonal cost of £ 232 each (4 x 4m) . Additional personnel doors over the assumed 2nr. - add £1,077 each. If heating is required an addition of £32/m2 (GIA) should be made to the beacon cost. Internal offices (in Industrial complexes) should be added by reference to Cost Guide code series 42P04A -42P40V, Internal WC - 42P40W | - | - | - | 41P298, 41RO3A | m2 | - | 3 - INDUSTRIAL | David Grace | Jim Allen | 728.8491 | Option 1 | 903.6301 | 23.98% | 1191.6788 | 855.5969 | 17.39% | -5.316% | 855.5969 | 17.39% | Price Book Data | P. Avo | VOA_GPN_GOV_UK\7243572 | 2021-09-20 | Low | - | Low | - | - | Copied to latest DCS. Redirect contains typo (41R03A instead of 41RO3A), now corrected. Ironically, both codes do exist in this so far singular occurrence, but 03A is 11m eaves so not the correct one. | NA | SPONS A&B | 2 | (BEAMS Note 2) Standard | - | - | 2 | TRUE
3877 | 41P527 | 5901 | 41P527 | Industrial Buildings | Uninsulated Buildings | Sheet Metal Cladding | 251 - 500m2 | Eaves Height - 31m | Building Area only; Site strip vegetation; Strip foundations; Column bases; Insulated Concrete GF slab with DPM and Mesh,150 thick up to 10,000m2, 200mm thick over 10,000m2 GIA; Steel Portal frame with bolts and baseplates; Coated galvanised trapezoidal roof sheets with no insulation, on steel purlins; Roof lights; valley gutters; matching fascia and soffit; Rainwater downpipes and gutters; trapezoidal uninsulated wall system cladding on cladding rails; External roller shutter doors and personnel doors; Single phase electrics, lighting and power ; EXCLUDES heating ; Underslab storm drainage from internal downpipes on building area greater than 1,000m2 | Location Adjustment Applicable (See Guidance Notes) - ERC = UK mean of 1.00 | (BEAMS Note 2) The ERC for this item should be added to all other rateable items on the hereditament (except land). Therefore the total of the ERC of the other Building Items and the P&M ERC (where applicable) to enable the correct contract size adjustment to be made. ERC of Building Component + ERC of P&M = Total ERC to which contract size adjustment should be applied. The appropriate % adjustment should be made in accordance with the scale for contract size adjustment specified under section 6 of the RCG 2023 Guidance notes. The currency ERC rates are set at £4m (Four Million Pounds) @ 1st April 2021 (AVD) for the RCG 2023 Publication. | The data consists of a typical Industrial shell. Works include the Industrial shell as described and includes works up to 1m perimeter to the building (1m wide paving slabs & foul/storm drainage), The cost include 2 no. personnel doors and roller shutters are included at 1 door up to 1,000m2 , 2 roller doors over 1,000m2 (GIA), and 4 roller doors over 5,000m2. Costs are for the shell only and do not include for internal rooms such as offices or toilets which should be added for seperately. See Variations for assistance. | - | - | - | - | - | Cavity Wall construction to lower walls should be added by measuring wall area at an E/O rate of £97m2(£5m2 less for uninsulated), single block walls are cost neutral. Additional roller shutter doors over and above the beacon specification at should be added at additonal cost of £ 232 each (4 x 4m) . Additional personnel doors over the assumed 2nr. - add £1,077 each. If heating is required an addition of £32/m2 (GIA) should be made to the beacon cost. Internal offices (in Industrial complexes) should be added by reference to Cost Guide code series 42P04A -42P40V, Internal WC - 42P40W | - | - | - | 41P299, 41RR3B | m2 | - | 3 - INDUSTRIAL | David Grace | Jim Allen | 775.7476 | Option 1 | 961.775 | 23.98% | 1210.9715 | 869.4486 | 12.08% | -9.6% | 869.4486 | 12.08% | Price Book Data | P. Avo | VOA_GPN_GOV_UK\7243572 | 2021-09-20 | Low | - | Low | - | - | Copied to latest DCS. | NA | SPONS A&B | 2 | (BEAMS Note 2) Standard | - | - | 2 | TRUE
3878 | 41P528 | 5902 | 41P528 | Industrial Buildings | Uninsulated Buildings | Sheet Metal Cladding | 251 - 500m2 | Eaves Height - 32m | Building Area only; Site strip vegetation; Strip foundations; Column bases; Insulated Concrete GF slab with DPM and Mesh,150 thick up to 10,000m2, 200mm thick over 10,000m2 GIA; Steel Portal frame with bolts and baseplates; Coated galvanised trapezoidal roof sheets with no insulation, on steel purlins; Roof lights; valley gutters; matching fascia and soffit; Rainwater downpipes and gutters; trapezoidal uninsulated wall system cladding on cladding rails; External roller shutter doors and personnel doors; Single phase electrics, lighting and power ; EXCLUDES heating ; Underslab storm drainage from internal downpipes on building area greater than 1,000m2 | Location Adjustment Applicable (See Guidance Notes) - ERC = UK mean of 1.00 | (BEAMS Note 2) The ERC for this item should be added to all other rateable items on the hereditament (except land). Therefore the total of the ERC of the other Building Items and the P&M ERC (where applicable) to enable the correct contract size adjustment to be made. ERC of Building Component + ERC of P&M = Total ERC to which contract size adjustment should be applied. The appropriate % adjustment should be made in accordance with the scale for contract size adjustment specified under section 6 of the RCG 2023 Guidance notes. The currency ERC rates are set at £4m (Four Million Pounds) @ 1st April 2021 (AVD) for the RCG 2023 Publication. | The data consists of a typical Industrial shell. Works include the Industrial shell as described and includes works up to 1m perimeter to the building (1m wide paving slabs & foul/storm drainage), The cost include 2 no. personnel doors and roller shutters are included at 1 door up to 1,000m2 , 2 roller doors over 1,000m2 (GIA), and 4 roller doors over 5,000m2. Costs are for the shell only and do not include for internal rooms such as offices or toilets which should be added for seperately. See Variations for assistance. | - | - | - | - | - | Cavity Wall construction to lower walls should be added by measuring wall area at an E/O rate of £97m2(£5m2 less for uninsulated), single block walls are cost neutral. Additional roller shutter doors over and above the beacon specification at should be added at additonal cost of £ 232 each (4 x 4m) . Additional personnel doors over the assumed 2nr. - add £1,077 each. If heating is required an addition of £32/m2 (GIA) should be made to the beacon cost. Internal offices (in Industrial complexes) should be added by reference to Cost Guide code series 42P04A -42P40V, Internal WC - 42P40W | - | - | - | 41P300, 41RR3C | m2 | - | 3 - INDUSTRIAL | David Grace | Jim Allen | 798.8124 | Option 1 | 990.3709 | 23.98% | 1230.2642 | 883.3003 | 10.58% | -10.81% | 883.3003 | 10.58% | Price Book Data | P. Avo | VOA_GPN_GOV_UK\7243572 | 2021-09-20 | Low | - | Low | - | - | Copied to latest DCS. | NA | SPONS A&B | 2 | (BEAMS Note 2) Standard | - | - | 2 | TRUE
3879 | 41P529 | 5903 | 41P529 | Industrial Buildings | Uninsulated Buildings | Sheet Metal Cladding | 251 - 500m2 | Eaves Height - 33m | Building Area only; Site strip vegetation; Strip foundations; Column bases; Insulated Concrete GF slab with DPM and Mesh,150 thick up to 10,000m2, 200mm thick over 10,000m2 GIA; Steel Portal frame with bolts and baseplates; Coated galvanised trapezoidal roof sheets with no insulation, on steel purlins; Roof lights; valley gutters; matching fascia and soffit; Rainwater downpipes and gutters; trapezoidal uninsulated wall system cladding on cladding rails; External roller shutter doors and personnel doors; Single phase electrics, lighting and power ; EXCLUDES heating ; Underslab storm drainage from internal downpipes on building area greater than 1,000m2 | Location Adjustment Applicable (See Guidance Notes) - ERC = UK mean of 1.00 | (BEAMS Note 2) The ERC for this item should be added to all other rateable items on the hereditament (except land). Therefore the total of the ERC of the other Building Items and the P&M ERC (where applicable) to enable the correct contract size adjustment to be made. ERC of Building Component + ERC of P&M = Total ERC to which contract size adjustment should be applied. The appropriate % adjustment should be made in accordance with the scale for contract size adjustment specified under section 6 of the RCG 2023 Guidance notes. The currency ERC rates are set at £4m (Four Million Pounds) @ 1st April 2021 (AVD) for the RCG 2023 Publication. | The data consists of a typical Industrial shell. Works include the Industrial shell as described and includes works up to 1m perimeter to the building (1m wide paving slabs & foul/storm drainage), The cost include 2 no. personnel doors and roller shutters are included at 1 door up to 1,000m2 , 2 roller doors over 1,000m2 (GIA), and 4 roller doors over 5,000m2. Costs are for the shell only and do not include for internal rooms such as offices or toilets which should be added for seperately. See Variations for assistance. | - | - | - | - | - | Cavity Wall construction to lower walls should be added by measuring wall area at an E/O rate of £97m2(£5m2 less for uninsulated), single block walls are cost neutral. Additional roller shutter doors over and above the beacon specification at should be added at additonal cost of £ 232 each (4 x 4m) . Additional personnel doors over the assumed 2nr. - add £1,077 each. If heating is required an addition of £32/m2 (GIA) should be made to the beacon cost. Internal offices (in Industrial complexes) should be added by reference to Cost Guide code series 42P04A -42P40V, Internal WC - 42P40W | - | - | - | 41P301, 41RR3D | m2 | - | 3 - INDUSTRIAL | David Grace | Jim Allen | 821.8773 | Option 1 | 1018.9668 | 23.98% | 1249.5569 | 897.152 | 9.159% | -11.95% | 897.152 | 9.159% | Price Book Data | P. Avo | VOA_GPN_GOV_UK\7243572 | 2021-09-20 | Low | - | Low | - | - | Copied to latest DCS. | NA | SPONS A&B | 2 | (BEAMS Note 2) Standard | - | - | 2 | TRUE
3880 | 41P530 | 5904 | 41P530 | Industrial Buildings | Uninsulated Buildings | Sheet Metal Cladding | 251 - 500m2 | Eaves Height - 34m | Building Area only; Site strip vegetation; Strip foundations; Column bases; Insulated Concrete GF slab with DPM and Mesh,150 thick up to 10,000m2, 200mm thick over 10,000m2 GIA; Steel Portal frame with bolts and baseplates; Coated galvanised trapezoidal roof sheets with no insulation, on steel purlins; Roof lights; valley gutters; matching fascia and soffit; Rainwater downpipes and gutters; trapezoidal uninsulated wall system cladding on cladding rails; External roller shutter doors and personnel doors; Single phase electrics, lighting and power ; EXCLUDES heating ; Underslab storm drainage from internal downpipes on building area greater than 1,000m2 | Location Adjustment Applicable (See Guidance Notes) - ERC = UK mean of 1.00 | (BEAMS Note 2) The ERC for this item should be added to all other rateable items on the hereditament (except land). Therefore the total of the ERC of the other Building Items and the P&M ERC (where applicable) to enable the correct contract size adjustment to be made. ERC of Building Component + ERC of P&M = Total ERC to which contract size adjustment should be applied. The appropriate % adjustment should be made in accordance with the scale for contract size adjustment specified under section 6 of the RCG 2023 Guidance notes. The currency ERC rates are set at £4m (Four Million Pounds) @ 1st April 2021 (AVD) for the RCG 2023 Publication. | The data consists of a typical Industrial shell. Works include the Industrial shell as described and includes works up to 1m perimeter to the building (1m wide paving slabs & foul/storm drainage), The cost include 2 no. personnel doors and roller shutters are included at 1 door up to 1,000m2 , 2 roller doors over 1,000m2 (GIA), and 4 roller doors over 5,000m2. Costs are for the shell only and do not include for internal rooms such as offices or toilets which should be added for seperately. See Variations for assistance. | - | - | - | - | - | Cavity Wall construction to lower walls should be added by measuring wall area at an E/O rate of £97m2(£5m2 less for uninsulated), single block walls are cost neutral. Additional roller shutter doors over and above the beacon specification at should be added at additonal cost of £ 232 each (4 x 4m) . Additional personnel doors over the assumed 2nr. - add £1,077 each. If heating is required an addition of £32/m2 (GIA) should be made to the beacon cost. Internal offices (in Industrial complexes) should be added by reference to Cost Guide code series 42P04A -42P40V, Internal WC - 42P40W | - | - | - | 41P302, 41RR3E | m2 | - | 3 - INDUSTRIAL | David Grace | Jim Allen | 844.1733 | Option 1 | 1046.6095 | 23.98% | 1268.8496 | 911.0036 | 7.917% | -12.96% | 911.0036 | 7.917% | Price Book Data | P. Avo | VOA_GPN_GOV_UK\7243572 | 2021-09-20 | Low | - | Low | - | - | Copied to latest DCS. | NA | SPONS A&B | 2 | (BEAMS Note 2) Standard | - | - | 2 | TRUE
3881 | 41P531 | 5905 | 41P531 | Industrial Buildings | Uninsulated Buildings | Sheet Metal Cladding | 251 - 500m2 | Eaves Height - 35m | Building Area only; Site strip vegetation; Strip foundations; Column bases; Insulated Concrete GF slab with DPM and Mesh,150 thick up to 10,000m2, 200mm thick over 10,000m2 GIA; Steel Portal frame with bolts and baseplates; Coated galvanised trapezoidal roof sheets with no insulation, on steel purlins; Roof lights; valley gutters; matching fascia and soffit; Rainwater downpipes and gutters; trapezoidal uninsulated wall system cladding on cladding rails; External roller shutter doors and personnel doors; Single phase electrics, lighting and power ; EXCLUDES heating ; Underslab storm drainage from internal downpipes on building area greater than 1,000m2 | Location Adjustment Applicable (See Guidance Notes) - ERC = UK mean of 1.00 | (BEAMS Note 2) The ERC for this item should be added to all other rateable items on the hereditament (except land). Therefore the total of the ERC of the other Building Items and the P&M ERC (where applicable) to enable the correct contract size adjustment to be made. ERC of Building Component + ERC of P&M = Total ERC to which contract size adjustment should be applied. The appropriate % adjustment should be made in accordance with the scale for contract size adjustment specified under section 6 of the RCG 2023 Guidance notes. The currency ERC rates are set at £4m (Four Million Pounds) @ 1st April 2021 (AVD) for the RCG 2023 Publication. | The data consists of a typical Industrial shell. Works include the Industrial shell as described and includes works up to 1m perimeter to the building (1m wide paving slabs & foul/storm drainage), The cost include 2 no. personnel doors and roller shutters are included at 1 door up to 1,000m2 , 2 roller doors over 1,000m2 (GIA), and 4 roller doors over 5,000m2. Costs are for the shell only and do not include for internal rooms such as offices or toilets which should be added for seperately. See Variations for assistance. | - | - | - | - | - | Cavity Wall construction to lower walls should be added by measuring wall area at an E/O rate of £97m2(£5m2 less for uninsulated), single block walls are cost neutral. Additional roller shutter doors over and above the beacon specification at should be added at additonal cost of £ 232 each (4 x 4m) . Additional personnel doors over the assumed 2nr. - add £1,077 each. If heating is required an addition of £32/m2 (GIA) should be made to the beacon cost. Internal offices (in Industrial complexes) should be added by reference to Cost Guide code series 42P04A -42P40V, Internal WC - 42P40W | - | - | - | 41P303, 41RR3F | m2 | - | 3 - INDUSTRIAL | David Grace | Jim Allen | 867.2381 | Option 1 | 1075.2054 | 23.98% | 1288.1422 | 924.8553 | 6.644% | -13.98% | 924.8553 | 6.644% | Price Book Data | P. Avo | VOA_GPN_GOV_UK\7243572 | 2021-09-20 | Low | - | Low | - | - | Copied to latest DCS. | NA | SPONS A&B | 2 | (BEAMS Note 2) Standard | - | - | 2 | TRUE
3882 | 41P540 | 5911 | 41P540 | Industrial Buildings | Uninsulated Buildings | Sheet Metal Cladding | 501 - 1,000m2 | Eaves Height - 21m | Building Area only; Site strip vegetation; Strip foundations; Column bases; Insulated Concrete GF slab with DPM and Mesh,150 thick up to 10,000m2, 200mm thick over 10,000m2 GIA; Steel Portal frame with bolts and baseplates; Coated galvanised trapezoidal roof sheets with no insulation, on steel purlins; Roof lights; valley gutters; matching fascia and soffit; Rainwater downpipes and gutters; trapezoidal uninsulated wall system cladding on cladding rails; External roller shutter doors and personnel doors; Single phase electrics, lighting and power ; EXCLUDES heating ; Underslab storm drainage from internal downpipes on building area greater than 1,000m2 | Location Adjustment Applicable (See Guidance Notes) - ERC = UK mean of 1.00 | (BEAMS Note 2) The ERC for this item should be added to all other rateable items on the hereditament (except land). Therefore the total of the ERC of the other Building Items and the P&M ERC (where applicable) to enable the correct contract size adjustment to be made. ERC of Building Component + ERC of P&M = Total ERC to which contract size adjustment should be applied. The appropriate % adjustment should be made in accordance with the scale for contract size adjustment specified under section 6 of the RCG 2023 Guidance notes. The currency ERC rates are set at £4m (Four Million Pounds) @ 1st April 2021 (AVD) for the RCG 2023 Publication. | The data consists of a typical Industrial shell. Works include the Industrial shell as described and includes works up to 1m perimeter to the building (1m wide paving slabs & foul/storm drainage), The cost include 2 no. personnel doors and roller shutters are included at 1 door up to 1,000m2 , 2 roller doors over 1,000m2 (GIA), and 4 roller doors over 5,000m2. Costs are for the shell only and do not include for internal rooms such as offices or toilets which should be added for seperately. See Variations for assistance. | - | - | - | - | - | Cavity Wall construction to lower walls should be added by measuring wall area at an E/O rate of £97m2(£5m2 less for uninsulated), single block walls are cost neutral. Additional roller shutter doors over and above the beacon specification at should be added at additonal cost of £ 232 each (4 x 4m) . Additional personnel doors over the assumed 2nr. - add £1,077 each. If heating is required an addition of £32/m2 (GIA) should be made to the beacon cost. Internal offices (in Industrial complexes) should be added by reference to Cost Guide code series 42P04A -42P40V, Internal WC - 42P40W | - | - | - | 41P318, 41RO4R | m2 | - | 3 - INDUSTRIAL | David Grace | Jim Allen | 425.9308 | Option 1 | 528.0707 | 23.98% | 826.372 | 593.3153 | 39.3% | 12.36% | 593.3153 | 39.3% | Price Book Data | P. Avo | VOA_GPN_GOV_UK\7243572 | 2021-09-17 | Low | - | Low | - | - | Copied to latest DCS. Redirect contains typo (41R04R instead of 41RO4R), now corrected. | NA | SPONS A&B | 2 | (BEAMS Note 2) Standard | - | - | 2 | TRUE
3883 | 41P542 | 5913 | 41P542 | Industrial Buildings | Uninsulated Buildings | Sheet Metal Cladding | 501 - 1,000m2 | Eaves Height - 23m | Building Area only; Site strip vegetation; Strip foundations; Column bases; Insulated Concrete GF slab with DPM and Mesh,150 thick up to 10,000m2, 200mm thick over 10,000m2 GIA; Steel Portal frame with bolts and baseplates; Coated galvanised trapezoidal roof sheets with no insulation, on steel purlins; Roof lights; valley gutters; matching fascia and soffit; Rainwater downpipes and gutters; trapezoidal uninsulated wall system cladding on cladding rails; External roller shutter doors and personnel doors; Single phase electrics, lighting and power ; EXCLUDES heating ; Underslab storm drainage from internal downpipes on building area greater than 1,000m2 | Location Adjustment Applicable (See Guidance Notes) - ERC = UK mean of 1.00 | (BEAMS Note 2) The ERC for this item should be added to all other rateable items on the hereditament (except land). Therefore the total of the ERC of the other Building Items and the P&M ERC (where applicable) to enable the correct contract size adjustment to be made. ERC of Building Component + ERC of P&M = Total ERC to which contract size adjustment should be applied. The appropriate % adjustment should be made in accordance with the scale for contract size adjustment specified under section 6 of the RCG 2023 Guidance notes. The currency ERC rates are set at £4m (Four Million Pounds) @ 1st April 2021 (AVD) for the RCG 2023 Publication. | The data consists of a typical Industrial shell. Works include the Industrial shell as described and includes works up to 1m perimeter to the building (1m wide paving slabs & foul/storm drainage), The cost include 2 no. personnel doors and roller shutters are included at 1 door up to 1,000m2 , 2 roller doors over 1,000m2 (GIA), and 4 roller doors over 5,000m2. Costs are for the shell only and do not include for internal rooms such as offices or toilets which should be added for seperately. See Variations for assistance. | - | - | - | - | - | Cavity Wall construction to lower walls should be added by measuring wall area at an E/O rate of £97m2(£5m2 less for uninsulated), single block walls are cost neutral. Additional roller shutter doors over and above the beacon specification at should be added at additonal cost of £ 232 each (4 x 4m) . Additional personnel doors over the assumed 2nr. - add £1,077 each. If heating is required an addition of £32/m2 (GIA) should be made to the beacon cost. Internal offices (in Industrial complexes) should be added by reference to Cost Guide code series 42P04A -42P40V, Internal WC - 42P40W | - | - | - | 41P320, 41RO4T | m2 | - | 3 - INDUSTRIAL | David Grace | Jim Allen | 448.2268 | Option 1 | 555.7134 | 23.98% | 852.0107 | 611.7233 | 36.48% | 10.08% | 611.7233 | 36.48% | Price Book Data | P. Avo | VOA_GPN_GOV_UK\7243572 | 2021-09-17 | Low | - | Low | - | - | Copied to latest DCS. Redirects contain typo (41R04T instead of 41RO4T), now corrected. | NA | SPONS A&B | 2 | (BEAMS Note 2) Standard | - | - | 2 | TRUE
3884 | 41P543 | 5914 | 41P543 | Industrial Buildings | Uninsulated Buildings | Sheet Metal Cladding | 501 - 1,000m2 | Eaves Height - 24m | Building Area only; Site strip vegetation; Strip foundations; Column bases; Insulated Concrete GF slab with DPM and Mesh,150 thick up to 10,000m2, 200mm thick over 10,000m2 GIA; Steel Portal frame with bolts and baseplates; Coated galvanised trapezoidal roof sheets with no insulation, on steel purlins; Roof lights; valley gutters; matching fascia and soffit; Rainwater downpipes and gutters; trapezoidal uninsulated wall system cladding on cladding rails; External roller shutter doors and personnel doors; Single phase electrics, lighting and power ; EXCLUDES heating ; Underslab storm drainage from internal downpipes on building area greater than 1,000m2 | Location Adjustment Applicable (See Guidance Notes) - ERC = UK mean of 1.00 | (BEAMS Note 2) The ERC for this item should be added to all other rateable items on the hereditament (except land). Therefore the total of the ERC of the other Building Items and the P&M ERC (where applicable) to enable the correct contract size adjustment to be made. ERC of Building Component + ERC of P&M = Total ERC to which contract size adjustment should be applied. The appropriate % adjustment should be made in accordance with the scale for contract size adjustment specified under section 6 of the RCG 2023 Guidance notes. The currency ERC rates are set at £4m (Four Million Pounds) @ 1st April 2021 (AVD) for the RCG 2023 Publication. | The data consists of a typical Industrial shell. Works include the Industrial shell as described and includes works up to 1m perimeter to the building (1m wide paving slabs & foul/storm drainage), The cost include 2 no. personnel doors and roller shutters are included at 1 door up to 1,000m2 , 2 roller doors over 1,000m2 (GIA), and 4 roller doors over 5,000m2. Costs are for the shell only and do not include for internal rooms such as offices or toilets which should be added for seperately. See Variations for assistance. | - | - | - | - | - | Cavity Wall construction to lower walls should be added by measuring wall area at an E/O rate of £97m2(£5m2 less for uninsulated), single block walls are cost neutral. Additional roller shutter doors over and above the beacon specification at should be added at additonal cost of £ 232 each (4 x 4m) . Additional personnel doors over the assumed 2nr. - add £1,077 each. If heating is required an addition of £32/m2 (GIA) should be made to the beacon cost. Internal offices (in Industrial complexes) should be added by reference to Cost Guide code series 42P04A -42P40V, Internal WC - 42P40W | - | - | - | 41P321, 41RO4U | m2 | - | 3 - INDUSTRIAL | David Grace | Jim Allen | 458.9904 | Option 1 | 569.0582 | 23.98% | 864.83 | 620.9273 | 35.28% | 9.115% | 620.9273 | 35.28% | Price Book Data | P. Avo | VOA_GPN_GOV_UK\7243572 | 2021-09-17 | Low | - | Low | - | - | Copied to latest DCS. Redirect has typo (41R04U instead of 41RO4U), now corrected. | NA | SPONS A&B | 2 | (BEAMS Note 2) Standard | - | - | 2 | TRUE
3885 | 41P544 | 5915 | 41P544 | Industrial Buildings | Uninsulated Buildings | Sheet Metal Cladding | 501 - 1,000m2 | Eaves Height - 25m | Building Area only; Site strip vegetation; Strip foundations; Column bases; Insulated Concrete GF slab with DPM and Mesh,150 thick up to 10,000m2, 200mm thick over 10,000m2 GIA; Steel Portal frame with bolts and baseplates; Coated galvanised trapezoidal roof sheets with no insulation, on steel purlins; Roof lights; valley gutters; matching fascia and soffit; Rainwater downpipes and gutters; trapezoidal uninsulated wall system cladding on cladding rails; External roller shutter doors and personnel doors; Single phase electrics, lighting and power; Gas fuelled hot air burners; Underslab storm drainage from internal downpipes on building area greater than 1,000m2; | Location Adjustment Applicable (See Guidance Notes) - ERC = UK mean of 1.00 | (BEAMS Note 2) The ERC for this item should be added to all other rateable items on the hereditament (except land). Therefore the total of the ERC of the other Building Items and the P&M ERC (where applicable) to enable the correct contract size adjustment to be made. ERC of Building Component + ERC of P&M = Total ERC to which contract size adjustment should be applied. The appropriate % adjustment should be made in accordance with the scale for contract size adjustment specified under section 6 of the RCG 2023 Guidance notes. The currency ERC rates are set at £4m (Four Million Pounds) @ 1st April 2021 (AVD) for the RCG 2023 Publication. | The data consists of a typical Industrial shell. Works include the Industrial shell as described and includes works up to 1m perimeter to the building (1m wide paving slabs & foul/storm drainage), The cost include 2 no. personnel doors and roller shutters are included at 1 door up to 1,000m2 , 2 roller doors over 1,000m2 (GIA), and 4 roller doors over 5,000m2. Costs are for the shell only and do not include for internal rooms such as offices or toilets which should be added for seperately. See Variations for assistance. | - | - | - | - | - | Cavity Wall construction to lower walls should be added by measuring wall area at an E/O rate of £97m2(£5m2 less for uninsulated), single block walls are cost neutral. Additional roller shutter doors over and above the beacon specification at should be added at additonal cost of £ 232 each (4 x 4m) . Additional personnel doors over the assumed 2nr. - add £1,077 each. If no heating is present a deduction of £28m2 (GIA) should be made to the beacon cost. Internal offices (in Industrial complexes) should be added by reference to Cost Guide code series 42P04A -42P40V, Internal WC - 42P40W, amenity blocks - showers & toilets (New code TBC) & Canteens (New CodeTBC) | - | - | - | 41RO4V, 41P322 | m2 | - | 3 - INDUSTRIAL | David Grace | Jim Allen | 470.5228 | Option 1 | 583.3561 | 23.98% | 877.6493 | 630.1312 | 33.92% | 8.018% | 630.1312 | 33.92% | Price Book Data | P. Avo | VOA_GPN_GOV_UK\7243572 | 2021-09-17 | Low | - | Low | - | - | Copied to latest DCS. Redirect had 41P293, 41R03V but these were for n.e. 500m2 range. Correct redirects added. | NA | SPONS A&B | 2 | (BEAMS Note 2) Standard | - | - | 2 | FALSE
3886 | 41P545 | 5916 | 41P545 | Industrial Buildings | Uninsulated Buildings | Sheet Metal Cladding | 501 - 1,000m2 | Eaves Height - 26m | Building Area only; Site strip vegetation; Strip foundations; Column bases; Insulated Concrete GF slab with DPM and Mesh,150 thick up to 10,000m2, 200mm thick over 10,000m2 GIA; Steel Portal frame with bolts and baseplates; Coated galvanised trapezoidal roof sheets with no insulation, on steel purlins; Roof lights; valley gutters; matching fascia and soffit; Rainwater downpipes and gutters; trapezoidal uninsulated wall system cladding on cladding rails; External roller shutter doors and personnel doors; Single phase electrics, lighting and power; Gas fuelled hot air burners; Underslab storm drainage from internal downpipes on building area greater than 1,000m2; | Location Adjustment Applicable (See Guidance Notes) - ERC = UK mean of 1.00 | (BEAMS Note 2) The ERC for this item should be added to all other rateable items on the hereditament (except land). Therefore the total of the ERC of the other Building Items and the P&M ERC (where applicable) to enable the correct contract size adjustment to be made. ERC of Building Component + ERC of P&M = Total ERC to which contract size adjustment should be applied. The appropriate % adjustment should be made in accordance with the scale for contract size adjustment specified under section 6 of the RCG 2023 Guidance notes. The currency ERC rates are set at £4m (Four Million Pounds) @ 1st April 2021 (AVD) for the RCG 2023 Publication. | The data consists of a typical Industrial shell. Works include the Industrial shell as described and includes works up to 1m perimeter to the building (1m wide paving slabs & foul/storm drainage), The cost include 2 no. personnel doors and roller shutters are included at 1 door up to 1,000m2 , 2 roller doors over 1,000m2 (GIA), and 4 roller doors over 5,000m2. Costs are for the shell only and do not include for internal rooms such as offices or toilets which should be added for seperately. See Variations for assistance. | - | - | - | - | - | Cavity Wall construction to lower walls should be added by measuring wall area at an E/O rate of £97m2(£5m2 less for uninsulated), single block walls are cost neutral. Additional roller shutter doors over and above the beacon specification at should be added at additonal cost of £ 232 each (4 x 4m) . Additional personnel doors over the assumed 2nr. - add £1,077 each. If no heating is present a deduction of £28m2 (GIA) should be made to the beacon cost. Internal offices (in Industrial complexes) should be added by reference to Cost Guide code series 42P04A -42P40V, Internal WC - 42P40W, amenity blocks - showers & toilets (New code TBC) & Canteens (New CodeTBC) | - | - | - | 41P323, 41RO4W | m2 | - | 3 - INDUSTRIAL | David Grace | Jim Allen | 485.1306 | Option 1 | 601.4669 | 23.98% | 890.4687 | 639.3352 | 31.79% | 6.296% | 639.3352 | 31.79% | Price Book Data | P. Avo | VOA_GPN_GOV_UK\7243572 | 2021-09-17 | Low | - | Low | - | - | Copied to latest DCS. Redirect contains typo (41R04W instead of 41RO4W), now corrected. | NA | SPONS A&B | 2 | (BEAMS Note 2) Standard | - | - | 2 | FALSE
3887 | 41P546 | 5917 | 41P546 | Industrial Buildings | Uninsulated Buildings | Sheet Metal Cladding | 501 - 1,000m2 | Eaves Height - 27m | Building Area only; Site strip vegetation; Strip foundations; Column bases; Insulated Concrete GF slab with DPM and Mesh,150 thick up to 10,000m2, 200mm thick over 10,000m2 GIA; Steel Portal frame with bolts and baseplates; Coated galvanised trapezoidal roof sheets with no insulation, on steel purlins; Roof lights; valley gutters; matching fascia and soffit; Rainwater downpipes and gutters; trapezoidal uninsulated wall system cladding on cladding rails; External roller shutter doors and personnel doors; Single phase electrics, lighting and power; Gas fuelled hot air burners; Underslab storm drainage from internal downpipes on building area greater than 1,000m2; | Location Adjustment Applicable (See Guidance Notes) - ERC = UK mean of 1.00 | (BEAMS Note 2) The ERC for this item should be added to all other rateable items on the hereditament (except land). Therefore the total of the ERC of the other Building Items and the P&M ERC (where applicable) to enable the correct contract size adjustment to be made. ERC of Building Component + ERC of P&M = Total ERC to which contract size adjustment should be applied. The appropriate % adjustment should be made in accordance with the scale for contract size adjustment specified under section 6 of the RCG 2023 Guidance notes. The currency ERC rates are set at £4m (Four Million Pounds) @ 1st April 2021 (AVD) for the RCG 2023 Publication. | The data consists of a typical Industrial shell. Works include the Industrial shell as described and includes works up to 1m perimeter to the building (1m wide paving slabs & foul/storm drainage), The cost include 2 no. personnel doors and roller shutters are included at 1 door up to 1,000m2 , 2 roller doors over 1,000m2 (GIA), and 4 roller doors over 5,000m2. Costs are for the shell only and do not include for internal rooms such as offices or toilets which should be added for seperately. See Variations for assistance. | - | - | - | - | - | Cavity Wall construction to lower walls should be added by measuring wall area at an E/O rate of £97m2(£5m2 less for uninsulated), single block walls are cost neutral. Additional roller shutter doors over and above the beacon specification at should be added at additonal cost of £ 232 each (4 x 4m) . Additional personnel doors over the assumed 2nr. - add £1,077 each. If no heating is present a deduction of £28m2 (GIA) should be made to the beacon cost. Internal offices (in Industrial complexes) should be added by reference to Cost Guide code series 42P04A -42P40V, Internal WC - 42P40W, amenity blocks - showers & toilets (New code TBC) & Canteens (New CodeTBC) | - | - | - | 41P324, 41RO4X | m2 | - | 3 - INDUSTRIAL | David Grace | Jim Allen | 498.9695 | Option 1 | 618.6244 | 23.98% | 903.288 | 648.5392 | 29.98% | 4.836% | 648.5392 | 29.98% | Price Book Data | P. Avo | VOA_GPN_GOV_UK\7243572 | 2021-09-17 | Low | - | Low | - | - | Copied to latest DCS. Redirect contains typo (41R04X instead of 41RO4X), now corrected. | NA | SPONS A&B | 2 | (BEAMS Note 2) Standard | - | - | 2 | FALSE
3888 | 41P547 | 5918 | 41P547 | Industrial Buildings | Uninsulated Buildings | Sheet Metal Cladding | 501 - 1,000m2 | Eaves Height - 28m | Building Area only; Site strip vegetation; Strip foundations; Column bases; Insulated Concrete GF slab with DPM and Mesh,150 thick up to 10,000m2, 200mm thick over 10,000m2 GIA; Steel Portal frame with bolts and baseplates; Coated galvanised trapezoidal roof sheets with no insulation, on steel purlins; Roof lights; valley gutters; matching fascia and soffit; Rainwater downpipes and gutters; trapezoidal uninsulated wall system cladding on cladding rails; External roller shutter doors and personnel doors; Single phase electrics, lighting and power; Gas fuelled hot air burners; Underslab storm drainage from internal downpipes on building area greater than 1,000m2; | Location Adjustment Applicable (See Guidance Notes) - ERC = UK mean of 1.00 | (BEAMS Note 2) The ERC for this item should be added to all other rateable items on the hereditament (except land). Therefore the total of the ERC of the other Building Items and the P&M ERC (where applicable) to enable the correct contract size adjustment to be made. ERC of Building Component + ERC of P&M = Total ERC to which contract size adjustment should be applied. The appropriate % adjustment should be made in accordance with the scale for contract size adjustment specified under section 6 of the RCG 2023 Guidance notes. The currency ERC rates are set at £4m (Four Million Pounds) @ 1st April 2021 (AVD) for the RCG 2023 Publication. | The data consists of a typical Industrial shell. Works include the Industrial shell as described and includes works up to 1m perimeter to the building (1m wide paving slabs & foul/storm drainage), The cost include 2 no. personnel doors and roller shutters are included at 1 door up to 1,000m2 , 2 roller doors over 1,000m2 (GIA), and 4 roller doors over 5,000m2. Costs are for the shell only and do not include for internal rooms such as offices or toilets which should be added for seperately. See Variations for assistance. | - | - | - | - | - | Cavity Wall construction to lower walls should be added by measuring wall area at an E/O rate of £97m2(£5m2 less for uninsulated), single block walls are cost neutral. Additional roller shutter doors over and above the beacon specification at should be added at additonal cost of £ 232 each (4 x 4m) . Additional personnel doors over the assumed 2nr. - add £1,077 each. If no heating is present a deduction of £28m2 (GIA) should be made to the beacon cost. Internal offices (in Industrial complexes) should be added by reference to Cost Guide code series 42P04A -42P40V, Internal WC - 42P40W, amenity blocks - showers & toilets (New code TBC) & Canteens (New CodeTBC) | - | - | - | 41P325, 41RO4Y | m2 | - | 3 - INDUSTRIAL | David Grace | Jim Allen | 512.0395 | Option 1 | 634.8287 | 23.98% | 916.1073 | 657.7432 | 28.46% | 3.61% | 657.7432 | 28.46% | Price Book Data | P. Avo | VOA_GPN_GOV_UK\7243572 | 2021-09-17 | Low | - | Low | - | - | Copied to latest DCS. Redirect contained typo (41R04Y instead of 41RO4Y), now corrected. | NA | SPONS A&B | 2 | (BEAMS Note 2) Standard | - | - | 2 | FALSE
3889 | 41P548 | 5928 | 41P548 | Industrial Buildings | Uninsulated Buildings | Sheet Metal Cladding | 501 - 1,000m2 | Eaves Height - 29m | Building Area only; Site strip vegetation; Strip foundations; Column bases; Insulated Concrete GF slab with DPM and Mesh,150 thick up to 10,000m2, 200mm thick over 10,000m2 GIA; Steel Portal frame with bolts and baseplates; Coated galvanised trapezoidal roof sheets with no insulation, on steel purlins; Roof lights; valley gutters; matching fascia and soffit; Rainwater downpipes and gutters; trapezoidal uninsulated wall system cladding on cladding rails; External roller shutter doors and personnel doors; Single phase electrics, lighting and power ; EXCLUDES heating ; Underslab storm drainage from internal downpipes on building area greater than 1,000m2 | Location Adjustment Applicable (See Guidance Notes) - ERC = UK mean of 1.00 | (BEAMS Note 2) The ERC for this item should be added to all other rateable items on the hereditament (except land). Therefore the total of the ERC of the other Building Items and the P&M ERC (where applicable) to enable the correct contract size adjustment to be made. ERC of Building Component + ERC of P&M = Total ERC to which contract size adjustment should be applied. The appropriate % adjustment should be made in accordance with the scale for contract size adjustment specified under section 6 of the RCG 2023 Guidance notes. The currency ERC rates are set at £4m (Four Million Pounds) @ 1st April 2021 (AVD) for the RCG 2023 Publication. | The data consists of a typical Industrial shell. Works include the Industrial shell as described and includes works up to 1m perimeter to the building (1m wide paving slabs & foul/storm drainage), The cost include 2 no. personnel doors and roller shutters are included at 1 door up to 1,000m2 , 2 roller doors over 1,000m2 (GIA), and 4 roller doors over 5,000m2. Costs are for the shell only and do not include for internal rooms such as offices or toilets which should be added for seperately. See Variations for assistance. | - | - | - | - | - | Cavity Wall construction to lower walls should be added by measuring wall area at an E/O rate of £97m2(£5m2 less for uninsulated), single block walls are cost neutral. Additional roller shutter doors over and above the beacon specification at should be added at additonal cost of £ 232 each (4 x 4m) . Additional personnel doors over the assumed 2nr. - add £1,077 each. If heating is required an addition of £32/m2 (GIA) should be made to the beacon cost. Internal offices (in Industrial complexes) should be added by reference to Cost Guide code series 42P04A -42P40V, Internal WC - 42P40W | - | - | - | 41P326, 41RO4Z | m2 | - | 3 - INDUSTRIAL | David Grace | Jim Allen | 525.8784 | Option 1 | 651.9863 | 23.98% | 928.9267 | 666.9471 | 26.83% | 2.295% | 666.9471 | 26.83% | Price Book Data | P. Avo | VOA_GPN_GOV_UK\7243572 | 2021-09-17 | Low | - | Low | - | - | Copied to latest DCS. Redirect contains typo (41R04Z instead of 41RO4Z), now corrected. | NA | SPONS A&B | 2 | (BEAMS Note 2) Standard | - | - | 2 | TRUE
3890 | 41P549 | 5919 | 41P549 | Industrial Buildings | Uninsulated Buildings | Sheet Metal Cladding | 501 - 1,000m2 | Eaves Height - 30m | Building Area only; Site strip vegetation; Strip foundations; Column bases; Insulated Concrete GF slab with DPM and Mesh,150 thick up to 10,000m2, 200mm thick over 10,000m2 GIA; Steel Portal frame with bolts and baseplates; Coated galvanised trapezoidal roof sheets with no insulation, on steel purlins; Roof lights; valley gutters; matching fascia and soffit; Rainwater downpipes and gutters; trapezoidal uninsulated wall system cladding on cladding rails; External roller shutter doors and personnel doors; Single phase electrics, lighting and power ; EXCLUDES heating ; Underslab storm drainage from internal downpipes on building area greater than 1,000m2 | Location Adjustment Applicable (See Guidance Notes) - ERC = UK mean of 1.00 | (BEAMS Note 2) The ERC for this item should be added to all other rateable items on the hereditament (except land). Therefore the total of the ERC of the other Building Items and the P&M ERC (where applicable) to enable the correct contract size adjustment to be made. ERC of Building Component + ERC of P&M = Total ERC to which contract size adjustment should be applied. The appropriate % adjustment should be made in accordance with the scale for contract size adjustment specified under section 6 of the RCG 2023 Guidance notes. The currency ERC rates are set at £4m (Four Million Pounds) @ 1st April 2021 (AVD) for the RCG 2023 Publication. | The data consists of a typical Industrial shell. Works include the Industrial shell as described and includes works up to 1m perimeter to the building (1m wide paving slabs & foul/storm drainage), The cost include 2 no. personnel doors and roller shutters are included at 1 door up to 1,000m2 , 2 roller doors over 1,000m2 (GIA), and 4 roller doors over 5,000m2. Costs are for the shell only and do not include for internal rooms such as offices or toilets which should be added for seperately. See Variations for assistance. | - | - | - | - | - | Cavity Wall construction to lower walls should be added by measuring wall area at an E/O rate of £97m2(£5m2 less for uninsulated), single block walls are cost neutral. Additional roller shutter doors over and above the beacon specification at should be added at additonal cost of £ 232 each (4 x 4m) . Additional personnel doors over the assumed 2nr. - add £1,077 each. If heating is required an addition of £32/m2 (GIA) should be made to the beacon cost. Internal offices (in Industrial complexes) should be added by reference to Cost Guide code series 42P04A -42P40V, Internal WC - 42P40W | - | - | - | 41RR4A, 41P327 | m2 | - | 3 - INDUSTRIAL | David Grace | Jim Allen | 538.9485 | Option 1 | 668.1906 | 23.98% | 941.746 | 676.1511 | 25.46% | 1.191% | 676.1511 | 25.46% | Price Book Data | P. Avo | VOA_GPN_GOV_UK\7243572 | 2021-09-17 | Low | - | Low | - | - | Copied to latest DCS. | NA | SPONS A&B | 2 | (BEAMS Note 2) Standard | - | - | 2 | TRUE
3891 | 41P550 | 5920 | 41P550 | Industrial Buildings | Uninsulated Buildings | Sheet Metal Cladding | 501 - 1,000m2 | Eaves Height - 31m | Building Area only; Site strip vegetation; Strip foundations; Column bases; Insulated Concrete GF slab with DPM and Mesh,150 thick up to 10,000m2, 200mm thick over 10,000m2 GIA; Steel Portal frame with bolts and baseplates; Coated galvanised trapezoidal roof sheets with no insulation, on steel purlins; Roof lights; valley gutters; matching fascia and soffit; Rainwater downpipes and gutters; trapezoidal uninsulated wall system cladding on cladding rails; External roller shutter doors and personnel doors; Single phase electrics, lighting and power; Gas fuelled hot air burners; Underslab storm drainage from internal downpipes on building area greater than 1,000m2; | Location Adjustment Applicable (See Guidance Notes) - ERC = UK mean of 1.00 | (BEAMS Note 2) The ERC for this item should be added to all other rateable items on the hereditament (except land). Therefore the total of the ERC of the other Building Items and the P&M ERC (where applicable) to enable the correct contract size adjustment to be made. ERC of Building Component + ERC of P&M = Total ERC to which contract size adjustment should be applied. The appropriate % adjustment should be made in accordance with the scale for contract size adjustment specified under section 6 of the RCG 2023 Guidance notes. The currency ERC rates are set at £4m (Four Million Pounds) @ 1st April 2021 (AVD) for the RCG 2023 Publication. | The data consists of a typical Industrial shell. Works include the Industrial shell as described and includes works up to 1m perimeter to the building (1m wide paving slabs & foul/storm drainage), The cost include 2 no. personnel doors and roller shutters are included at 1 door up to 1,000m2 , 2 roller doors over 1,000m2 (GIA), and 4 roller doors over 5,000m2. Costs are for the shell only and do not include for internal rooms such as offices or toilets which should be added for seperately. See Variations for assistance. | - | - | - | - | - | Cavity Wall construction to lower walls should be added by measuring wall area at an E/O rate of £97m2(£5m2 less for uninsulated), single block walls are cost neutral. Additional roller shutter doors over and above the beacon specification at should be added at additonal cost of £ 232 each (4 x 4m) . Additional personnel doors over the assumed 2nr. - add £1,077 each. If no heating is present a deduction of £28m2 (GIA) should be made to the beacon cost. Internal offices (in Industrial complexes) should be added by reference to Cost Guide code series 42P04A -42P40V, Internal WC - 42P40W, amenity blocks - showers & toilets (New code TBC) & Canteens (New CodeTBC) | - | - | - | 41P328, 41RR4B | m2 | - | 3 - INDUSTRIAL | David Grace | Jim Allen | 559.7069 | Option 1 | 693.9269 | 23.98% | 954.5653 | 685.3551 | 22.45% | -1.235% | 685.3551 | 22.45% | Price Book Data | P. Avo | VOA_GPN_GOV_UK\7243572 | 2021-09-17 | Low | - | Low | - | - | Copied to latest DCS. | NA | SPONS A&B | 2 | (BEAMS Note 2) Standard | - | - | 2 | FALSE
3892 | 41P551 | 5921 | 41P551 | Industrial Buildings | Uninsulated Buildings | Sheet Metal Cladding | 501 - 1,000m2 | Eaves Height - 32m | Building Area only; Site strip vegetation; Strip foundations; Column bases; Insulated Concrete GF slab with DPM and Mesh,150 thick up to 10,000m2, 200mm thick over 10,000m2 GIA; Steel Portal frame with bolts and baseplates; Coated galvanised trapezoidal roof sheets with no insulation, on steel purlins; Roof lights; valley gutters; matching fascia and soffit; Rainwater downpipes and gutters; trapezoidal uninsulated wall system cladding on cladding rails; External roller shutter doors and personnel doors; Single phase electrics, lighting and power; Gas fuelled hot air burners; Underslab storm drainage from internal downpipes on building area greater than 1,000m2; | Location Adjustment Applicable (See Guidance Notes) - ERC = UK mean of 1.00 | (BEAMS Note 2) The ERC for this item should be added to all other rateable items on the hereditament (except land). Therefore the total of the ERC of the other Building Items and the P&M ERC (where applicable) to enable the correct contract size adjustment to be made. ERC of Building Component + ERC of P&M = Total ERC to which contract size adjustment should be applied. The appropriate % adjustment should be made in accordance with the scale for contract size adjustment specified under section 6 of the RCG 2023 Guidance notes. The currency ERC rates are set at £4m (Four Million Pounds) @ 1st April 2021 (AVD) for the RCG 2023 Publication. | The data consists of a typical Industrial shell. Works include the Industrial shell as described and includes works up to 1m perimeter to the building (1m wide paving slabs & foul/storm drainage), The cost include 2 no. personnel doors and roller shutters are included at 1 door up to 1,000m2 , 2 roller doors over 1,000m2 (GIA), and 4 roller doors over 5,000m2. Costs are for the shell only and do not include for internal rooms such as offices or toilets which should be added for seperately. See Variations for assistance. | - | - | - | - | - | Cavity Wall construction to lower walls should be added by measuring wall area at an E/O rate of £97m2(£5m2 less for uninsulated), single block walls are cost neutral. Additional roller shutter doors over and above the beacon specification at should be added at additonal cost of £ 232 each (4 x 4m) . Additional personnel doors over the assumed 2nr. - add £1,077 each. If no heating is present a deduction of £28m2 (GIA) should be made to the beacon cost. Internal offices (in Industrial complexes) should be added by reference to Cost Guide code series 42P04A -42P40V, Internal WC - 42P40W, amenity blocks - showers & toilets (New code TBC) & Canteens (New CodeTBC) | - | - | - | 41P329, 41RR4C | m2 | - | 3 - INDUSTRIAL | David Grace | Jim Allen | 572.777 | Option 1 | 710.1312 | 23.98% | 967.3847 | 694.5591 | 21.26% | -2.193% | 694.5591 | 21.26% | Price Book Data | P. Avo | VOA_GPN_GOV_UK\7243572 | 2021-09-17 | Low | - | Low | - | - | Copied to latest DCS. | NA | SPONS A&B | 2 | (BEAMS Note 2) Standard | - | - | 2 | FALSE
3893 | 41P552 | 5922 | 41P552 | Industrial Buildings | Uninsulated Buildings | Sheet Metal Cladding | 501 - 1,000m2 | Eaves Height - 33m | Building Area only; Site strip vegetation; Strip foundations; Column bases; Insulated Concrete GF slab with DPM and Mesh,150 thick up to 10,000m2, 200mm thick over 10,000m2 GIA; Steel Portal frame with bolts and baseplates; Coated galvanised trapezoidal roof sheets with no insulation, on steel purlins; Roof lights; valley gutters; matching fascia and soffit; Rainwater downpipes and gutters; trapezoidal uninsulated wall system cladding on cladding rails; External roller shutter doors and personnel doors; Single phase electrics, lighting and power; Gas fuelled hot air burners; Underslab storm drainage from internal downpipes on building area greater than 1,000m2; | Location Adjustment Applicable (See Guidance Notes) - ERC = UK mean of 1.00 | (BEAMS Note 2) The ERC for this item should be added to all other rateable items on the hereditament (except land). Therefore the total of the ERC of the other Building Items and the P&M ERC (where applicable) to enable the correct contract size adjustment to be made. ERC of Building Component + ERC of P&M = Total ERC to which contract size adjustment should be applied. The appropriate % adjustment should be made in accordance with the scale for contract size adjustment specified under section 6 of the RCG 2023 Guidance notes. The currency ERC rates are set at £4m (Four Million Pounds) @ 1st April 2021 (AVD) for the RCG 2023 Publication. | The data consists of a typical Industrial shell. Works include the Industrial shell as described and includes works up to 1m perimeter to the building (1m wide paving slabs & foul/storm drainage), The cost include 2 no. personnel doors and roller shutters are included at 1 door up to 1,000m2 , 2 roller doors over 1,000m2 (GIA), and 4 roller doors over 5,000m2. Costs are for the shell only and do not include for internal rooms such as offices or toilets which should be added for seperately. See Variations for assistance. | - | - | - | - | - | Cavity Wall construction to lower walls should be added by measuring wall area at an E/O rate of £97m2(£5m2 less for uninsulated), single block walls are cost neutral. Additional roller shutter doors over and above the beacon specification at should be added at additonal cost of £ 232 each (4 x 4m) . Additional personnel doors over the assumed 2nr. - add £1,077 each. If no heating is present a deduction of £28m2 (GIA) should be made to the beacon cost. Internal offices (in Industrial complexes) should be added by reference to Cost Guide code series 42P04A -42P40V, Internal WC - 42P40W, amenity blocks - showers & toilets (New code TBC) & Canteens (New CodeTBC) | - | - | - | 41P330, 41RR4D | m2 | - | 3 - INDUSTRIAL | David Grace | Jim Allen | 586.6159 | Option 1 | 727.2888 | 23.98% | 980.204 | 703.763 | 19.97% | -3.235% | 703.763 | 19.97% | Price Book Data | P. Avo | VOA_GPN_GOV_UK\7243572 | 2021-09-17 | Low | - | Low | - | - | Copied to latest DCS. | NA | SPONS A&B | 2 | (BEAMS Note 2) Standard | - | - | 2 | FALSE
3894 | 41P553 | 5923 | 41P553 | Industrial Buildings | Uninsulated Buildings | Sheet Metal Cladding | 501 - 1,000m2 | Eaves Height - 34m | Building Area only; Site strip vegetation; Strip foundations; Column bases; Insulated Concrete GF slab with DPM and Mesh,150 thick up to 10,000m2, 200mm thick over 10,000m2 GIA; Steel Portal frame with bolts and baseplates; Coated galvanised trapezoidal roof sheets with no insulation, on steel purlins; Roof lights; valley gutters; matching fascia and soffit; Rainwater downpipes and gutters; trapezoidal uninsulated wall system cladding on cladding rails; External roller shutter doors and personnel doors; Single phase electrics, lighting and power; Gas fuelled hot air burners; Underslab storm drainage from internal downpipes on building area greater than 1,000m2; | Location Adjustment Applicable (See Guidance Notes) - ERC = UK mean of 1.00 | (BEAMS Note 2) The ERC for this item should be added to all other rateable items on the hereditament (except land). Therefore the total of the ERC of the other Building Items and the P&M ERC (where applicable) to enable the correct contract size adjustment to be made. ERC of Building Component + ERC of P&M = Total ERC to which contract size adjustment should be applied. The appropriate % adjustment should be made in accordance with the scale for contract size adjustment specified under section 6 of the RCG 2023 Guidance notes. The currency ERC rates are set at £4m (Four Million Pounds) @ 1st April 2021 (AVD) for the RCG 2023 Publication. | The data consists of a typical Industrial shell. Works include the Industrial shell as described and includes works up to 1m perimeter to the building (1m wide paving slabs & foul/storm drainage), The cost include 2 no. personnel doors and roller shutters are included at 1 door up to 1,000m2 , 2 roller doors over 1,000m2 (GIA), and 4 roller doors over 5,000m2. Costs are for the shell only and do not include for internal rooms such as offices or toilets which should be added for seperately. See Variations for assistance. | - | - | - | - | - | Cavity Wall construction to lower walls should be added by measuring wall area at an E/O rate of £97m2(£5m2 less for uninsulated), single block walls are cost neutral. Additional roller shutter doors over and above the beacon specification at should be added at additonal cost of £ 232 each (4 x 4m) . Additional personnel doors over the assumed 2nr. - add £1,077 each. If no heating is present a deduction of £28m2 (GIA) should be made to the beacon cost. Internal offices (in Industrial complexes) should be added by reference to Cost Guide code series 42P04A -42P40V, Internal WC - 42P40W, amenity blocks - showers & toilets (New code TBC) & Canteens (New CodeTBC) | - | - | - | 41P331, 41RR4E | m2 | - | 3 - INDUSTRIAL | David Grace | Jim Allen | 599.6859 | Option 1 | 743.4931 | 23.98% | 993.0233 | 712.967 | 18.89% | -4.106% | 712.967 | 18.89% | Price Book Data | P. Avo | VOA_GPN_GOV_UK\7243572 | 2021-09-17 | Low | - | Low | - | - | Copied to latest DCS. | NA | SPONS A&B | 2 | (BEAMS Note 2) Standard | - | - | 2 | FALSE
3895 | 41P554 | 5924 | 41P554 | Industrial Buildings | Uninsulated Buildings | Sheet Metal Cladding | 501 - 1,000m2 | Eaves Height - 35m | Building Area only; Site strip vegetation; Strip foundations; Column bases; Insulated Concrete GF slab with DPM and Mesh,150 thick up to 10,000m2, 200mm thick over 10,000m2 GIA; Steel Portal frame with bolts and baseplates; Coated galvanised trapezoidal roof sheets with no insulation, on steel purlins; Roof lights; valley gutters; matching fascia and soffit; Rainwater downpipes and gutters; trapezoidal uninsulated wall system cladding on cladding rails; External roller shutter doors and personnel doors; Single phase electrics, lighting and power; Gas fuelled hot air burners; Underslab storm drainage from internal downpipes on building area greater than 1,000m2; | Location Adjustment Applicable (See Guidance Notes) - ERC = UK mean of 1.00 | (BEAMS Note 2) The ERC for this item should be added to all other rateable items on the hereditament (except land). Therefore the total of the ERC of the other Building Items and the P&M ERC (where applicable) to enable the correct contract size adjustment to be made. ERC of Building Component + ERC of P&M = Total ERC to which contract size adjustment should be applied. The appropriate % adjustment should be made in accordance with the scale for contract size adjustment specified under section 6 of the RCG 2023 Guidance notes. The currency ERC rates are set at £4m (Four Million Pounds) @ 1st April 2021 (AVD) for the RCG 2023 Publication. | The data consists of a typical Industrial shell. Works include the Industrial shell as described and includes works up to 1m perimeter to the building (1m wide paving slabs & foul/storm drainage), The cost include 2 no. personnel doors and roller shutters are included at 1 door up to 1,000m2 , 2 roller doors over 1,000m2 (GIA), and 4 roller doors over 5,000m2. Costs are for the shell only and do not include for internal rooms such as offices or toilets which should be added for seperately. See Variations for assistance. | - | - | - | - | - | Cavity Wall construction to lower walls should be added by measuring wall area at an E/O rate of £97m2(£5m2 less for uninsulated), single block walls are cost neutral. Additional roller shutter doors over and above the beacon specification at should be added at additonal cost of £ 232 each (4 x 4m) . Additional personnel doors over the assumed 2nr. - add £1,077 each. If no heating is present a deduction of £28m2 (GIA) should be made to the beacon cost. Internal offices (in Industrial complexes) should be added by reference to Cost Guide code series 42P04A -42P40V, Internal WC - 42P40W, amenity blocks - showers & toilets (New code TBC) & Canteens (New CodeTBC) | - | - | - | 41P332, 41RR4F | m2 | - | 3 - INDUSTRIAL | David Grace | Jim Allen | 613.5249 | Option 1 | 760.6506 | 23.98% | 1005.8427 | 722.171 | 17.71% | -5.059% | 722.171 | 17.71% | Price Book Data | P. Avo | VOA_GPN_GOV_UK\7243572 | 2021-09-17 | Low | - | Low | - | - | Copied to latest DCS. | NA | SPONS A&B | 2 | (BEAMS Note 2) Standard | - | - | 2 | FALSE
3896 | 41P565 | 6148 | 41P565 | Industrial Buildings | Uninsulated Buildings | Sheet Metal Cladding | 5,001 - 10,000m2 | Eaves Height - 21m | Building Area only; Site strip vegetation; Strip foundations; Column bases; Insulated Concrete GF slab with DPM and Mesh,150 thick up to 10,000m2, 200mm thick over 10,000m2 GIA; Steel Portal frame with bolts and baseplates; Coated galvanised trapezoidal roof sheets with no insulation, on steel purlins; Roof lights; valley gutters; matching fascia and soffit; Rainwater downpipes and gutters; trapezoidal uninsulated wall system cladding on cladding rails; External roller shutter doors and personnel doors; Single phase electrics, lighting and power; Gas fuelled hot air burners; Underslab storm drainage from internal downpipes on building area greater than 1,000m2; | Location Adjustment Applicable (See Guidance Notes) - ERC = UK mean of 1.00 | (BEAMS Note 2) The ERC for this item should be added to all other rateable items on the hereditament (except land). Therefore the total of the ERC of the other Building Items and the P&M ERC (where applicable) to enable the correct contract size adjustment to be made. ERC of Building Component + ERC of P&M = Total ERC to which contract size adjustment should be applied. The appropriate % adjustment should be made in accordance with the scale for contract size adjustment specified under section 6 of the RCG 2023 Guidance notes. The currency ERC rates are set at £4m (Four Million Pounds) @ 1st April 2021 (AVD) for the RCG 2023 Publication. | The data consists of a typical Industrial shell. Works include the Industrial shell as described and includes works up to 1m perimeter to the building (1m wide paving slabs & foul/storm drainage), The cost include 2 no. personnel doors and roller shutters are included at 1 door up to 1,000m2 , 2 roller doors over 1,000m2 (GIA), and 4 roller doors over 5,000m2. Costs are for the shell only and do not include for internal rooms such as offices or toilets which should be added for seperately. See Variations for assistance. | - | - | - | - | - | Cavity Wall construction to lower walls should be added by measuring wall area at an E/O rate of £97m2(£5m2 less for uninsulated), single block walls are cost neutral. Additional roller shutter doors over and above the beacon specification at should be added at additonal cost of £ 232 each (4 x 4m) . Additional personnel doors over the assumed 2nr. - add £1,077 each. If no heating is present a deduction of £28m2 (GIA) should be made to the beacon cost. Internal offices (in Industrial complexes) should be added by reference to Cost Guide code series 42P04A -42P40V, Internal WC - 42P40W, amenity blocks - showers & toilets (New code TBC) & Canteens (New CodeTBC) | - | - | - | 41P349, 41RO8R | m2 | - | 3 - INDUSTRIAL | David Grace | Jim Allen | 299.843 | Option 1 | 371.7465 | 23.98% | 656.9397 | 471.667 | 57.3% | 26.88% | 471.667 | 57.3% | Price Book Data | P. Avo | VOA_GPN_GOV_UK\7243572 | 2021-09-17 | Low | - | Low | - | - | Copied to latest DCS. Redirect contains typo (41R08R instead of 41RO8R), now corrected. | NA | SPONS A&B | 2 | (BEAMS Note 2) Standard | - | - | 2 | FALSE
3897 | 41P566 | 6149 | 41P566 | Industrial Buildings | Uninsulated Buildings | Sheet Metal Cladding | 5,001 - 10,000m2 | Eaves Height - 22m | Building Area only; Site strip vegetation; Strip foundations; Column bases; Insulated Concrete GF slab with DPM and Mesh,150 thick up to 10,000m2, 200mm thick over 10,000m2 GIA; Steel Portal frame with bolts and baseplates; Coated galvanised trapezoidal roof sheets with no insulation, on steel purlins; Roof lights; valley gutters; matching fascia and soffit; Rainwater downpipes and gutters; trapezoidal uninsulated wall system cladding on cladding rails; External roller shutter doors and personnel doors; Single phase electrics, lighting and power; Gas fuelled hot air burners; Underslab storm drainage from internal downpipes on building area greater than 1,000m2; | Location Adjustment Applicable (See Guidance Notes) - ERC = UK mean of 1.00 | (BEAMS Note 2) The ERC for this item should be added to all other rateable items on the hereditament (except land). Therefore the total of the ERC of the other Building Items and the P&M ERC (where applicable) to enable the correct contract size adjustment to be made. ERC of Building Component + ERC of P&M = Total ERC to which contract size adjustment should be applied. The appropriate % adjustment should be made in accordance with the scale for contract size adjustment specified under section 6 of the RCG 2023 Guidance notes. The currency ERC rates are set at £4m (Four Million Pounds) @ 1st April 2021 (AVD) for the RCG 2023 Publication. | The data consists of a typical Industrial shell. Works include the Industrial shell as described and includes works up to 1m perimeter to the building (1m wide paving slabs & foul/storm drainage), The cost include 2 no. personnel doors and roller shutters are included at 1 door up to 1,000m2 , 2 roller doors over 1,000m2 (GIA), and 4 roller doors over 5,000m2. Costs are for the shell only and do not include for internal rooms such as offices or toilets which should be added for seperately. See Variations for assistance. | - | - | - | - | - | Cavity Wall construction to lower walls should be added by measuring wall area at an E/O rate of £97m2(£5m2 less for uninsulated), single block walls are cost neutral. Additional roller shutter doors over and above the beacon specification at should be added at additonal cost of £ 232 each (4 x 4m) . Additional personnel doors over the assumed 2nr. - add £1,077 each. If no heating is present a deduction of £28m2 (GIA) should be made to the beacon cost. Internal offices (in Industrial complexes) should be added by reference to Cost Guide code series 42P04A -42P40V, Internal WC - 42P40W, amenity blocks - showers & toilets (New code TBC) & Canteens (New CodeTBC) | - | - | - | 41P350, 41RO8S | m2 | - | 3 - INDUSTRIAL | David Grace | Jim Allen | 305.2248 | Option 1 | 378.4189 | 23.98% | 659.7578 | 473.6903 | 55.19% | 25.18% | 473.6903 | 55.19% | Price Book Data | P. Avo | VOA_GPN_GOV_UK\7243572 | 2021-09-17 | Low | - | Low | - | - | Copied to latest DCS. Redirect contained typo (41R08S instead of 41RO8S), now corrected. | NA | SPONS A&B | 2 | (BEAMS Note 2) Standard | - | - | 2 | FALSE
3898 | 41P567 | 6150 | 41P567 | Industrial Buildings | Uninsulated Buildings | Sheet Metal Cladding | 5,001 - 10,000m2 | Eaves Height - 23m | Building Area only; Site strip vegetation; Strip foundations; Column bases; Insulated Concrete GF slab with DPM and Mesh,150 thick up to 10,000m2, 200mm thick over 10,000m2 GIA; Steel Portal frame with bolts and baseplates; Coated galvanised trapezoidal roof sheets with no insulation, on steel purlins; Roof lights; valley gutters; matching fascia and soffit; Rainwater downpipes and gutters; trapezoidal uninsulated wall system cladding on cladding rails; External roller shutter doors and personnel doors; Single phase electrics, lighting and power; Gas fuelled hot air burners; Underslab storm drainage from internal downpipes on building area greater than 1,000m2; | Location Adjustment Applicable (See Guidance Notes) - ERC = UK mean of 1.00 | (BEAMS Note 2) The ERC for this item should be added to all other rateable items on the hereditament (except land). Therefore the total of the ERC of the other Building Items and the P&M ERC (where applicable) to enable the correct contract size adjustment to be made. ERC of Building Component + ERC of P&M = Total ERC to which contract size adjustment should be applied. The appropriate % adjustment should be made in accordance with the scale for contract size adjustment specified under section 6 of the RCG 2023 Guidance notes. The currency ERC rates are set at £4m (Four Million Pounds) @ 1st April 2021 (AVD) for the RCG 2023 Publication. | The data consists of a typical Industrial shell. Works include the Industrial shell as described and includes works up to 1m perimeter to the building (1m wide paving slabs & foul/storm drainage), The cost include 2 no. personnel doors and roller shutters are included at 1 door up to 1,000m2 , 2 roller doors over 1,000m2 (GIA), and 4 roller doors over 5,000m2. Costs are for the shell only and do not include for internal rooms such as offices or toilets which should be added for seperately. See Variations for assistance. | - | - | - | - | - | Cavity Wall construction to lower walls should be added by measuring wall area at an E/O rate of £97m2(£5m2 less for uninsulated), single block walls are cost neutral. Additional roller shutter doors over and above the beacon specification at should be added at additonal cost of £ 232 each (4 x 4m) . Additional personnel doors over the assumed 2nr. - add £1,077 each. If no heating is present a deduction of £28m2 (GIA) should be made to the beacon cost. Internal offices (in Industrial complexes) should be added by reference to Cost Guide code series 42P04A -42P40V, Internal WC - 42P40W, amenity blocks - showers & toilets (New code TBC) & Canteens (New CodeTBC) | - | - | - | 41P351, 41RO8T | m2 | - | 3 - INDUSTRIAL | David Grace | Jim Allen | 311.3754 | Option 1 | 386.0445 | 23.98% | 662.5758 | 475.7136 | 52.78% | 23.23% | 475.7136 | 52.78% | Price Book Data | P. Avo | VOA_GPN_GOV_UK\7243572 | 2021-09-17 | Low | - | Low | - | - | Copied to latest DCS. Redirects contain typo (41R08T instead of 41RO8T), now corrected. | NA | SPONS A&B | 2 | (BEAMS Note 2) Standard | - | - | 2 | FALSE
3899 | 41P568 | 5929 | 41P568 | Industrial Buildings | Uninsulated Buildings | Sheet Metal Cladding | 5,001 - 10,000m2 | Eaves Height - 24m | Building Area only; Site strip vegetation; Strip foundations; Column bases; Insulated Concrete GF slab with DPM and Mesh,150 thick up to 10,000m2, 200mm thick over 10,000m2 GIA; Steel Portal frame with bolts and baseplates; Coated galvanised trapezoidal roof sheets with no insulation, on steel purlins; Roof lights; valley gutters; matching fascia and soffit; Rainwater downpipes and gutters; trapezoidal uninsulated wall system cladding on cladding rails; External roller shutter doors and personnel doors; Single phase electrics, lighting and power; Gas fuelled hot air burners; Underslab storm drainage from internal downpipes on building area greater than 1,000m2; | Location Adjustment Applicable (See Guidance Notes) - ERC = UK mean of 1.00 | (BEAMS Note 2) The ERC for this item should be added to all other rateable items on the hereditament (except land). Therefore the total of the ERC of the other Building Items and the P&M ERC (where applicable) to enable the correct contract size adjustment to be made. ERC of Building Component + ERC of P&M = Total ERC to which contract size adjustment should be applied. The appropriate % adjustment should be made in accordance with the scale for contract size adjustment specified under section 6 of the RCG 2023 Guidance notes. The currency ERC rates are set at £4m (Four Million Pounds) @ 1st April 2021 (AVD) for the RCG 2023 Publication. | The data consists of a typical Industrial shell. Works include the Industrial shell as described and includes works up to 1m perimeter to the building (1m wide paving slabs & foul/storm drainage), The cost include 2 no. personnel doors and roller shutters are included at 1 door up to 1,000m2 , 2 roller doors over 1,000m2 (GIA), and 4 roller doors over 5,000m2. Costs are for the shell only and do not include for internal rooms such as offices or toilets which should be added for seperately. See Variations for assistance. | - | - | - | - | - | Cavity Wall construction to lower walls should be added by measuring wall area at an E/O rate of £97m2(£5m2 less for uninsulated), single block walls are cost neutral. Additional roller shutter doors over and above the beacon specification at should be added at additonal cost of £ 232 each (4 x 4m) . Additional personnel doors over the assumed 2nr. - add £1,077 each. If no heating is present a deduction of £28m2 (GIA) should be made to the beacon cost. Internal offices (in Industrial complexes) should be added by reference to Cost Guide code series 42P04A -42P40V, Internal WC - 42P40W, amenity blocks - showers & toilets (New code TBC) & Canteens (New CodeTBC) | - | - | - | 41P352, 41RO8U | m2 | - | 3 - INDUSTRIAL | David Grace | Jim Allen | 316.7572 | Option 1 | 392.7169 | 23.98% | 665.3938 | 477.7369 | 50.82% | 21.65% | 477.7369 | 50.82% | Price Book Data | P. Avo | VOA_GPN_GOV_UK\7243572 | 2021-09-17 | Low | - | Low | - | - | Copied to latest DCS. Redirect has typo (41R08U instead of 41RO8U), now corrected. | NA | SPONS A&B | 2 | (BEAMS Note 2) Standard | - | - | 2 | FALSE
3900 | 41P569 | 6151 | 41P569 | Industrial Buildings | Uninsulated Buildings | Sheet Metal Cladding | 5,001 - 10,000m2 | Eaves Height - 25m | Building Area only; Site strip vegetation; Strip foundations; Column bases; Insulated Concrete GF slab with DPM and Mesh,150 thick up to 10,000m2, 200mm thick over 10,000m2 GIA; Steel Portal frame with bolts and baseplates; Coated galvanised trapezoidal roof sheets with no insulation, on steel purlins; Roof lights; valley gutters; matching fascia and soffit; Rainwater downpipes and gutters; trapezoidal uninsulated wall system cladding on cladding rails; External roller shutter doors and personnel doors; Single phase electrics, lighting and power; Gas fuelled hot air burners; Underslab storm drainage from internal downpipes on building area greater than 1,000m2; | Location Adjustment Applicable (See Guidance Notes) - ERC = UK mean of 1.00 | (BEAMS Note 2) The ERC for this item should be added to all other rateable items on the hereditament (except land). Therefore the total of the ERC of the other Building Items and the P&M ERC (where applicable) to enable the correct contract size adjustment to be made. ERC of Building Component + ERC of P&M = Total ERC to which contract size adjustment should be applied. The appropriate % adjustment should be made in accordance with the scale for contract size adjustment specified under section 6 of the RCG 2023 Guidance notes. The currency ERC rates are set at £4m (Four Million Pounds) @ 1st April 2021 (AVD) for the RCG 2023 Publication. | The data consists of a typical Industrial shell. Works include the Industrial shell as described and includes works up to 1m perimeter to the building (1m wide paving slabs & foul/storm drainage), The cost include 2 no. personnel doors and roller shutters are included at 1 door up to 1,000m2 , 2 roller doors over 1,000m2 (GIA), and 4 roller doors over 5,000m2. Costs are for the shell only and do not include for internal rooms such as offices or toilets which should be added for seperately. See Variations for assistance. | - | - | - | - | - | Cavity Wall construction to lower walls should be added by measuring wall area at an E/O rate of £97m2(£5m2 less for uninsulated), single block walls are cost neutral. Additional roller shutter doors over and above the beacon specification at should be added at additonal cost of £ 232 each (4 x 4m) . Additional personnel doors over the assumed 2nr. - add £1,077 each. If no heating is present a deduction of £28m2 (GIA) should be made to the beacon cost. Internal offices (in Industrial complexes) should be added by reference to Cost Guide code series 42P04A -42P40V, Internal WC - 42P40W, amenity blocks - showers & toilets (New code TBC) & Canteens (New CodeTBC) | - | - | - | 41P353, 41RO8V | m2 | - | 3 - INDUSTRIAL | David Grace | Jim Allen | 322.9078 | Option 1 | 400.3424 | 23.98% | 668.2119 | 479.7602 | 48.57% | 19.84% | 479.7602 | 48.57% | Price Book Data | P. Avo | VOA_GPN_GOV_UK\7243572 | 2021-09-17 | Low | - | Low | - | - | Copied to latest DCS. Redirect has typo (41R08V instead of 41RO8V), now corrected. | NA | SPONS A&B | 2 | (BEAMS Note 2) Standard | - | - | 2 | FALSE
3901 | 41P570 | 6155 | 41P570 | Industrial Buildings | Uninsulated Buildings | Sheet Metal Cladding | 5,001 - 10,000m2 | Eaves Height - 26m | Building Area only; Site strip vegetation; Strip foundations; Column bases; Insulated Concrete GF slab with DPM and Mesh,150 thick up to 10,000m2, 200mm thick over 10,000m2 GIA; Steel Portal frame with bolts and baseplates; Coated galvanised trapezoidal roof sheets with no insulation, on steel purlins; Roof lights; valley gutters; matching fascia and soffit; Rainwater downpipes and gutters; trapezoidal uninsulated wall system cladding on cladding rails; External roller shutter doors and personnel doors; Single phase electrics, lighting and power; Gas fuelled hot air burners; Underslab storm drainage from internal downpipes on building area greater than 1,000m2; | Location Adjustment Applicable (See Guidance Notes) - ERC = UK mean of 1.00 | (BEAMS Note 2) The ERC for this item should be added to all other rateable items on the hereditament (except land). Therefore the total of the ERC of the other Building Items and the P&M ERC (where applicable) to enable the correct contract size adjustment to be made. ERC of Building Component + ERC of P&M = Total ERC to which contract size adjustment should be applied. The appropriate % adjustment should be made in accordance with the scale for contract size adjustment specified under section 6 of the RCG 2023 Guidance notes. The currency ERC rates are set at £4m (Four Million Pounds) @ 1st April 2021 (AVD) for the RCG 2023 Publication. | The data consists of a typical Industrial shell. Works include the Industrial shell as described and includes works up to 1m perimeter to the building (1m wide paving slabs & foul/storm drainage), The cost include 2 no. personnel doors and roller shutters are included at 1 door up to 1,000m2 , 2 roller doors over 1,000m2 (GIA), and 4 roller doors over 5,000m2. Costs are for the shell only and do not include for internal rooms such as offices or toilets which should be added for seperately. See Variations for assistance. | - | - | - | - | - | Cavity Wall construction to lower walls should be added by measuring wall area at an E/O rate of £97m2(£5m2 less for uninsulated), single block walls are cost neutral. Additional roller shutter doors over and above the beacon specification at should be added at additonal cost of £ 232 each (4 x 4m) . Additional personnel doors over the assumed 2nr. - add £1,077 each. If no heating is present a deduction of £28m2 (GIA) should be made to the beacon cost. Internal offices (in Industrial complexes) should be added by reference to Cost Guide code series 42P04A -42P40V, Internal WC - 42P40W, amenity blocks - showers & toilets (New code TBC) & Canteens (New CodeTBC) | - | - | - | 41P354, 41RO8W | m2 | - | 3 - INDUSTRIAL | David Grace | Jim Allen | 331.3649 | Option 1 | 410.8276 | 23.98% | 671.0299 | 481.7834 | 45.39% | 17.27% | 481.7834 | 45.39% | Price Book Data | P. Avo | VOA_GPN_GOV_UK\7243572 | 2021-09-17 | Low | - | Low | - | - | Copied to latest DCS. Redirect contains typo (41R08W instead of 41RO8W), now corrected. | NA | SPONS A&B | 2 | (BEAMS Note 2) Standard | - | - | 2 | FALSE
3902 | 41P571 | 6156 | 41P571 | Industrial Buildings | Uninsulated Buildings | Sheet Metal Cladding | 5,001 - 10,000m2 | Eaves Height - 27m | Building Area only; Site strip vegetation; Strip foundations; Column bases; Insulated Concrete GF slab with DPM and Mesh,150 thick up to 10,000m2, 200mm thick over 10,000m2 GIA; Steel Portal frame with bolts and baseplates; Coated galvanised trapezoidal roof sheets with no insulation, on steel purlins; Roof lights; valley gutters; matching fascia and soffit; Rainwater downpipes and gutters; trapezoidal uninsulated wall system cladding on cladding rails; External roller shutter doors and personnel doors; Single phase electrics, lighting and power; Gas fuelled hot air burners; Underslab storm drainage from internal downpipes on building area greater than 1,000m2; | Location Adjustment Applicable (See Guidance Notes) - ERC = UK mean of 1.00 | (BEAMS Note 2) The ERC for this item should be added to all other rateable items on the hereditament (except land). Therefore the total of the ERC of the other Building Items and the P&M ERC (where applicable) to enable the correct contract size adjustment to be made. ERC of Building Component + ERC of P&M = Total ERC to which contract size adjustment should be applied. The appropriate % adjustment should be made in accordance with the scale for contract size adjustment specified under section 6 of the RCG 2023 Guidance notes. The currency ERC rates are set at £4m (Four Million Pounds) @ 1st April 2021 (AVD) for the RCG 2023 Publication. | The data consists of a typical Industrial shell. Works include the Industrial shell as described and includes works up to 1m perimeter to the building (1m wide paving slabs & foul/storm drainage), The cost include 2 no. personnel doors and roller shutters are included at 1 door up to 1,000m2 , 2 roller doors over 1,000m2 (GIA), and 4 roller doors over 5,000m2. Costs are for the shell only and do not include for internal rooms such as offices or toilets which should be added for seperately. See Variations for assistance. | - | - | - | - | - | Cavity Wall construction to lower walls should be added by measuring wall area at an E/O rate of £97m2(£5m2 less for uninsulated), single block walls are cost neutral. Additional roller shutter doors over and above the beacon specification at should be added at additonal cost of £ 232 each (4 x 4m) . Additional personnel doors over the assumed 2nr. - add £1,077 each. If no heating is present a deduction of £28m2 (GIA) should be made to the beacon cost. Internal offices (in Industrial complexes) should be added by reference to Cost Guide code series 42P04A -42P40V, Internal WC - 42P40W, amenity blocks - showers & toilets (New code TBC) & Canteens (New CodeTBC) | - | - | - | 41P355, 41RO8X | m2 | - | 3 - INDUSTRIAL | David Grace | Jim Allen | 338.2844 | Option 1 | 419.4064 | 23.98% | 673.848 | 483.8067 | 43.02% | 15.36% | 483.8067 | 43.02% | Price Book Data | P. Avo | VOA_GPN_GOV_UK\7243572 | 2021-09-17 | Low | - | Low | - | - | Copied to latest DCS. Redirect contains typo (41R08X instead of 41RO8X), now corrected. | NA | SPONS A&B | 2 | (BEAMS Note 2) Standard | - | - | 2 | FALSE
3903 | 41P572 | 6157 | 41P572 | Industrial Buildings | Uninsulated Buildings | Sheet Metal Cladding | 5,001 - 10,000m2 | Eaves Height - 28m | Building Area only; Site strip vegetation; Strip foundations; Column bases; Insulated Concrete GF slab with DPM and Mesh,150 thick up to 10,000m2, 200mm thick over 10,000m2 GIA; Steel Portal frame with bolts and baseplates; Coated galvanised trapezoidal roof sheets with no insulation, on steel purlins; Roof lights; valley gutters; matching fascia and soffit; Rainwater downpipes and gutters; trapezoidal uninsulated wall system cladding on cladding rails; External roller shutter doors and personnel doors; Single phase electrics, lighting and power; Gas fuelled hot air burners; Underslab storm drainage from internal downpipes on building area greater than 1,000m2; | Location Adjustment Applicable (See Guidance Notes) - ERC = UK mean of 1.00 | (BEAMS Note 2) The ERC for this item should be added to all other rateable items on the hereditament (except land). Therefore the total of the ERC of the other Building Items and the P&M ERC (where applicable) to enable the correct contract size adjustment to be made. ERC of Building Component + ERC of P&M = Total ERC to which contract size adjustment should be applied. The appropriate % adjustment should be made in accordance with the scale for contract size adjustment specified under section 6 of the RCG 2023 Guidance notes. The currency ERC rates are set at £4m (Four Million Pounds) @ 1st April 2021 (AVD) for the RCG 2023 Publication. | The data consists of a typical Industrial shell. Works include the Industrial shell as described and includes works up to 1m perimeter to the building (1m wide paving slabs & foul/storm drainage), The cost include 2 no. personnel doors and roller shutters are included at 1 door up to 1,000m2 , 2 roller doors over 1,000m2 (GIA), and 4 roller doors over 5,000m2. Costs are for the shell only and do not include for internal rooms such as offices or toilets which should be added for seperately. See Variations for assistance. | - | - | - | - | - | Cavity Wall construction to lower walls should be added by measuring wall area at an E/O rate of £97m2(£5m2 less for uninsulated), single block walls are cost neutral. Additional roller shutter doors over and above the beacon specification at should be added at additonal cost of £ 232 each (4 x 4m) . Additional personnel doors over the assumed 2nr. - add £1,077 each. If no heating is present a deduction of £28m2 (GIA) should be made to the beacon cost. Internal offices (in Industrial complexes) should be added by reference to Cost Guide code series 42P04A -42P40V, Internal WC - 42P40W, amenity blocks - showers & toilets (New code TBC) & Canteens (New CodeTBC) | - | - | - | 41RO8Y, 41P356 | m2 | - | 3 - INDUSTRIAL | David Grace | Jim Allen | 345.9727 | Option 1 | 428.9383 | 23.98% | 676.666 | 485.83 | 40.42% | 13.26% | 485.83 | 40.42% | Price Book Data | P. Avo | VOA_GPN_GOV_UK\7243572 | 2021-09-17 | Low | - | Low | - | - | Copied to latest DCS. Redirect contained typo (41R08Y instead of 41RO8Y, and 41P536 instead of 41P356), now corrected. | NA | SPONS A&B | 2 | (BEAMS Note 2) Standard | - | - | 2 | FALSE
3904 | 41P573 | 6158 | 41P573 | Industrial Buildings | Uninsulated Buildings | Sheet Metal Cladding | 5,001 - 10,000m2 | Eaves Height - 29m | Building Area only; Site strip vegetation; Strip foundations; Column bases; Insulated Concrete GF slab with DPM and Mesh,150 thick up to 10,000m2, 200mm thick over 10,000m2 GIA; Steel Portal frame with bolts and baseplates; Coated galvanised trapezoidal roof sheets with no insulation, on steel purlins; Roof lights; valley gutters; matching fascia and soffit; Rainwater downpipes and gutters; trapezoidal uninsulated wall system cladding on cladding rails; External roller shutter doors and personnel doors; Single phase electrics, lighting and power; Gas fuelled hot air burners; Underslab storm drainage from internal downpipes on building area greater than 1,000m2; | Location Adjustment Applicable (See Guidance Notes) - ERC = UK mean of 1.00 | (BEAMS Note 2) The ERC for this item should be added to all other rateable items on the hereditament (except land). Therefore the total of the ERC of the other Building Items and the P&M ERC (where applicable) to enable the correct contract size adjustment to be made. ERC of Building Component + ERC of P&M = Total ERC to which contract size adjustment should be applied. The appropriate % adjustment should be made in accordance with the scale for contract size adjustment specified under section 6 of the RCG 2023 Guidance notes. The currency ERC rates are set at £4m (Four Million Pounds) @ 1st April 2021 (AVD) for the RCG 2023 Publication. | The data consists of a typical Industrial shell. Works include the Industrial shell as described and includes works up to 1m perimeter to the building (1m wide paving slabs & foul/storm drainage), The cost include 2 no. personnel doors and roller shutters are included at 1 door up to 1,000m2 , 2 roller doors over 1,000m2 (GIA), and 4 roller doors over 5,000m2. Costs are for the shell only and do not include for internal rooms such as offices or toilets which should be added for seperately. See Variations for assistance. | - | - | - | - | - | Cavity Wall construction to lower walls should be added by measuring wall area at an E/O rate of £97m2(£5m2 less for uninsulated), single block walls are cost neutral. Additional roller shutter doors over and above the beacon specification at should be added at additonal cost of £ 232 each (4 x 4m) . Additional personnel doors over the assumed 2nr. - add £1,077 each. If no heating is present a deduction of £28m2 (GIA) should be made to the beacon cost. Internal offices (in Industrial complexes) should be added by reference to Cost Guide code series 42P04A -42P40V, Internal WC - 42P40W, amenity blocks - showers & toilets (New code TBC) & Canteens (New CodeTBC) | - | - | - | 41P357, 41RO8Z | m2 | - | 3 - INDUSTRIAL | David Grace | Jim Allen | 352.8921 | Option 1 | 437.5171 | 23.98% | 679.4841 | 487.8533 | 38.24% | 11.5% | 487.8533 | 38.24% | Price Book Data | P. Avo | VOA_GPN_GOV_UK\7243572 | 2021-09-17 | Low | - | Low | - | - | Copied to latest DCS. Redirect contains typo (41R08Z instead of 41RO8Z), now corrected. | NA | SPONS A&B | 2 | (BEAMS Note 2) Standard | - | - | 2 | FALSE
3905 | 41P574 | 5666 | 41P574 | Industrial Buildings | Uninsulated Buildings | Sheet Metal Cladding | 5,001 - 10,000m2 | Eaves Height - 30m | Building Area only; Site strip vegetation; Strip foundations; Column bases; Insulated Concrete GF slab with DPM and Mesh,150 thick up to 10,000m2, 200mm thick over 10,000m2 GIA; Steel Portal frame with bolts and baseplates; Coated galvanised trapezoidal roof sheets with no insulation, on steel purlins; Roof lights; valley gutters; matching fascia and soffit; Rainwater downpipes and gutters; trapezoidal uninsulated wall system cladding on cladding rails; External roller shutter doors and personnel doors; Single phase electrics, lighting and power; Gas fuelled hot air burners; Underslab storm drainage from internal downpipes on building area greater than 1,000m2; | Location Adjustment Applicable (See Guidance Notes) - ERC = UK mean of 1.00 | (BEAMS Note 2) The ERC for this item should be added to all other rateable items on the hereditament (except land). Therefore the total of the ERC of the other Building Items and the P&M ERC (where applicable) to enable the correct contract size adjustment to be made. ERC of Building Component + ERC of P&M = Total ERC to which contract size adjustment should be applied. The appropriate % adjustment should be made in accordance with the scale for contract size adjustment specified under section 6 of the RCG 2023 Guidance notes. The currency ERC rates are set at £4m (Four Million Pounds) @ 1st April 2021 (AVD) for the RCG 2023 Publication. | The data consists of a typical Industrial shell. Works include the Industrial shell as described and includes works up to 1m perimeter to the building (1m wide paving slabs & foul/storm drainage), The cost include 2 no. personnel doors and roller shutters are included at 1 door up to 1,000m2 , 2 roller doors over 1,000m2 (GIA), and 4 roller doors over 5,000m2. Costs are for the shell only and do not include for internal rooms such as offices or toilets which should be added for seperately. See Variations for assistance. | - | - | - | - | - | Cavity Wall construction to lower walls should be added by measuring wall area at an E/O rate of £97m2(£5m2 less for uninsulated), single block walls are cost neutral. Additional roller shutter doors over and above the beacon specification at should be added at additonal cost of £ 232 each (4 x 4m) . Additional personnel doors over the assumed 2nr. - add £1,077 each. If no heating is present a deduction of £28m2 (GIA) should be made to the beacon cost. Internal offices (in Industrial complexes) should be added by reference to Cost Guide code series 42P04A -42P40V, Internal WC - 42P40W, amenity blocks - showers & toilets (New code TBC) & Canteens (New CodeTBC) | - | - | - | 41P358, 41RR8A | m2 | - | 3 - INDUSTRIAL | David Grace | Jim Allen | 359.8116 | Option 1 | 446.0959 | 23.98% | 682.3021 | 489.8766 | 36.15% | 9.814% | 489.8766 | 36.15% | Price Book Data | P. Avo | VOA_GPN_GOV_UK\7243572 | 2021-09-17 | Low | - | Low | - | - | Copied to latest DCS. | NA | SPONS A&B | 2 | (BEAMS Note 2) Standard | - | - | 2 | FALSE
3906 | 41P575 | 5667 | 41P575 | Industrial Buildings | Uninsulated Buildings | Sheet Metal Cladding | 5,001 - 10,000m2 | Eaves Height - 31m | Building Area only; Site strip vegetation; Strip foundations; Column bases; Insulated Concrete GF slab with DPM and Mesh,150 thick up to 10,000m2, 200mm thick over 10,000m2 GIA; Steel Portal frame with bolts and baseplates; Coated galvanised trapezoidal roof sheets with no insulation, on steel purlins; Roof lights; valley gutters; matching fascia and soffit; Rainwater downpipes and gutters; trapezoidal uninsulated wall system cladding on cladding rails; External roller shutter doors and personnel doors; Single phase electrics, lighting and power; Gas fuelled hot air burners; Underslab storm drainage from internal downpipes on building area greater than 1,000m2; | Location Adjustment Applicable (See Guidance Notes) - ERC = UK mean of 1.00 | (BEAMS Note 2) The ERC for this item should be added to all other rateable items on the hereditament (except land). Therefore the total of the ERC of the other Building Items and the P&M ERC (where applicable) to enable the correct contract size adjustment to be made. ERC of Building Component + ERC of P&M = Total ERC to which contract size adjustment should be applied. The appropriate % adjustment should be made in accordance with the scale for contract size adjustment specified under section 6 of the RCG 2023 Guidance notes. The currency ERC rates are set at £4m (Four Million Pounds) @ 1st April 2021 (AVD) for the RCG 2023 Publication. | The data consists of a typical Industrial shell. Works include the Industrial shell as described and includes works up to 1m perimeter to the building (1m wide paving slabs & foul/storm drainage), The cost include 2 no. personnel doors and roller shutters are included at 1 door up to 1,000m2 , 2 roller doors over 1,000m2 (GIA), and 4 roller doors over 5,000m2. Costs are for the shell only and do not include for internal rooms such as offices or toilets which should be added for seperately. See Variations for assistance. | - | - | - | - | - | Cavity Wall construction to lower walls should be added by measuring wall area at an E/O rate of £97m2(£5m2 less for uninsulated), single block walls are cost neutral. Additional roller shutter doors over and above the beacon specification at should be added at additonal cost of £ 232 each (4 x 4m) . Additional personnel doors over the assumed 2nr. - add £1,077 each. If no heating is present a deduction of £28m2 (GIA) should be made to the beacon cost. Internal offices (in Industrial complexes) should be added by reference to Cost Guide code series 42P04A -42P40V, Internal WC - 42P40W, amenity blocks - showers & toilets (New code TBC) & Canteens (New CodeTBC) | - | - | - | 41P359, 41RR8B | m2 | - | 3 - INDUSTRIAL | David Grace | Jim Allen | 379.0323 | Option 1 | 469.9258 | 23.98% | 685.1201 | 491.8999 | 29.78% | 4.676% | 491.8999 | 29.78% | Price Book Data | P. Avo | VOA_GPN_GOV_UK\7243572 | 2021-09-17 | Low | - | Low | - | - | Copied to latest DCS. | NA | SPONS A&B | 2 | (BEAMS Note 2) Standard | - | - | 2 | FALSE
3907 | 41P576 | 5668 | 41P576 | Industrial Buildings | Uninsulated Buildings | Sheet Metal Cladding | 5,001 - 10,000m2 | Eaves Height - 32m | Building Area only; Site strip vegetation; Strip foundations; Column bases; Insulated Concrete GF slab with DPM and Mesh,150 thick up to 10,000m2, 200mm thick over 10,000m2 GIA; Steel Portal frame with bolts and baseplates; Coated galvanised trapezoidal roof sheets with no insulation, on steel purlins; Roof lights; valley gutters; matching fascia and soffit; Rainwater downpipes and gutters; trapezoidal uninsulated wall system cladding on cladding rails; External roller shutter doors and personnel doors; Single phase electrics, lighting and power; Gas fuelled hot air burners; Underslab storm drainage from internal downpipes on building area greater than 1,000m2; | Location Adjustment Applicable (See Guidance Notes) - ERC = UK mean of 1.00 | (BEAMS Note 2) The ERC for this item should be added to all other rateable items on the hereditament (except land). Therefore the total of the ERC of the other Building Items and the P&M ERC (where applicable) to enable the correct contract size adjustment to be made. ERC of Building Component + ERC of P&M = Total ERC to which contract size adjustment should be applied. The appropriate % adjustment should be made in accordance with the scale for contract size adjustment specified under section 6 of the RCG 2023 Guidance notes. The currency ERC rates are set at £4m (Four Million Pounds) @ 1st April 2021 (AVD) for the RCG 2023 Publication. | The data consists of a typical Industrial shell. Works include the Industrial shell as described and includes works up to 1m perimeter to the building (1m wide paving slabs & foul/storm drainage), The cost include 2 no. personnel doors and roller shutters are included at 1 door up to 1,000m2 , 2 roller doors over 1,000m2 (GIA), and 4 roller doors over 5,000m2. Costs are for the shell only and do not include for internal rooms such as offices or toilets which should be added for seperately. See Variations for assistance. | - | - | - | - | - | Cavity Wall construction to lower walls should be added by measuring wall area at an E/O rate of £97m2(£5m2 less for uninsulated), single block walls are cost neutral. Additional roller shutter doors over and above the beacon specification at should be added at additonal cost of £ 232 each (4 x 4m) . Additional personnel doors over the assumed 2nr. - add £1,077 each. If no heating is present a deduction of £28m2 (GIA) should be made to the beacon cost. Internal offices (in Industrial complexes) should be added by reference to Cost Guide code series 42P04A -42P40V, Internal WC - 42P40W, amenity blocks - showers & toilets (New code TBC) & Canteens (New CodeTBC) | - | - | - | 41P360, 41RR8C | m2 | - | 3 - INDUSTRIAL | David Grace | Jim Allen | 386.7206 | Option 1 | 479.4577 | 23.98% | 687.9382 | 493.9232 | 27.72% | 3.017% | 493.9232 | 27.72% | Price Book Data | P. Avo | VOA_GPN_GOV_UK\7243572 | 2021-10-11 | Low | - | Low | - | - | Copied to latest DCS. | NA | SPONS A&B | 2 | (BEAMS Note 2) Standard | - | - | 2 | FALSE
3908 | 41P577 | 5669 | 41P577 | Industrial Buildings | Uninsulated Buildings | Sheet Metal Cladding | 5,001 - 10,000m2 | Eaves Height - 33m | Building Area only; Site strip vegetation; Strip foundations; Column bases; Insulated Concrete GF slab with DPM and Mesh,150 thick up to 10,000m2, 200mm thick over 10,000m2 GIA; Steel Portal frame with bolts and baseplates; Coated galvanised trapezoidal roof sheets with no insulation, on steel purlins; Roof lights; valley gutters; matching fascia and soffit; Rainwater downpipes and gutters; trapezoidal uninsulated wall system cladding on cladding rails; External roller shutter doors and personnel doors; Single phase electrics, lighting and power; Gas fuelled hot air burners; Underslab storm drainage from internal downpipes on building area greater than 1,000m2; | Location Adjustment Applicable (See Guidance Notes) - ERC = UK mean of 1.00 | (BEAMS Note 2) The ERC for this item should be added to all other rateable items on the hereditament (except land). Therefore the total of the ERC of the other Building Items and the P&M ERC (where applicable) to enable the correct contract size adjustment to be made. ERC of Building Component + ERC of P&M = Total ERC to which contract size adjustment should be applied. The appropriate % adjustment should be made in accordance with the scale for contract size adjustment specified under section 6 of the RCG 2023 Guidance notes. The currency ERC rates are set at £4m (Four Million Pounds) @ 1st April 2021 (AVD) for the RCG 2023 Publication. | The data consists of a typical Industrial shell. Works include the Industrial shell as described and includes works up to 1m perimeter to the building (1m wide paving slabs & foul/storm drainage), The cost include 2 no. personnel doors and roller shutters are included at 1 door up to 1,000m2 , 2 roller doors over 1,000m2 (GIA), and 4 roller doors over 5,000m2. Costs are for the shell only and do not include for internal rooms such as offices or toilets which should be added for seperately. See Variations for assistance. | - | - | - | - | - | Cavity Wall construction to lower walls should be added by measuring wall area at an E/O rate of £97m2(£5m2 less for uninsulated), single block walls are cost neutral. Additional roller shutter doors over and above the beacon specification at should be added at additonal cost of £ 232 each (4 x 4m) . Additional personnel doors over the assumed 2nr. - add £1,077 each. If no heating is present a deduction of £28m2 (GIA) should be made to the beacon cost. Internal offices (in Industrial complexes) should be added by reference to Cost Guide code series 42P04A -42P40V, Internal WC - 42P40W, amenity blocks - showers & toilets (New code TBC) & Canteens (New CodeTBC) | - | - | - | 41RR8D, 41P361 | m2 | - | 3 - INDUSTRIAL | David Grace | Jim Allen | 394.4088 | Option 1 | 488.9897 | 23.98% | 690.7562 | 495.9465 | 25.74% | 1.423% | 495.9465 | 25.74% | Price Book Data | P. Avo | VOA_GPN_GOV_UK\7243572 | 2021-09-17 | Low | - | Low | - | - | Copied to latest DCS. | NA | SPONS A&B | 2 | (BEAMS Note 2) Standard | - | - | 2 | FALSE
3909 | 41P578 | 5670 | 41P578 | Industrial Buildings | Uninsulated Buildings | Sheet Metal Cladding | 5,001 - 10,000m2 | Eaves Height - 34m | Building Area only; Site strip vegetation; Strip foundations; Column bases; Insulated Concrete GF slab with DPM and Mesh,150 thick up to 10,000m2, 200mm thick over 10,000m2 GIA; Steel Portal frame with bolts and baseplates; Coated galvanised trapezoidal roof sheets with no insulation, on steel purlins; Roof lights; valley gutters; matching fascia and soffit; Rainwater downpipes and gutters; trapezoidal uninsulated wall system cladding on cladding rails; External roller shutter doors and personnel doors; Single phase electrics, lighting and power; Gas fuelled hot air burners; Underslab storm drainage from internal downpipes on building area greater than 1,000m2; | Location Adjustment Applicable (See Guidance Notes) - ERC = UK mean of 1.00 | (BEAMS Note 2) The ERC for this item should be added to all other rateable items on the hereditament (except land). Therefore the total of the ERC of the other Building Items and the P&M ERC (where applicable) to enable the correct contract size adjustment to be made. ERC of Building Component + ERC of P&M = Total ERC to which contract size adjustment should be applied. The appropriate % adjustment should be made in accordance with the scale for contract size adjustment specified under section 6 of the RCG 2023 Guidance notes. The currency ERC rates are set at £4m (Four Million Pounds) @ 1st April 2021 (AVD) for the RCG 2023 Publication. | The data consists of a typical Industrial shell. Works include the Industrial shell as described and includes works up to 1m perimeter to the building (1m wide paving slabs & foul/storm drainage), The cost include 2 no. personnel doors and roller shutters are included at 1 door up to 1,000m2 , 2 roller doors over 1,000m2 (GIA), and 4 roller doors over 5,000m2. Costs are for the shell only and do not include for internal rooms such as offices or toilets which should be added for seperately. See Variations for assistance. | - | - | - | - | - | Cavity Wall construction to lower walls should be added by measuring wall area at an E/O rate of £97m2(£5m2 less for uninsulated), single block walls are cost neutral. Additional roller shutter doors over and above the beacon specification at should be added at additonal cost of £ 232 each (4 x 4m) . Additional personnel doors over the assumed 2nr. - add £1,077 each. If no heating is present a deduction of £28m2 (GIA) should be made to the beacon cost. Internal offices (in Industrial complexes) should be added by reference to Cost Guide code series 42P04A -42P40V, Internal WC - 42P40W, amenity blocks - showers & toilets (New code TBC) & Canteens (New CodeTBC) | - | - | - | 41P362, 41RR8E | m2 | - | 3 - INDUSTRIAL | David Grace | Jim Allen | 402.8659 | Option 1 | 499.4749 | 23.98% | 693.5743 | 497.9697 | 23.61% | -0.3013% | 497.9697 | 23.61% | Price Book Data | P. Avo | VOA_GPN_GOV_UK\7243572 | 2021-09-17 | Low | - | Low | - | - | Copied to latest DCS. | NA | SPONS A&B | 2 | (BEAMS Note 2) Standard | - | - | 2 | FALSE
3910 | 41P579 | 5671 | 41P579 | Industrial Buildings | Uninsulated Buildings | Sheet Metal Cladding | 5,001 - 10,000m2 | Eaves Height - 35m | Building Area only; Site strip vegetation; Strip foundations; Column bases; Insulated Concrete GF slab with DPM and Mesh,150 thick up to 10,000m2, 200mm thick over 10,000m2 GIA; Steel Portal frame with bolts and baseplates; Coated galvanised trapezoidal roof sheets with no insulation, on steel purlins; Roof lights; valley gutters; matching fascia and soffit; Rainwater downpipes and gutters; trapezoidal uninsulated wall system cladding on cladding rails; External roller shutter doors and personnel doors; Single phase electrics, lighting and power; Gas fuelled hot air burners; Underslab storm drainage from internal downpipes on building area greater than 1,000m2; | Location Adjustment Applicable (See Guidance Notes) - ERC = UK mean of 1.00 | (BEAMS Note 2) The ERC for this item should be added to all other rateable items on the hereditament (except land). Therefore the total of the ERC of the other Building Items and the P&M ERC (where applicable) to enable the correct contract size adjustment to be made. ERC of Building Component + ERC of P&M = Total ERC to which contract size adjustment should be applied. The appropriate % adjustment should be made in accordance with the scale for contract size adjustment specified under section 6 of the RCG 2023 Guidance notes. The currency ERC rates are set at £4m (Four Million Pounds) @ 1st April 2021 (AVD) for the RCG 2023 Publication. | The data consists of a typical Industrial shell. Works include the Industrial shell as described and includes works up to 1m perimeter to the building (1m wide paving slabs & foul/storm drainage), The cost include 2 no. personnel doors and roller shutters are included at 1 door up to 1,000m2 , 2 roller doors over 1,000m2 (GIA), and 4 roller doors over 5,000m2. Costs are for the shell only and do not include for internal rooms such as offices or toilets which should be added for seperately. See Variations for assistance. | - | - | - | - | - | Cavity Wall construction to lower walls should be added by measuring wall area at an E/O rate of £97m2(£5m2 less for uninsulated), single block walls are cost neutral. Additional roller shutter doors over and above the beacon specification at should be added at additonal cost of £ 232 each (4 x 4m) . Additional personnel doors over the assumed 2nr. - add £1,077 each. If no heating is present a deduction of £28m2 (GIA) should be made to the beacon cost. Internal offices (in Industrial complexes) should be added by reference to Cost Guide code series 42P04A -42P40V, Internal WC - 42P40W, amenity blocks - showers & toilets (New code TBC) & Canteens (New CodeTBC) | - | - | - | 41P363, 41RR8F | m2 | - | 3 - INDUSTRIAL | David Grace | Jim Allen | 410.5542 | Option 1 | 509.0068 | 23.98% | 696.3923 | 499.993 | 21.78% | -1.771% | 499.993 | 21.78% | Price Book Data | P. Avo | VOA_GPN_GOV_UK\7243572 | 2021-09-17 | Low | - | Low | - | - | Copied to latest DCS. | NA | SPONS A&B | 2 | (BEAMS Note 2) Standard | - | - | 2 | FALSE
3911 | 41P64A | 5728 | 41P64A | Industrial Buildings | Uninsulated Buildings | Sheet Metal Cladding | 501 - 1,000m2 | Eaves Height - 3m | Building Area only; Site strip vegetation; Strip foundations; Column bases; Insulated Concrete GF slab with DPM and Mesh,150 thick up to 10,000m2, 200mm thick over 10,000m2 GIA; Steel Portal frame with bolts and baseplates; Coated galvanised trapezoidal roof sheets with no insulation, on steel purlins; Roof lights; valley gutters; matching fascia and soffit; Rainwater downpipes and gutters; trapezoidal uninsulated wall system cladding on cladding rails; External roller shutter doors and personnel doors; Single phase electrics, lighting and power; Gas fuelled hot air burners; Underslab storm drainage from internal downpipes on building area greater than 1,000m2; | Location Adjustment Applicable (See Guidance Notes) - ERC = UK mean of 1.00 | (BEAMS Note 2) The ERC for this item should be added to all other rateable items on the hereditament (except land). Therefore the total of the ERC of the other Building Items and the P&M ERC (where applicable) to enable the correct contract size adjustment to be made. ERC of Building Component + ERC of P&M = Total ERC to which contract size adjustment should be applied. The appropriate % adjustment should be made in accordance with the scale for contract size adjustment specified under section 6 of the RCG 2023 Guidance notes. The currency ERC rates are set at £4m (Four Million Pounds) @ 1st April 2021 (AVD) for the RCG 2023 Publication. | The data consists of a typical Industrial shell. Works include the Industrial shell as described and includes works up to 1m perimeter to the building (1m wide paving slabs & foul/storm drainage), The cost include 2 no. personnel doors and roller shutters are included at 1 door up to 1,000m2 , 2 roller doors over 1,000m2 (GIA), and 4 roller doors over 5,000m2. Costs are for the shell only and do not include for internal rooms such as offices or toilets which should be added for seperately. See Variations for assistance. | - | - | - | - | - | Cavity Wall construction to lower walls should be added by measuring wall area at an E/O rate of £97m2(£5m2 less for uninsulated), single block walls are cost neutral. Additional roller shutter doors over and above the beacon specification at should be added at additonal cost of £ 232 each (4 x 4m) . Additional personnel doors over the assumed 2nr. - add £1,077 each. If no heating is present a deduction of £28m2 (GIA) should be made to the beacon cost. Internal offices (in Industrial complexes) should be added by reference to Cost Guide code series 42P04A -42P40V, Internal WC - 42P40W, amenity blocks - showers & toilets (New code TBC) & Canteens (New CodeTBC) | - | - | - | 41P06A, 41P26A, 41R04A, 41U26A, 41U46A, 41Z06A, 41Z16A | m2 | - | 3 - INDUSTRIAL | David Grace | Jim Allen | 220.6537 | Option 1 | 273.5673 | 23.98% | 553.9398 | 397.7156 | 80.24% | 45.38% | 397.7156 | 80.24% | Price Book Data | P. Avo | VOA_GPN_GOV_UK\7243572 | 2021-09-17 | Low | - | Low | - | - | Copied to latest DCS. | NA | SPONS A&B | 2 | (BEAMS Note 2) Standard | - | - | 2 | FALSE
3912 | 41P64B | 5729 | 41P64B | Industrial Buildings | Uninsulated Buildings | Sheet Metal Cladding | 501 - 1,000m2 | Eaves Height - 3.5m | Building Area only; Site strip vegetation; Strip foundations; Column bases; Insulated Concrete GF slab with DPM and Mesh,150 thick up to 10,000m2, 200mm thick over 10,000m2 GIA; Steel Portal frame with bolts and baseplates; Coated galvanised trapezoidal roof sheets with no insulation, on steel purlins; Roof lights; valley gutters; matching fascia and soffit; Rainwater downpipes and gutters; trapezoidal uninsulated wall system cladding on cladding rails; External roller shutter doors and personnel doors; Single phase electrics, lighting and power; Gas fuelled hot air burners; Underslab storm drainage from internal downpipes on building area greater than 1,000m2; | Location Adjustment Applicable (See Guidance Notes) - ERC = UK mean of 1.00 | (BEAMS Note 2) The ERC for this item should be added to all other rateable items on the hereditament (except land). Therefore the total of the ERC of the other Building Items and the P&M ERC (where applicable) to enable the correct contract size adjustment to be made. ERC of Building Component + ERC of P&M = Total ERC to which contract size adjustment should be applied. The appropriate % adjustment should be made in accordance with the scale for contract size adjustment specified under section 6 of the RCG 2023 Guidance notes. The currency ERC rates are set at £4m (Four Million Pounds) @ 1st April 2021 (AVD) for the RCG 2023 Publication. | The data consists of a typical Industrial shell. Works include the Industrial shell as described and includes works up to 1m perimeter to the building (1m wide paving slabs & foul/storm drainage), The cost include 2 no. personnel doors and roller shutters are included at 1 door up to 1,000m2 , 2 roller doors over 1,000m2 (GIA), and 4 roller doors over 5,000m2. Costs are for the shell only and do not include for internal rooms such as offices or toilets which should be added for seperately. See Variations for assistance. | - | - | - | - | - | Cavity Wall construction to lower walls should be added by measuring wall area at an E/O rate of £97m2(£5m2 less for uninsulated), single block walls are cost neutral. Additional roller shutter doors over and above the beacon specification at should be added at additonal cost of £ 232 each (4 x 4m) . Additional personnel doors over the assumed 2nr. - add £1,077 each. If no heating is present a deduction of £28m2 (GIA) should be made to the beacon cost. Internal offices (in Industrial complexes) should be added by reference to Cost Guide code series 42P04A -42P40V, Internal WC - 42P40W, amenity blocks - showers & toilets (New code TBC) & Canteens (New CodeTBC) | - | - | - | 41P06C, 41P26C, 41R04B, 41U26C, 41U46C, 41Z06C, 41Z16C | m2 | - | 3 - INDUSTRIAL | David Grace | Jim Allen | 224.4978 | Option 1 | 278.3333 | 23.98% | 560.3495 | 402.3175 | 79.21% | 44.55% | 402.3175 | 79.21% | Price Book Data | P. Avo | VOA_GPN_GOV_UK\7243572 | 2021-09-17 | Low | - | Low | - | - | Copied to latest DCS. Wrong rate selected, now corrected. | NA | SPONS A&B | 2 | (BEAMS Note 2) Standard | - | - | 2 | FALSE
3913 | 41R06R | 5085 | 41R06R | Industrial Buildings | Uninsulated Buildings | Sheet Metal Cladding | 1,001 - 5,000m2 | Eaves Height - 21m | Building Area only; Site strip vegetation; Strip foundations; Column bases; Insulated Concrete GF slab with DPM and Mesh,150 thick up to 10,000m2, 200mm thick over 10,000m2 GIA; Steel Portal frame with bolts and baseplates; Coated galvanised trapezoidal roof sheets with no insulation, on steel purlins; Roof lights; valley gutters; matching fascia and soffit; Rainwater downpipes and gutters; trapezoidal uninsulated wall system cladding on cladding rails; External roller shutter doors and personnel doors; Single phase electrics, lighting and power; Gas fuelled hot air burners; Underslab storm drainage from internal downpipes on building area greater than 1,000m2; | Location Adjustment Applicable (See Guidance Notes) - ERC = UK mean of 1.00 | (BEAMS Note 2) The ERC for this item should be added to all other rateable items on the hereditament (except land). Therefore the total of the ERC of the other Building Items and the P&M ERC (where applicable) to enable the correct contract size adjustment to be made. ERC of Building Component + ERC of P&M = Total ERC to which contract size adjustment should be applied. The appropriate % adjustment should be made in accordance with the scale for contract size adjustment specified under section 6 of the RCG 2023 Guidance notes. The currency ERC rates are set at £4m (Four Million Pounds) @ 1st April 2021 (AVD) for the RCG 2023 Publication. | The data consists of a typical Industrial shell. Works include the Industrial shell as described and includes works up to 1m perimeter to the building (1m wide paving slabs & foul/storm drainage), The cost include 2 no. personnel doors and roller shutters are included at 1 door up to 1,000m2 , 2 roller doors over 1,000m2 (GIA), and 4 roller doors over 5,000m2. Costs are for the shell only and do not include for internal rooms such as offices or toilets which should be added for seperately. See Variations for assistance. | - | - | - | - | - | Cavity Wall construction to lower walls should be added by measuring wall area at an E/O rate of £97m2(£5m2 less for uninsulated), single block walls are cost neutral. Additional roller shutter doors over and above the beacon specification at should be added at additonal cost of £ 232 each (4 x 4m) . Additional personnel doors over the assumed 2nr. - add £1,077 each. If no heating is present a deduction of £28m2 (GIA) should be made to the beacon cost. Internal offices (in Industrial complexes) should be added by reference to Cost Guide code series 42P04A -42P40V, Internal WC - 42P40W, amenity blocks - showers & toilets (New code TBC) & Canteens (New CodeTBC) | - | - | - |  | m2 | - | 3 - INDUSTRIAL | David Grace | Jim Allen | 348.2791 | Option 1 | 431.7979 | 23.98% | 707.0757 | 507.6635 | 45.76% | 17.57% | 507.6635 | 45.76% | Price Book Data | P. Avo | VOA_GPN_GOV_UK\7243572 | 2021-09-20 | Low | - | Low | - | - | Copied to latest DCS. | NA | SPONS A&B | 2 | (BEAMS Note 2) Standard | - | - | 2 | FALSE
3914 | 41R06S | 5086 | 41R06S | Industrial Buildings | Uninsulated Buildings | Sheet Metal Cladding | 1,001 - 5,000m2 | Eaves Height - 22m | Building Area only; Site strip vegetation; Strip foundations; Column bases; Insulated Concrete GF slab with DPM and Mesh,150 thick up to 10,000m2, 200mm thick over 10,000m2 GIA; Steel Portal frame with bolts and baseplates; Coated galvanised trapezoidal roof sheets with no insulation, on steel purlins; Roof lights; valley gutters; matching fascia and soffit; Rainwater downpipes and gutters; trapezoidal uninsulated wall system cladding on cladding rails; External roller shutter doors and personnel doors; Single phase electrics, lighting and power; Gas fuelled hot air burners; Underslab storm drainage from internal downpipes on building area greater than 1,000m2; | Location Adjustment Applicable (See Guidance Notes) - ERC = UK mean of 1.00 | (BEAMS Note 2) The ERC for this item should be added to all other rateable items on the hereditament (except land). Therefore the total of the ERC of the other Building Items and the P&M ERC (where applicable) to enable the correct contract size adjustment to be made. ERC of Building Component + ERC of P&M = Total ERC to which contract size adjustment should be applied. The appropriate % adjustment should be made in accordance with the scale for contract size adjustment specified under section 6 of the RCG 2023 Guidance notes. The currency ERC rates are set at £4m (Four Million Pounds) @ 1st April 2021 (AVD) for the RCG 2023 Publication. | The data consists of a typical Industrial shell. Works include the Industrial shell as described and includes works up to 1m perimeter to the building (1m wide paving slabs & foul/storm drainage), The cost include 2 no. personnel doors and roller shutters are included at 1 door up to 1,000m2 , 2 roller doors over 1,000m2 (GIA), and 4 roller doors over 5,000m2. Costs are for the shell only and do not include for internal rooms such as offices or toilets which should be added for seperately. See Variations for assistance. | - | - | - | - | - | Cavity Wall construction to lower walls should be added by measuring wall area at an E/O rate of £97m2(£5m2 less for uninsulated), single block walls are cost neutral. Additional roller shutter doors over and above the beacon specification at should be added at additonal cost of £ 232 each (4 x 4m) . Additional personnel doors over the assumed 2nr. - add £1,077 each. If no heating is present a deduction of £28m2 (GIA) should be made to the beacon cost. Internal offices (in Industrial complexes) should be added by reference to Cost Guide code series 42P04A -42P40V, Internal WC - 42P40W, amenity blocks - showers & toilets (New code TBC) & Canteens (New CodeTBC) | - | - | - |  | m2 | - | 3 - INDUSTRIAL | David Grace | Jim Allen | 355.9674 | Option 1 | 441.3299 | 23.98% | 713.9816 | 512.6217 | 44.01% | 16.15% | 512.6217 | 44.01% | Price Book Data | P. Avo | VOA_GPN_GOV_UK\7243572 | 2021-09-20 | Low | - | Low | - | - | Copied to latest DCS. | NA | SPONS A&B | 2 | (BEAMS Note 2) Standard | - | - | 2 | FALSE
3915 | 41R06U | 5088 | 41R06U | Industrial Buildings | Uninsulated Buildings | Sheet Metal Cladding | 1,001 - 5,000m2 | Eaves Height - 24m | Building Area only; Site strip vegetation; Strip foundations; Column bases; Insulated Concrete GF slab with DPM and Mesh,150 thick up to 10,000m2, 200mm thick over 10,000m2 GIA; Steel Portal frame with bolts and baseplates; Coated galvanised trapezoidal roof sheets with no insulation, on steel purlins; Roof lights; valley gutters; matching fascia and soffit; Rainwater downpipes and gutters; trapezoidal uninsulated wall system cladding on cladding rails; External roller shutter doors and personnel doors; Single phase electrics, lighting and power; Gas fuelled hot air burners; Underslab storm drainage from internal downpipes on building area greater than 1,000m2; | Location Adjustment Applicable (See Guidance Notes) - ERC = UK mean of 1.00 | (BEAMS Note 2) The ERC for this item should be added to all other rateable items on the hereditament (except land). Therefore the total of the ERC of the other Building Items and the P&M ERC (where applicable) to enable the correct contract size adjustment to be made. ERC of Building Component + ERC of P&M = Total ERC to which contract size adjustment should be applied. The appropriate % adjustment should be made in accordance with the scale for contract size adjustment specified under section 6 of the RCG 2023 Guidance notes. The currency ERC rates are set at £4m (Four Million Pounds) @ 1st April 2021 (AVD) for the RCG 2023 Publication. | The data consists of a typical Industrial shell. Works include the Industrial shell as described and includes works up to 1m perimeter to the building (1m wide paving slabs & foul/storm drainage), The cost include 2 no. personnel doors and roller shutters are included at 1 door up to 1,000m2 , 2 roller doors over 1,000m2 (GIA), and 4 roller doors over 5,000m2. Costs are for the shell only and do not include for internal rooms such as offices or toilets which should be added for seperately. See Variations for assistance. | - | - | - | - | - | Cavity Wall construction to lower walls should be added by measuring wall area at an E/O rate of £97m2(£5m2 less for uninsulated), single block walls are cost neutral. Additional roller shutter doors over and above the beacon specification at should be added at additonal cost of £ 232 each (4 x 4m) . Additional personnel doors over the assumed 2nr. - add £1,077 each. If no heating is present a deduction of £28m2 (GIA) should be made to the beacon cost. Internal offices (in Industrial complexes) should be added by reference to Cost Guide code series 42P04A -42P40V, Internal WC - 42P40W, amenity blocks - showers & toilets (New code TBC) & Canteens (New CodeTBC) | - | - | - |  | m2 | - | 3 - INDUSTRIAL | David Grace | Jim Allen | 371.344 | Option 1 | 460.3938 | 23.98% | 727.7934 | 522.5383 | 40.72% | 13.5% | 522.5383 | 40.72% | Price Book Data | P. Avo | VOA_GPN_GOV_UK\7243572 | 2021-09-20 | Low | - | Low | - | - | Copied to latest DCS. | NA | SPONS A&B | 2 | (BEAMS Note 2) Standard | - | - | 2 | FALSE
3916 | 41R06W | 5090 | 41R06W | Industrial Buildings | Uninsulated Buildings | Sheet Metal Cladding | 1,001 - 5,000m2 | Eaves Height - 26m | Building Area only; Site strip vegetation; Strip foundations; Column bases; Insulated Concrete GF slab with DPM and Mesh,150 thick up to 10,000m2, 200mm thick over 10,000m2 GIA; Steel Portal frame with bolts and baseplates; Coated galvanised trapezoidal roof sheets with no insulation, on steel purlins; Roof lights; valley gutters; matching fascia and soffit; Rainwater downpipes and gutters; trapezoidal uninsulated wall system cladding on cladding rails; External roller shutter doors and personnel doors; Single phase electrics, lighting and power; Gas fuelled hot air burners; Underslab storm drainage from internal downpipes on building area greater than 1,000m2; | Location Adjustment Applicable (See Guidance Notes) - ERC = UK mean of 1.00 | (BEAMS Note 2) The ERC for this item should be added to all other rateable items on the hereditament (except land). Therefore the total of the ERC of the other Building Items and the P&M ERC (where applicable) to enable the correct contract size adjustment to be made. ERC of Building Component + ERC of P&M = Total ERC to which contract size adjustment should be applied. The appropriate % adjustment should be made in accordance with the scale for contract size adjustment specified under section 6 of the RCG 2023 Guidance notes. The currency ERC rates are set at £4m (Four Million Pounds) @ 1st April 2021 (AVD) for the RCG 2023 Publication. | The data consists of a typical Industrial shell. Works include the Industrial shell as described and includes works up to 1m perimeter to the building (1m wide paving slabs & foul/storm drainage), The cost include 2 no. personnel doors and roller shutters are included at 1 door up to 1,000m2 , 2 roller doors over 1,000m2 (GIA), and 4 roller doors over 5,000m2. Costs are for the shell only and do not include for internal rooms such as offices or toilets which should be added for seperately. See Variations for assistance. | - | - | - | - | - | Cavity Wall construction to lower walls should be added by measuring wall area at an E/O rate of £97m2(£5m2 less for uninsulated), single block walls are cost neutral. Additional roller shutter doors over and above the beacon specification at should be added at additonal cost of £ 232 each (4 x 4m) . Additional personnel doors over the assumed 2nr. - add £1,077 each. If no heating is present a deduction of £28m2 (GIA) should be made to the beacon cost. Internal offices (in Industrial complexes) should be added by reference to Cost Guide code series 42P04A -42P40V, Internal WC - 42P40W, amenity blocks - showers & toilets (New code TBC) & Canteens (New CodeTBC) | - | - | - |  | m2 | - | 3 - INDUSTRIAL | David Grace | Jim Allen | 391.3335 | Option 1 | 485.1769 | 23.98% | 741.6052 | 532.4548 | 36.06% | 9.744% | 532.4548 | 36.06% | Price Book Data | P. Avo | VOA_GPN_GOV_UK\7243572 | 2021-09-20 | Low | - | Low | - | - | Copied to latest DCS. | NA | SPONS A&B | 2 | (BEAMS Note 2) Standard | - | - | 2 | FALSE
3917 | 41R06Z | 5093 | 41R06Z | Industrial Buildings | Uninsulated Buildings | Sheet Metal Cladding | 1,001 - 5,000m2 | Eaves Height - 29m | Building Area only; Site strip vegetation; Strip foundations; Column bases; Insulated Concrete GF slab with DPM and Mesh,150 thick up to 10,000m2, 200mm thick over 10,000m2 GIA; Steel Portal frame with bolts and baseplates; Coated galvanised trapezoidal roof sheets with no insulation, on steel purlins; Roof lights; valley gutters; matching fascia and soffit; Rainwater downpipes and gutters; trapezoidal uninsulated wall system cladding on cladding rails; External roller shutter doors and personnel doors; Single phase electrics, lighting and power; Gas fuelled hot air burners; Underslab storm drainage from internal downpipes on building area greater than 1,000m2; | Location Adjustment Applicable (See Guidance Notes) - ERC = UK mean of 1.00 | (BEAMS Note 2) The ERC for this item should be added to all other rateable items on the hereditament (except land). Therefore the total of the ERC of the other Building Items and the P&M ERC (where applicable) to enable the correct contract size adjustment to be made. ERC of Building Component + ERC of P&M = Total ERC to which contract size adjustment should be applied. The appropriate % adjustment should be made in accordance with the scale for contract size adjustment specified under section 6 of the RCG 2023 Guidance notes. The currency ERC rates are set at £4m (Four Million Pounds) @ 1st April 2021 (AVD) for the RCG 2023 Publication. | The data consists of a typical Industrial shell. Works include the Industrial shell as described and includes works up to 1m perimeter to the building (1m wide paving slabs & foul/storm drainage), The cost include 2 no. personnel doors and roller shutters are included at 1 door up to 1,000m2 , 2 roller doors over 1,000m2 (GIA), and 4 roller doors over 5,000m2. Costs are for the shell only and do not include for internal rooms such as offices or toilets which should be added for seperately. See Variations for assistance. | - | - | - | - | - | Cavity Wall construction to lower walls should be added by measuring wall area at an E/O rate of £97m2(£5m2 less for uninsulated), single block walls are cost neutral. Additional roller shutter doors over and above the beacon specification at should be added at additonal cost of £ 232 each (4 x 4m) . Additional personnel doors over the assumed 2nr. - add £1,077 each. If no heating is present a deduction of £28m2 (GIA) should be made to the beacon cost. Internal offices (in Industrial complexes) should be added by reference to Cost Guide code series 42P04A -42P40V, Internal WC - 42P40W, amenity blocks - showers & toilets (New code TBC) & Canteens (New CodeTBC) | - | - | - |  | m2 | - | 3 - INDUSTRIAL | David Grace | Jim Allen | 419.7802 | Option 1 | 520.4452 | 23.98% | 762.3229 | 547.3296 | 30.38% | 5.166% | 547.3296 | 30.38% | Price Book Data | P. Avo | VOA_GPN_GOV_UK\7243572 | 2021-09-20 | Low | - | Low | - | - | Copied to latest DCS. | NA | SPONS A&B | 2 | (BEAMS Note 2) Standard | - | - | 2 | FALSE
3918 | 41RR6A | 4970 | 41RR6A | Industrial Buildings | Uninsulated Buildings | Sheet Metal Cladding | 1,001 - 5,000m2 | Eaves Height - 30m | Building Area only; Site strip vegetation; Strip foundations; Column bases; Insulated Concrete GF slab with DPM and Mesh,150 thick up to 10,000m2, 200mm thick over 10,000m2 GIA; Steel Portal frame with bolts and baseplates; Coated galvanised trapezoidal roof sheets with no insulation, on steel purlins; Roof lights; valley gutters; matching fascia and soffit; Rainwater downpipes and gutters; trapezoidal uninsulated wall system cladding on cladding rails; External roller shutter doors and personnel doors; Single phase electrics, lighting and power; Gas fuelled hot air burners; Underslab storm drainage from internal downpipes on building area greater than 1,000m2; | Location Adjustment Applicable (See Guidance Notes) - ERC = UK mean of 1.00 | (BEAMS Note 2) The ERC for this item should be added to all other rateable items on the hereditament (except land). Therefore the total of the ERC of the other Building Items and the P&M ERC (where applicable) to enable the correct contract size adjustment to be made. ERC of Building Component + ERC of P&M = Total ERC to which contract size adjustment should be applied. The appropriate % adjustment should be made in accordance with the scale for contract size adjustment specified under section 6 of the RCG 2023 Guidance notes. The currency ERC rates are set at £4m (Four Million Pounds) @ 1st April 2021 (AVD) for the RCG 2023 Publication. | The data consists of a typical Industrial shell. Works include the Industrial shell as described and includes works up to 1m perimeter to the building (1m wide paving slabs & foul/storm drainage), The cost include 2 no. personnel doors and roller shutters are included at 1 door up to 1,000m2 , 2 roller doors over 1,000m2 (GIA), and 4 roller doors over 5,000m2. Costs are for the shell only and do not include for internal rooms such as offices or toilets which should be added for seperately. See Variations for assistance. | - | - | - | - | - | Cavity Wall construction to lower walls should be added by measuring wall area at an E/O rate of £97m2(£5m2 less for uninsulated), single block walls are cost neutral. Additional roller shutter doors over and above the beacon specification at should be added at additonal cost of £ 232 each (4 x 4m) . Additional personnel doors over the assumed 2nr. - add £1,077 each. If no heating is present a deduction of £28m2 (GIA) should be made to the beacon cost. Internal offices (in Industrial complexes) should be added by reference to Cost Guide code series 42P04A -42P40V, Internal WC - 42P40W, amenity blocks - showers & toilets (New code TBC) & Canteens (New CodeTBC) | - | - | - |  | m2 | - | 3 - INDUSTRIAL | David Grace | Jim Allen | 429.0061 | Option 1 | 531.8835 | 23.98% | 769.2288 | 552.2879 | 28.74% | 3.836% | 552.2879 | 28.74% | Price Book Data | P. Avo | VOA_GPN_GOV_UK\7243572 | 2021-09-20 | Low | - | Low | - | - | Copied to latest DCS. | NA | SPONS A&B | 2 | (BEAMS Note 2) Standard | - | - | 2 | FALSE
3919 | 41RR6B | 4972 | 41RR6B | Industrial Buildings | Uninsulated Buildings | Sheet Metal Cladding | 1,001 - 5,000m2 | Eaves Height - 31m | Building Area only; Site strip vegetation; Strip foundations; Column bases; Insulated Concrete GF slab with DPM and Mesh,150 thick up to 10,000m2, 200mm thick over 10,000m2 GIA; Steel Portal frame with bolts and baseplates; Coated galvanised trapezoidal roof sheets with no insulation, on steel purlins; Roof lights; valley gutters; matching fascia and soffit; Rainwater downpipes and gutters; trapezoidal uninsulated wall system cladding on cladding rails; External roller shutter doors and personnel doors; Single phase electrics, lighting and power; Gas fuelled hot air burners; Underslab storm drainage from internal downpipes on building area greater than 1,000m2; | Location Adjustment Applicable (See Guidance Notes) - ERC = UK mean of 1.00 | (BEAMS Note 2) The ERC for this item should be added to all other rateable items on the hereditament (except land). Therefore the total of the ERC of the other Building Items and the P&M ERC (where applicable) to enable the correct contract size adjustment to be made. ERC of Building Component + ERC of P&M = Total ERC to which contract size adjustment should be applied. The appropriate % adjustment should be made in accordance with the scale for contract size adjustment specified under section 6 of the RCG 2023 Guidance notes. The currency ERC rates are set at £4m (Four Million Pounds) @ 1st April 2021 (AVD) for the RCG 2023 Publication. | The data consists of a typical Industrial shell. Works include the Industrial shell as described and includes works up to 1m perimeter to the building (1m wide paving slabs & foul/storm drainage), The cost include 2 no. personnel doors and roller shutters are included at 1 door up to 1,000m2 , 2 roller doors over 1,000m2 (GIA), and 4 roller doors over 5,000m2. Costs are for the shell only and do not include for internal rooms such as offices or toilets which should be added for seperately. See Variations for assistance. | - | - | - | - | - | Cavity Wall construction to lower walls should be added by measuring wall area at an E/O rate of £97m2(£5m2 less for uninsulated), single block walls are cost neutral. Additional roller shutter doors over and above the beacon specification at should be added at additonal cost of £ 232 each (4 x 4m) . Additional personnel doors over the assumed 2nr. - add £1,077 each. If no heating is present a deduction of £28m2 (GIA) should be made to the beacon cost. Internal offices (in Industrial complexes) should be added by reference to Cost Guide code series 42P04A -42P40V, Internal WC - 42P40W, amenity blocks - showers & toilets (New code TBC) & Canteens (New CodeTBC) | - | - | - |  | m2 | - | 3 - INDUSTRIAL | David Grace | Jim Allen | 442.0762 | Option 1 | 548.0879 | 23.98% | 776.1347 | 557.2462 | 26.05% | 1.671% | 557.2462 | 26.05% | Price Book Data | P. Avo | VOA_GPN_GOV_UK\7243572 | 2021-09-20 | Low | - | Low | - | - | Copied to latest DCS. | NA | SPONS A&B | 2 | (BEAMS Note 2) Standard | - | - | 2 | FALSE
3920 | 41RR6C | 4973 | 41RR6C | Industrial Buildings | Uninsulated Buildings | Sheet Metal Cladding | 1,001 - 5,000m2 | Eaves Height - 32m | Building Area only; Site strip vegetation; Strip foundations; Column bases; Insulated Concrete GF slab with DPM and Mesh,150 thick up to 10,000m2, 200mm thick over 10,000m2 GIA; Steel Portal frame with bolts and baseplates; Coated galvanised trapezoidal roof sheets with no insulation, on steel purlins; Roof lights; valley gutters; matching fascia and soffit; Rainwater downpipes and gutters; trapezoidal uninsulated wall system cladding on cladding rails; External roller shutter doors and personnel doors; Single phase electrics, lighting and power; Gas fuelled hot air burners; Underslab storm drainage from internal downpipes on building area greater than 1,000m2; | Location Adjustment Applicable (See Guidance Notes) - ERC = UK mean of 1.00 | (BEAMS Note 2) The ERC for this item should be added to all other rateable items on the hereditament (except land). Therefore the total of the ERC of the other Building Items and the P&M ERC (where applicable) to enable the correct contract size adjustment to be made. ERC of Building Component + ERC of P&M = Total ERC to which contract size adjustment should be applied. The appropriate % adjustment should be made in accordance with the scale for contract size adjustment specified under section 6 of the RCG 2023 Guidance notes. The currency ERC rates are set at £4m (Four Million Pounds) @ 1st April 2021 (AVD) for the RCG 2023 Publication. | The data consists of a typical Industrial shell. Works include the Industrial shell as described and includes works up to 1m perimeter to the building (1m wide paving slabs & foul/storm drainage), The cost include 2 no. personnel doors and roller shutters are included at 1 door up to 1,000m2 , 2 roller doors over 1,000m2 (GIA), and 4 roller doors over 5,000m2. Costs are for the shell only and do not include for internal rooms such as offices or toilets which should be added for seperately. See Variations for assistance. | - | - | - | - | - | Cavity Wall construction to lower walls should be added by measuring wall area at an E/O rate of £97m2(£5m2 less for uninsulated), single block walls are cost neutral. Additional roller shutter doors over and above the beacon specification at should be added at additonal cost of £ 232 each (4 x 4m) . Additional personnel doors over the assumed 2nr. - add £1,077 each. If no heating is present a deduction of £28m2 (GIA) should be made to the beacon cost. Internal offices (in Industrial complexes) should be added by reference to Cost Guide code series 42P04A -42P40V, Internal WC - 42P40W, amenity blocks - showers & toilets (New code TBC) & Canteens (New CodeTBC) | - | - | - |  | m2 | - | 3 - INDUSTRIAL | David Grace | Jim Allen | 451.3021 | Option 1 | 559.5262 | 23.98% | 783.0406 | 562.2044 | 24.57% | 0.4787% | 562.2044 | 24.57% | Price Book Data | P. Avo | VOA_GPN_GOV_UK\7243572 | 2021-09-20 | Low | - | Low | - | - | Copied to latest DCS. | NA | SPONS A&B | 2 | (BEAMS Note 2) Standard | - | - | 2 | FALSE
3921 | 41RR6D | 4974 | 41RR6D | Industrial Buildings | Uninsulated Buildings | Sheet Metal Cladding | 1,001 - 5,000m2 | Eaves Height - 33m | Building Area only; Site strip vegetation; Strip foundations; Column bases; Insulated Concrete GF slab with DPM and Mesh,150 thick up to 10,000m2, 200mm thick over 10,000m2 GIA; Steel Portal frame with bolts and baseplates; Coated galvanised trapezoidal roof sheets with no insulation, on steel purlins; Roof lights; valley gutters; matching fascia and soffit; Rainwater downpipes and gutters; trapezoidal uninsulated wall system cladding on cladding rails; External roller shutter doors and personnel doors; Single phase electrics, lighting and power; Gas fuelled hot air burners; Underslab storm drainage from internal downpipes on building area greater than 1,000m2; | Location Adjustment Applicable (See Guidance Notes) - ERC = UK mean of 1.00 | (BEAMS Note 2) The ERC for this item should be added to all other rateable items on the hereditament (except land). Therefore the total of the ERC of the other Building Items and the P&M ERC (where applicable) to enable the correct contract size adjustment to be made. ERC of Building Component + ERC of P&M = Total ERC to which contract size adjustment should be applied. The appropriate % adjustment should be made in accordance with the scale for contract size adjustment specified under section 6 of the RCG 2023 Guidance notes. The currency ERC rates are set at £4m (Four Million Pounds) @ 1st April 2021 (AVD) for the RCG 2023 Publication. | The data consists of a typical Industrial shell. Works include the Industrial shell as described and includes works up to 1m perimeter to the building (1m wide paving slabs & foul/storm drainage), The cost include 2 no. personnel doors and roller shutters are included at 1 door up to 1,000m2 , 2 roller doors over 1,000m2 (GIA), and 4 roller doors over 5,000m2. Costs are for the shell only and do not include for internal rooms such as offices or toilets which should be added for seperately. See Variations for assistance. | - | - | - | - | - | Cavity Wall construction to lower walls should be added by measuring wall area at an E/O rate of £97m2(£5m2 less for uninsulated), single block walls are cost neutral. Additional roller shutter doors over and above the beacon specification at should be added at additonal cost of £ 232 each (4 x 4m) . Additional personnel doors over the assumed 2nr. - add £1,077 each. If no heating is present a deduction of £28m2 (GIA) should be made to the beacon cost. Internal offices (in Industrial complexes) should be added by reference to Cost Guide code series 42P04A -42P40V, Internal WC - 42P40W, amenity blocks - showers & toilets (New code TBC) & Canteens (New CodeTBC) | - | - | - |  | m2 | - | 3 - INDUSTRIAL | David Grace | Jim Allen | 460.5281 | Option 1 | 570.9646 | 23.98% | 789.9465 | 567.1627 | 23.15% | -0.6659% | 567.1627 | 23.15% | Price Book Data | P. Avo | VOA_GPN_GOV_UK\7243572 | 2021-09-20 | Low | - | Low | - | - | Copied to latest DCS. | NA | SPONS A&B | 2 | (BEAMS Note 2) Standard | - | - | 2 | FALSE
3922 | 41RR6E | 4975 | 41RR6E | Industrial Buildings | Uninsulated Buildings | Sheet Metal Cladding | 1,001 - 5,000m2 | Eaves Height - 34m | Building Area only; Site strip vegetation; Strip foundations; Column bases; Insulated Concrete GF slab with DPM and Mesh,150 thick up to 10,000m2, 200mm thick over 10,000m2 GIA; Steel Portal frame with bolts and baseplates; Coated galvanised trapezoidal roof sheets with no insulation, on steel purlins; Roof lights; valley gutters; matching fascia and soffit; Rainwater downpipes and gutters; trapezoidal uninsulated wall system cladding on cladding rails; External roller shutter doors and personnel doors; Single phase electrics, lighting and power; Gas fuelled hot air burners; Underslab storm drainage from internal downpipes on building area greater than 1,000m2; | Location Adjustment Applicable (See Guidance Notes) - ERC = UK mean of 1.00 | (BEAMS Note 2) The ERC for this item should be added to all other rateable items on the hereditament (except land). Therefore the total of the ERC of the other Building Items and the P&M ERC (where applicable) to enable the correct contract size adjustment to be made. ERC of Building Component + ERC of P&M = Total ERC to which contract size adjustment should be applied. The appropriate % adjustment should be made in accordance with the scale for contract size adjustment specified under section 6 of the RCG 2023 Guidance notes. The currency ERC rates are set at £4m (Four Million Pounds) @ 1st April 2021 (AVD) for the RCG 2023 Publication. | The data consists of a typical Industrial shell. Works include the Industrial shell as described and includes works up to 1m perimeter to the building (1m wide paving slabs & foul/storm drainage), The cost include 2 no. personnel doors and roller shutters are included at 1 door up to 1,000m2 , 2 roller doors over 1,000m2 (GIA), and 4 roller doors over 5,000m2. Costs are for the shell only and do not include for internal rooms such as offices or toilets which should be added for seperately. See Variations for assistance. | - | - | - | - | - | Cavity Wall construction to lower walls should be added by measuring wall area at an E/O rate of £97m2(£5m2 less for uninsulated), single block walls are cost neutral. Additional roller shutter doors over and above the beacon specification at should be added at additonal cost of £ 232 each (4 x 4m) . Additional personnel doors over the assumed 2nr. - add £1,077 each. If no heating is present a deduction of £28m2 (GIA) should be made to the beacon cost. Internal offices (in Industrial complexes) should be added by reference to Cost Guide code series 42P04A -42P40V, Internal WC - 42P40W, amenity blocks - showers & toilets (New code TBC) & Canteens (New CodeTBC) | - | - | - |  | m2 | - | 3 - INDUSTRIAL | David Grace | Jim Allen | 469.754 | Option 1 | 582.4029 | 23.98% | 796.8524 | 572.121 | 21.79% | -1.765% | 572.121 | 21.79% | Price Book Data | P. Avo | VOA_GPN_GOV_UK\7243572 | 2021-09-20 | Low | - | Low | - | - | Copied to latest DCS. | NA | SPONS A&B | 2 | (BEAMS Note 2) Standard | - | - | 2 | FALSE
3923 | 41RR6F | 4976 | 41RR6F | Industrial Buildings | Uninsulated Buildings | Sheet Metal Cladding | 1,001 - 5,000m2 | Eaves Height - 35m | Building Area only; Site strip vegetation; Strip foundations; Column bases; Insulated Concrete GF slab with DPM and Mesh,150 thick up to 10,000m2, 200mm thick over 10,000m2 GIA; Steel Portal frame with bolts and baseplates; Coated galvanised trapezoidal roof sheets with no insulation, on steel purlins; Roof lights; valley gutters; matching fascia and soffit; Rainwater downpipes and gutters; trapezoidal uninsulated wall system cladding on cladding rails; External roller shutter doors and personnel doors; Single phase electrics, lighting and power; Gas fuelled hot air burners; Underslab storm drainage from internal downpipes on building area greater than 1,000m2; | Location Adjustment Applicable (See Guidance Notes) - ERC = UK mean of 1.00 | (BEAMS Note 2) The ERC for this item should be added to all other rateable items on the hereditament (except land). Therefore the total of the ERC of the other Building Items and the P&M ERC (where applicable) to enable the correct contract size adjustment to be made. ERC of Building Component + ERC of P&M = Total ERC to which contract size adjustment should be applied. The appropriate % adjustment should be made in accordance with the scale for contract size adjustment specified under section 6 of the RCG 2023 Guidance notes. The currency ERC rates are set at £4m (Four Million Pounds) @ 1st April 2021 (AVD) for the RCG 2023 Publication. | The data consists of a typical Industrial shell. Works include the Industrial shell as described and includes works up to 1m perimeter to the building (1m wide paving slabs & foul/storm drainage), The cost include 2 no. personnel doors and roller shutters are included at 1 door up to 1,000m2 , 2 roller doors over 1,000m2 (GIA), and 4 roller doors over 5,000m2. Costs are for the shell only and do not include for internal rooms such as offices or toilets which should be added for seperately. See Variations for assistance. | - | - | - | - | - | Cavity Wall construction to lower walls should be added by measuring wall area at an E/O rate of £97m2(£5m2 less for uninsulated), single block walls are cost neutral. Additional roller shutter doors over and above the beacon specification at should be added at additonal cost of £ 232 each (4 x 4m) . Additional personnel doors over the assumed 2nr. - add £1,077 each. If no heating is present a deduction of £28m2 (GIA) should be made to the beacon cost. Internal offices (in Industrial complexes) should be added by reference to Cost Guide code series 42P04A -42P40V, Internal WC - 42P40W, amenity blocks - showers & toilets (New code TBC) & Canteens (New CodeTBC) | - | - | - |  | m2 | - | 3 - INDUSTRIAL | David Grace | Jim Allen | 478.9799 | Option 1 | 593.8413 | 23.98% | 803.7583 | 577.0792 | 20.48% | -2.823% | 577.0792 | 20.48% | Price Book Data | P. Avo | VOA_GPN_GOV_UK\7243572 | 2021-09-20 | Low | - | Low | - | - | Copied to latest DCS. | NA | SPONS A&B | 2 | (BEAMS Note 2) Standard | - | - | 2 | FALSE
3924 | 41RU6T | 5009 | 41RU6T | Industrial Buildings | Uninsulated Buildings | Sheet Metal Cladding | 1,001 - 5,000m2 | Eaves Height - 23m | Building Area only; Site strip vegetation; Strip foundations; Column bases; Insulated Concrete GF slab with DPM and Mesh,150 thick up to 10,000m2, 200mm thick over 10,000m2 GIA; Steel Portal frame with bolts and baseplates; Coated galvanised trapezoidal roof sheets with no insulation, on steel purlins; Roof lights; valley gutters; matching fascia and soffit; Rainwater downpipes and gutters; trapezoidal uninsulated wall system cladding on cladding rails; External roller shutter doors and personnel doors; Single phase electrics, lighting and power; Gas fuelled hot air burners; Underslab storm drainage from internal downpipes on building area greater than 1,000m2; | Location Adjustment Applicable (See Guidance Notes) - ERC = UK mean of 1.00 | (BEAMS Note 2) The ERC for this item should be added to all other rateable items on the hereditament (except land). Therefore the total of the ERC of the other Building Items and the P&M ERC (where applicable) to enable the correct contract size adjustment to be made. ERC of Building Component + ERC of P&M = Total ERC to which contract size adjustment should be applied. The appropriate % adjustment should be made in accordance with the scale for contract size adjustment specified under section 6 of the RCG 2023 Guidance notes. The currency ERC rates are set at £4m (Four Million Pounds) @ 1st April 2021 (AVD) for the RCG 2023 Publication. | The data consists of a typical Industrial shell. Works include the Industrial shell as described and includes works up to 1m perimeter to the building (1m wide paving slabs & foul/storm drainage), The cost include 2 no. personnel doors and roller shutters are included at 1 door up to 1,000m2 , 2 roller doors over 1,000m2 (GIA), and 4 roller doors over 5,000m2. Costs are for the shell only and do not include for internal rooms such as offices or toilets which should be added for seperately. See Variations for assistance. | - | - | - | - | - | Cavity Wall construction to lower walls should be added by measuring wall area at an E/O rate of £97m2(£5m2 less for uninsulated), single block walls are cost neutral. Additional roller shutter doors over and above the beacon specification at should be added at additonal cost of £ 232 each (4 x 4m) . Additional personnel doors over the assumed 2nr. - add £1,077 each. If no heating is present a deduction of £28m2 (GIA) should be made to the beacon cost. Internal offices (in Industrial complexes) should be added by reference to Cost Guide code series 42P04A -42P40V, Internal WC - 42P40W, amenity blocks - showers & toilets (New code TBC) & Canteens (New CodeTBC) | - | - | - |  | m2 | - | 3 - INDUSTRIAL | David Grace | Jim Allen | 363.6557 | Option 1 | 450.8618 | 23.98% | 720.8875 | 517.58 | 42.33% | 14.8% | 517.58 | 42.33% | Price Book Data | P. Avo | VOA_GPN_GOV_UK\7243572 | 2021-09-20 | Low | - | Low | - | - | Copied to latest DCS. | NA | SPONS A&B | 2 | (BEAMS Note 2) Standard | - | - | 2 | FALSE
3925 | 41RU6V | 5010 | 41RU6V | Industrial Buildings | Uninsulated Buildings | Sheet Metal Cladding | 1,001 - 5,000m2 | Eaves Height - 25m | Building Area only; Site strip vegetation; Strip foundations; Column bases; Insulated Concrete GF slab with DPM and Mesh,150 thick up to 10,000m2, 200mm thick over 10,000m2 GIA; Steel Portal frame with bolts and baseplates; Coated galvanised trapezoidal roof sheets with no insulation, on steel purlins; Roof lights; valley gutters; matching fascia and soffit; Rainwater downpipes and gutters; trapezoidal uninsulated wall system cladding on cladding rails; External roller shutter doors and personnel doors; Single phase electrics, lighting and power; Gas fuelled hot air burners; Underslab storm drainage from internal downpipes on building area greater than 1,000m2; | Location Adjustment Applicable (See Guidance Notes) - ERC = UK mean of 1.00 | (BEAMS Note 2) The ERC for this item should be added to all other rateable items on the hereditament (except land). Therefore the total of the ERC of the other Building Items and the P&M ERC (where applicable) to enable the correct contract size adjustment to be made. ERC of Building Component + ERC of P&M = Total ERC to which contract size adjustment should be applied. The appropriate % adjustment should be made in accordance with the scale for contract size adjustment specified under section 6 of the RCG 2023 Guidance notes. The currency ERC rates are set at £4m (Four Million Pounds) @ 1st April 2021 (AVD) for the RCG 2023 Publication. | The data consists of a typical Industrial shell. Works include the Industrial shell as described and includes works up to 1m perimeter to the building (1m wide paving slabs & foul/storm drainage), The cost include 2 no. personnel doors and roller shutters are included at 1 door up to 1,000m2 , 2 roller doors over 1,000m2 (GIA), and 4 roller doors over 5,000m2. Costs are for the shell only and do not include for internal rooms such as offices or toilets which should be added for seperately. See Variations for assistance. | - | - | - | - | - | Cavity Wall construction to lower walls should be added by measuring wall area at an E/O rate of £97m2(£5m2 less for uninsulated), single block walls are cost neutral. Additional roller shutter doors over and above the beacon specification at should be added at additonal cost of £ 232 each (4 x 4m) . Additional personnel doors over the assumed 2nr. - add £1,077 each. If no heating is present a deduction of £28m2 (GIA) should be made to the beacon cost. Internal offices (in Industrial complexes) should be added by reference to Cost Guide code series 42P04A -42P40V, Internal WC - 42P40W, amenity blocks - showers & toilets (New code TBC) & Canteens (New CodeTBC) | - | - | - |  | m2 | - | 3 - INDUSTRIAL | David Grace | Jim Allen | 379.8011 | Option 1 | 470.879 | 23.98% | 734.6993 | 527.4966 | 38.89% | 12.02% | 527.4966 | 38.89% | Price Book Data | P. Avo | VOA_GPN_GOV_UK\7243572 | 2021-09-20 | Low | - | Low | - | - | Copied to latest DCS. Rate selected from wrong column (D not F). | NA | SPONS A&B | 2 | (BEAMS Note 2) Standard | - | - | 2 | FALSE
3926 | 41RU6X | 5011 | 41RU6X | Industrial Buildings | Uninsulated Buildings | Sheet Metal Cladding | 1,001 - 5,000m2 | Eaves Height - 27m | Building Area only; Site strip vegetation; Strip foundations; Column bases; Insulated Concrete GF slab with DPM and Mesh,150 thick up to 10,000m2, 200mm thick over 10,000m2 GIA; Steel Portal frame with bolts and baseplates; Coated galvanised trapezoidal roof sheets with no insulation, on steel purlins; Roof lights; valley gutters; matching fascia and soffit; Rainwater downpipes and gutters; trapezoidal uninsulated wall system cladding on cladding rails; External roller shutter doors and personnel doors; Single phase electrics, lighting and power; Gas fuelled hot air burners; Underslab storm drainage from internal downpipes on building area greater than 1,000m2; | Location Adjustment Applicable (See Guidance Notes) - ERC = UK mean of 1.00 | (BEAMS Note 2) The ERC for this item should be added to all other rateable items on the hereditament (except land). Therefore the total of the ERC of the other Building Items and the P&M ERC (where applicable) to enable the correct contract size adjustment to be made. ERC of Building Component + ERC of P&M = Total ERC to which contract size adjustment should be applied. The appropriate % adjustment should be made in accordance with the scale for contract size adjustment specified under section 6 of the RCG 2023 Guidance notes. The currency ERC rates are set at £4m (Four Million Pounds) @ 1st April 2021 (AVD) for the RCG 2023 Publication. | The data consists of a typical Industrial shell. Works include the Industrial shell as described and includes works up to 1m perimeter to the building (1m wide paving slabs & foul/storm drainage), The cost include 2 no. personnel doors and roller shutters are included at 1 door up to 1,000m2 , 2 roller doors over 1,000m2 (GIA), and 4 roller doors over 5,000m2. Costs are for the shell only and do not include for internal rooms such as offices or toilets which should be added for seperately. See Variations for assistance. | - | - | - | - | - | Cavity Wall construction to lower walls should be added by measuring wall area at an E/O rate of £97m2(£5m2 less for uninsulated), single block walls are cost neutral. Additional roller shutter doors over and above the beacon specification at should be added at additonal cost of £ 232 each (4 x 4m) . Additional personnel doors over the assumed 2nr. - add £1,077 each. If no heating is present a deduction of £28m2 (GIA) should be made to the beacon cost. Internal offices (in Industrial complexes) should be added by reference to Cost Guide code series 42P04A -42P40V, Internal WC - 42P40W, amenity blocks - showers & toilets (New code TBC) & Canteens (New CodeTBC) | - | - | - |  | m2 | - | 3 - INDUSTRIAL | David Grace | Jim Allen | 400.5595 | Option 1 | 496.6153 | 23.98% | 748.5111 | 537.4131 | 34.17% | 8.215% | 537.4131 | 34.17% | Price Book Data | P. Avo | VOA_GPN_GOV_UK\7243572 | 2021-09-20 | Low | - | Low | - | - | Copied to latest DCS. | NA | SPONS A&B | 2 | (BEAMS Note 2) Standard | - | - | 2 | FALSE
3927 | 41RU6Y | 5012 | 41RU6Y | Industrial Buildings | Uninsulated Buildings | Sheet Metal Cladding | 1,001 - 5,000m2 | Eaves Height - 28m | Building Area only; Site strip vegetation; Strip foundations; Column bases; Insulated Concrete GF slab with DPM and Mesh,150 thick up to 10,000m2, 200mm thick over 10,000m2 GIA; Steel Portal frame with bolts and baseplates; Coated galvanised trapezoidal roof sheets with no insulation, on steel purlins; Roof lights; valley gutters; matching fascia and soffit; Rainwater downpipes and gutters; trapezoidal uninsulated wall system cladding on cladding rails; External roller shutter doors and personnel doors; Single phase electrics, lighting and power; Gas fuelled hot air burners; Underslab storm drainage from internal downpipes on building area greater than 1,000m2; | Location Adjustment Applicable (See Guidance Notes) - ERC = UK mean of 1.00 | (BEAMS Note 2) The ERC for this item should be added to all other rateable items on the hereditament (except land). Therefore the total of the ERC of the other Building Items and the P&M ERC (where applicable) to enable the correct contract size adjustment to be made. ERC of Building Component + ERC of P&M = Total ERC to which contract size adjustment should be applied. The appropriate % adjustment should be made in accordance with the scale for contract size adjustment specified under section 6 of the RCG 2023 Guidance notes. The currency ERC rates are set at £4m (Four Million Pounds) @ 1st April 2021 (AVD) for the RCG 2023 Publication. | The data consists of a typical Industrial shell. Works include the Industrial shell as described and includes works up to 1m perimeter to the building (1m wide paving slabs & foul/storm drainage), The cost include 2 no. personnel doors and roller shutters are included at 1 door up to 1,000m2 , 2 roller doors over 1,000m2 (GIA), and 4 roller doors over 5,000m2. Costs are for the shell only and do not include for internal rooms such as offices or toilets which should be added for seperately. See Variations for assistance. | - | - | - | - | - | Cavity Wall construction to lower walls should be added by measuring wall area at an E/O rate of £97m2(£5m2 less for uninsulated), single block walls are cost neutral. Additional roller shutter doors over and above the beacon specification at should be added at additonal cost of £ 232 each (4 x 4m) . Additional personnel doors over the assumed 2nr. - add £1,077 each. If no heating is present a deduction of £28m2 (GIA) should be made to the beacon cost. Internal offices (in Industrial complexes) should be added by reference to Cost Guide code series 42P04A -42P40V, Internal WC - 42P40W, amenity blocks - showers & toilets (New code TBC) & Canteens (New CodeTBC) | - | - | - |  | m2 | - | 3 - INDUSTRIAL | David Grace | Jim Allen | 410.5542 | Option 1 | 509.0068 | 23.98% | 755.417 | 542.3714 | 32.11% | 6.555% | 542.3714 | 32.11% | Price Book Data | P. Avo | VOA_GPN_GOV_UK\7243572 | 2021-09-20 | Low | - | Low | - | - | Copied to latest DCS. | NA | SPONS A&B | 2 | (BEAMS Note 2) Standard | - | - | 2 | FALSE
3928 | 42A05K | 9030 | 42A05K | Industrial Buildings | Uninsulated Buildings | Sheet Metal Cladding | 10,001 - 20,000m2 | Eaves Height - 21m | Building Area only; Site strip vegetation; Strip foundations; Column bases; Insulated Concrete GF slab with DPM and Mesh,150 thick up to 10,000m2, 200mm thick over 10,000m2 GIA; Steel Portal frame with bolts and baseplates; Coated galvanised trapezoidal roof sheets with no insulation, on steel purlins; Roof lights; valley gutters; matching fascia and soffit; Rainwater downpipes and gutters; trapezoidal uninsulated wall system cladding on cladding rails; External roller shutter doors and personnel doors; Single phase electrics, lighting and power; Gas fuelled hot air burners; Underslab storm drainage from internal downpipes on building area greater than 1,000m2; | Location Adjustment Applicable (See Guidance Notes) - ERC = UK mean of 1.00 | (BEAMS Note 2) The ERC for this item should be added to all other rateable items on the hereditament (except land). Therefore the total of the ERC of the other Building Items and the P&M ERC (where applicable) to enable the correct contract size adjustment to be made. ERC of Building Component + ERC of P&M = Total ERC to which contract size adjustment should be applied. The appropriate % adjustment should be made in accordance with the scale for contract size adjustment specified under section 6 of the RCG 2023 Guidance notes. The currency ERC rates are set at £4m (Four Million Pounds) @ 1st April 2021 (AVD) for the RCG 2023 Publication. | The data consists of a typical Industrial shell. Works include the Industrial shell as described and includes works up to 1m perimeter to the building (1m wide paving slabs & foul/storm drainage), The cost include 2 no. personnel doors and roller shutters are included at 1 door up to 1,000m2 , 2 roller doors over 1,000m2 (GIA), and 4 roller doors over 5,000m2. Costs are for the shell only and do not include for internal rooms such as offices or toilets which should be added for seperately. See Variations for assistance. | - | - | - | - | - | Cavity Wall construction to lower walls should be added by measuring wall area at an E/O rate of £97m2(£5m2 less for uninsulated), single block walls are cost neutral. Additional roller shutter doors over and above the beacon specification at should be added at additonal cost of £ 232 each (4 x 4m) . Additional personnel doors over the assumed 2nr. - add £1,077 each. If no heating is present a deduction of £28m2 (GIA) should be made to the beacon cost. Internal offices (in Industrial complexes) should be added by reference to Cost Guide code series 42P04A -42P40V, Internal WC - 42P40W, amenity blocks - showers & toilets (New code TBC) & Canteens (New CodeTBC) | - | - | - |  | m2 | - | 3 - INDUSTRIAL | David Grace | Jim Allen | #N/A | Option 1 | ERROR | 0% | 633.0242 | 454.4962 | 0% | 0% | 454.4962 | 0% | Price Book Data | P. Avo | VOA_GPN_GOV_UK\7243572 | 2021-09-17 | Low | - | Low | - | - | Copied to latest DCS. Minor tweaks to description for consistency. | NA | SPONS A&B | 2 | (BEAMS Note 2) Standard | - | - | 2 | FALSE
3929 | 42A05L | 9031 | 42A05L | Industrial Buildings | Uninsulated Buildings | Sheet Metal Cladding | 10,001 - 20,000m2 | Eaves Height - 22m | Building Area only; Site strip vegetation; Strip foundations; Column bases; Insulated Concrete GF slab with DPM and Mesh,150 thick up to 10,000m2, 200mm thick over 10,000m2 GIA; Steel Portal frame with bolts and baseplates; Coated galvanised trapezoidal roof sheets with no insulation, on steel purlins; Roof lights; valley gutters; matching fascia and soffit; Rainwater downpipes and gutters; trapezoidal uninsulated wall system cladding on cladding rails; External roller shutter doors and personnel doors; Single phase electrics, lighting and power; Gas fuelled hot air burners; Underslab storm drainage from internal downpipes on building area greater than 1,000m2; | Location Adjustment Applicable (See Guidance Notes) - ERC = UK mean of 1.00 | (BEAMS Note 2) The ERC for this item should be added to all other rateable items on the hereditament (except land). Therefore the total of the ERC of the other Building Items and the P&M ERC (where applicable) to enable the correct contract size adjustment to be made. ERC of Building Component + ERC of P&M = Total ERC to which contract size adjustment should be applied. The appropriate % adjustment should be made in accordance with the scale for contract size adjustment specified under section 6 of the RCG 2023 Guidance notes. The currency ERC rates are set at £4m (Four Million Pounds) @ 1st April 2021 (AVD) for the RCG 2023 Publication. | The data consists of a typical Industrial shell. Works include the Industrial shell as described and includes works up to 1m perimeter to the building (1m wide paving slabs & foul/storm drainage), The cost include 2 no. personnel doors and roller shutters are included at 1 door up to 1,000m2 , 2 roller doors over 1,000m2 (GIA), and 4 roller doors over 5,000m2. Costs are for the shell only and do not include for internal rooms such as offices or toilets which should be added for seperately. See Variations for assistance. | - | - | - | - | - | Cavity Wall construction to lower walls should be added by measuring wall area at an E/O rate of £97m2(£5m2 less for uninsulated), single block walls are cost neutral. Additional roller shutter doors over and above the beacon specification at should be added at additonal cost of £ 232 each (4 x 4m) . Additional personnel doors over the assumed 2nr. - add £1,077 each. If no heating is present a deduction of £28m2 (GIA) should be made to the beacon cost. Internal offices (in Industrial complexes) should be added by reference to Cost Guide code series 42P04A -42P40V, Internal WC - 42P40W, amenity blocks - showers & toilets (New code TBC) & Canteens (New CodeTBC) | - | - | - |  | m2 | - | 3 - INDUSTRIAL | David Grace | Jim Allen | #N/A | Option 1 | ERROR | 0% | 636.2881 | 456.8396 | 0% | 0% | 456.8396 | 0% | Price Book Data | P. Avo | VOA_GPN_GOV_UK\7243572 | 2021-09-17 | Low | - | Low | - | - | Copied to latest DCS. | NA | SPONS A&B | 2 | (BEAMS Note 2) Standard | - | - | 2 | FALSE
3930 | 42A05M | 9032 | 42A05M | Industrial Buildings | Uninsulated Buildings | Sheet Metal Cladding | 10,001 - 20,000m2 | Eaves Height - 23m | Building Area only; Site strip vegetation; Strip foundations; Column bases; Insulated Concrete GF slab with DPM and Mesh,150 thick up to 10,000m2, 200mm thick over 10,000m2 GIA; Steel Portal frame with bolts and baseplates; Coated galvanised trapezoidal roof sheets with no insulation, on steel purlins; Roof lights; valley gutters; matching fascia and soffit; Rainwater downpipes and gutters; trapezoidal uninsulated wall system cladding on cladding rails; External roller shutter doors and personnel doors; Single phase electrics, lighting and power; Gas fuelled hot air burners; Underslab storm drainage from internal downpipes on building area greater than 1,000m2; | Location Adjustment Applicable (See Guidance Notes) - ERC = UK mean of 1.00 | (BEAMS Note 2) The ERC for this item should be added to all other rateable items on the hereditament (except land). Therefore the total of the ERC of the other Building Items and the P&M ERC (where applicable) to enable the correct contract size adjustment to be made. ERC of Building Component + ERC of P&M = Total ERC to which contract size adjustment should be applied. The appropriate % adjustment should be made in accordance with the scale for contract size adjustment specified under section 6 of the RCG 2023 Guidance notes. The currency ERC rates are set at £4m (Four Million Pounds) @ 1st April 2021 (AVD) for the RCG 2023 Publication. | The data consists of a typical Industrial shell. Works include the Industrial shell as described and includes works up to 1m perimeter to the building (1m wide paving slabs & foul/storm drainage), The cost include 2 no. personnel doors and roller shutters are included at 1 door up to 1,000m2 , 2 roller doors over 1,000m2 (GIA), and 4 roller doors over 5,000m2. Costs are for the shell only and do not include for internal rooms such as offices or toilets which should be added for seperately. See Variations for assistance. | - | - | - | - | - | Cavity Wall construction to lower walls should be added by measuring wall area at an E/O rate of £97m2(£5m2 less for uninsulated), single block walls are cost neutral. Additional roller shutter doors over and above the beacon specification at should be added at additonal cost of £ 232 each (4 x 4m) . Additional personnel doors over the assumed 2nr. - add £1,077 each. If no heating is present a deduction of £28m2 (GIA) should be made to the beacon cost. Internal offices (in Industrial complexes) should be added by reference to Cost Guide code series 42P04A -42P40V, Internal WC - 42P40W, amenity blocks - showers & toilets (New code TBC) & Canteens (New CodeTBC) | - | - | - |  | m2 | - | 3 - INDUSTRIAL | David Grace | Jim Allen | #N/A | Option 1 | ERROR | 0% | 639.552 | 459.183 | 0% | 0% | 459.183 | 0% | Price Book Data | P. Avo | VOA_GPN_GOV_UK\7243572 | 2021-09-17 | Low | - | Low | - | - | Copied to latest DCS. | NA | SPONS A&B | 2 | (BEAMS Note 2) Standard | - | - | 2 | FALSE
3931 | 42A05N | 9033 | 42A05N | Industrial Buildings | Uninsulated Buildings | Sheet Metal Cladding | 10,001 - 20,000m2 | Eaves Height - 24m | Building Area only; Site strip vegetation; Strip foundations; Column bases; Insulated Concrete GF slab with DPM and Mesh,150 thick up to 10,000m2, 200mm thick over 10,000m2 GIA; Steel Portal frame with bolts and baseplates; Coated galvanised trapezoidal roof sheets with no insulation, on steel purlins; Roof lights; valley gutters; matching fascia and soffit; Rainwater downpipes and gutters; trapezoidal uninsulated wall system cladding on cladding rails; External roller shutter doors and personnel doors; Single phase electrics, lighting and power; Gas fuelled hot air burners; Underslab storm drainage from internal downpipes on building area greater than 1,000m2; | Location Adjustment Applicable (See Guidance Notes) - ERC = UK mean of 1.00 | (BEAMS Note 2) The ERC for this item should be added to all other rateable items on the hereditament (except land). Therefore the total of the ERC of the other Building Items and the P&M ERC (where applicable) to enable the correct contract size adjustment to be made. ERC of Building Component + ERC of P&M = Total ERC to which contract size adjustment should be applied. The appropriate % adjustment should be made in accordance with the scale for contract size adjustment specified under section 6 of the RCG 2023 Guidance notes. The currency ERC rates are set at £4m (Four Million Pounds) @ 1st April 2021 (AVD) for the RCG 2023 Publication. | The data consists of a typical Industrial shell. Works include the Industrial shell as described and includes works up to 1m perimeter to the building (1m wide paving slabs & foul/storm drainage), The cost include 2 no. personnel doors and roller shutters are included at 1 door up to 1,000m2 , 2 roller doors over 1,000m2 (GIA), and 4 roller doors over 5,000m2. Costs are for the shell only and do not include for internal rooms such as offices or toilets which should be added for seperately. See Variations for assistance. | - | - | - | - | - | Cavity Wall construction to lower walls should be added by measuring wall area at an E/O rate of £97m2(£5m2 less for uninsulated), single block walls are cost neutral. Additional roller shutter doors over and above the beacon specification at should be added at additonal cost of £ 232 each (4 x 4m) . Additional personnel doors over the assumed 2nr. - add £1,077 each. If no heating is present a deduction of £28m2 (GIA) should be made to the beacon cost. Internal offices (in Industrial complexes) should be added by reference to Cost Guide code series 42P04A -42P40V, Internal WC - 42P40W, amenity blocks - showers & toilets (New code TBC) & Canteens (New CodeTBC) | - | - | - |  | m2 | - | 3 - INDUSTRIAL | David Grace | Jim Allen | #N/A | Option 1 | ERROR | 0% | 642.8159 | 461.5264 | 0% | 0% | 461.5264 | 0% | Price Book Data | P. Avo | VOA_GPN_GOV_UK\7243572 | 2021-09-17 | Low | - | Low | - | - | Copied to latest DCS. | NA | SPONS A&B | 2 | (BEAMS Note 2) Standard | - | - | 2 | FALSE
3932 | 42A05P | 9034 | 42A05P | Industrial Buildings | Uninsulated Buildings | Sheet Metal Cladding | 10,001 - 20,000m2 | Eaves Height - 25m | Building Area only; Site strip vegetation; Strip foundations; Column bases; Insulated Concrete GF slab with DPM and Mesh,150 thick up to 10,000m2, 200mm thick over 10,000m2 GIA; Steel Portal frame with bolts and baseplates; Coated galvanised trapezoidal roof sheets with no insulation, on steel purlins; Roof lights; valley gutters; matching fascia and soffit; Rainwater downpipes and gutters; trapezoidal uninsulated wall system cladding on cladding rails; External roller shutter doors and personnel doors; Single phase electrics, lighting and power; Gas fuelled hot air burners; Underslab storm drainage from internal downpipes on building area greater than 1,000m2; | Location Adjustment Applicable (See Guidance Notes) - ERC = UK mean of 1.00 | (BEAMS Note 2) The ERC for this item should be added to all other rateable items on the hereditament (except land). Therefore the total of the ERC of the other Building Items and the P&M ERC (where applicable) to enable the correct contract size adjustment to be made. ERC of Building Component + ERC of P&M = Total ERC to which contract size adjustment should be applied. The appropriate % adjustment should be made in accordance with the scale for contract size adjustment specified under section 6 of the RCG 2023 Guidance notes. The currency ERC rates are set at £4m (Four Million Pounds) @ 1st April 2021 (AVD) for the RCG 2023 Publication. | The data consists of a typical Industrial shell. Works include the Industrial shell as described and includes works up to 1m perimeter to the building (1m wide paving slabs & foul/storm drainage), The cost include 2 no. personnel doors and roller shutters are included at 1 door up to 1,000m2 , 2 roller doors over 1,000m2 (GIA), and 4 roller doors over 5,000m2. Costs are for the shell only and do not include for internal rooms such as offices or toilets which should be added for seperately. See Variations for assistance. | - | - | - | - | - | Cavity Wall construction to lower walls should be added by measuring wall area at an E/O rate of £97m2(£5m2 less for uninsulated), single block walls are cost neutral. Additional roller shutter doors over and above the beacon specification at should be added at additonal cost of £ 232 each (4 x 4m) . Additional personnel doors over the assumed 2nr. - add £1,077 each. If no heating is present a deduction of £28m2 (GIA) should be made to the beacon cost. Internal offices (in Industrial complexes) should be added by reference to Cost Guide code series 42P04A -42P40V, Internal WC - 42P40W, amenity blocks - showers & toilets (New code TBC) & Canteens (New CodeTBC) | - | - | - |  | m2 | - | 3 - INDUSTRIAL | David Grace | Jim Allen | #N/A | Option 1 | ERROR | 0% | 646.0798 | 463.8698 | 0% | 0% | 463.8698 | 0% | Price Book Data | P. Avo | VOA_GPN_GOV_UK\7243572 | 2021-09-17 | Low | - | Low | - | - | Copied to latest DCS. | NA | SPONS A&B | 2 | (BEAMS Note 2) Standard | - | - | 2 | FALSE
3933 | 42A05Q | 9035 | 42A05Q | Industrial Buildings | Uninsulated Buildings | Sheet Metal Cladding | 10,001 - 20,000m2 | Eaves Height - 26m | Building Area only; Site strip vegetation; Strip foundations; Column bases; Insulated Concrete GF slab with DPM and Mesh,150 thick up to 10,000m2, 200mm thick over 10,000m2 GIA; Steel Portal frame with bolts and baseplates; Coated galvanised trapezoidal roof sheets with no insulation, on steel purlins; Roof lights; valley gutters; matching fascia and soffit; Rainwater downpipes and gutters; trapezoidal uninsulated wall system cladding on cladding rails; External roller shutter doors and personnel doors; Single phase electrics, lighting and power; Gas fuelled hot air burners; Underslab storm drainage from internal downpipes on building area greater than 1,000m2; | Location Adjustment Applicable (See Guidance Notes) - ERC = UK mean of 1.00 | (BEAMS Note 2) The ERC for this item should be added to all other rateable items on the hereditament (except land). Therefore the total of the ERC of the other Building Items and the P&M ERC (where applicable) to enable the correct contract size adjustment to be made. ERC of Building Component + ERC of P&M = Total ERC to which contract size adjustment should be applied. The appropriate % adjustment should be made in accordance with the scale for contract size adjustment specified under section 6 of the RCG 2023 Guidance notes. The currency ERC rates are set at £4m (Four Million Pounds) @ 1st April 2021 (AVD) for the RCG 2023 Publication. | The data consists of a typical Industrial shell. Works include the Industrial shell as described and includes works up to 1m perimeter to the building (1m wide paving slabs & foul/storm drainage), The cost include 2 no. personnel doors and roller shutters are included at 1 door up to 1,000m2 , 2 roller doors over 1,000m2 (GIA), and 4 roller doors over 5,000m2. Costs are for the shell only and do not include for internal rooms such as offices or toilets which should be added for seperately. See Variations for assistance. | - | - | - | - | - | Cavity Wall construction to lower walls should be added by measuring wall area at an E/O rate of £97m2(£5m2 less for uninsulated), single block walls are cost neutral. Additional roller shutter doors over and above the beacon specification at should be added at additonal cost of £ 232 each (4 x 4m) . Additional personnel doors over the assumed 2nr. - add £1,077 each. If no heating is present a deduction of £28m2 (GIA) should be made to the beacon cost. Internal offices (in Industrial complexes) should be added by reference to Cost Guide code series 42P04A -42P40V, Internal WC - 42P40W, amenity blocks - showers & toilets (New code TBC) & Canteens (New CodeTBC) | - | - | - |  | m2 | - | 3 - INDUSTRIAL | David Grace | Jim Allen | #N/A | Option 1 | ERROR | 0% | 649.3437 | 466.2132 | 0% | 0% | 466.2132 | 0% | Price Book Data | P. Avo | VOA_GPN_GOV_UK\7243572 | 2021-09-17 | Low | - | Low | - | - | Copied to latest DCS. | NA | SPONS A&B | 2 | (BEAMS Note 2) Standard | - | - | 2 | FALSE
3934 | 42A05R | 9036 | 42A05R | Industrial Buildings | Uninsulated Buildings | Sheet Metal Cladding | 10,001 - 20,000m2 | Eaves Height - 27m | Building Area only; Site strip vegetation; Strip foundations; Column bases; Insulated Concrete GF slab with DPM and Mesh,150 thick up to 10,000m2, 200mm thick over 10,000m2 GIA; Steel Portal frame with bolts and baseplates; Coated galvanised trapezoidal roof sheets with no insulation, on steel purlins; Roof lights; valley gutters; matching fascia and soffit; Rainwater downpipes and gutters; trapezoidal uninsulated wall system cladding on cladding rails; External roller shutter doors and personnel doors; Single phase electrics, lighting and power; Gas fuelled hot air burners; Underslab storm drainage from internal downpipes on building area greater than 1,000m2; | Location Adjustment Applicable (See Guidance Notes) - ERC = UK mean of 1.00 | (BEAMS Note 2) The ERC for this item should be added to all other rateable items on the hereditament (except land). Therefore the total of the ERC of the other Building Items and the P&M ERC (where applicable) to enable the correct contract size adjustment to be made. ERC of Building Component + ERC of P&M = Total ERC to which contract size adjustment should be applied. The appropriate % adjustment should be made in accordance with the scale for contract size adjustment specified under section 6 of the RCG 2023 Guidance notes. The currency ERC rates are set at £4m (Four Million Pounds) @ 1st April 2021 (AVD) for the RCG 2023 Publication. | The data consists of a typical Industrial shell. Works include the Industrial shell as described and includes works up to 1m perimeter to the building (1m wide paving slabs & foul/storm drainage), The cost include 2 no. personnel doors and roller shutters are included at 1 door up to 1,000m2 , 2 roller doors over 1,000m2 (GIA), and 4 roller doors over 5,000m2. Costs are for the shell only and do not include for internal rooms such as offices or toilets which should be added for seperately. See Variations for assistance. | - | - | - | - | - | Cavity Wall construction to lower walls should be added by measuring wall area at an E/O rate of £97m2(£5m2 less for uninsulated), single block walls are cost neutral. Additional roller shutter doors over and above the beacon specification at should be added at additonal cost of £ 232 each (4 x 4m) . Additional personnel doors over the assumed 2nr. - add £1,077 each. If no heating is present a deduction of £28m2 (GIA) should be made to the beacon cost. Internal offices (in Industrial complexes) should be added by reference to Cost Guide code series 42P04A -42P40V, Internal WC - 42P40W, amenity blocks - showers & toilets (New code TBC) & Canteens (New CodeTBC) | - | - | - |  | m2 | - | 3 - INDUSTRIAL | David Grace | Jim Allen | #N/A | Option 1 | ERROR | 0% | 652.6076 | 468.5566 | 0% | 0% | 468.5566 | 0% | Price Book Data | P. Avo | VOA_GPN_GOV_UK\7243572 | 2021-09-17 | Low | - | Low | - | - | Copied to latest DCS. | NA | SPONS A&B | 2 | (BEAMS Note 2) Standard | - | - | 2 | FALSE
3935 | 42A05S | 9037 | 42A05S | Industrial Buildings | Uninsulated Buildings | Sheet Metal Cladding | 10,001 - 20,000m2 | Eaves Height - 28m | Building Area only; Site strip vegetation; Strip foundations; Column bases; Insulated Concrete GF slab with DPM and Mesh,150 thick up to 10,000m2, 200mm thick over 10,000m2 GIA; Steel Portal frame with bolts and baseplates; Coated galvanised trapezoidal roof sheets with no insulation, on steel purlins; Roof lights; valley gutters; matching fascia and soffit; Rainwater downpipes and gutters; trapezoidal uninsulated wall system cladding on cladding rails; External roller shutter doors and personnel doors; Single phase electrics, lighting and power; Gas fuelled hot air burners; Underslab storm drainage from internal downpipes on building area greater than 1,000m2; | Location Adjustment Applicable (See Guidance Notes) - ERC = UK mean of 1.00 | (BEAMS Note 2) The ERC for this item should be added to all other rateable items on the hereditament (except land). Therefore the total of the ERC of the other Building Items and the P&M ERC (where applicable) to enable the correct contract size adjustment to be made. ERC of Building Component + ERC of P&M = Total ERC to which contract size adjustment should be applied. The appropriate % adjustment should be made in accordance with the scale for contract size adjustment specified under section 6 of the RCG 2023 Guidance notes. The currency ERC rates are set at £4m (Four Million Pounds) @ 1st April 2021 (AVD) for the RCG 2023 Publication. | The data consists of a typical Industrial shell. Works include the Industrial shell as described and includes works up to 1m perimeter to the building (1m wide paving slabs & foul/storm drainage), The cost include 2 no. personnel doors and roller shutters are included at 1 door up to 1,000m2 , 2 roller doors over 1,000m2 (GIA), and 4 roller doors over 5,000m2. Costs are for the shell only and do not include for internal rooms such as offices or toilets which should be added for seperately. See Variations for assistance. | - | - | - | - | - | Cavity Wall construction to lower walls should be added by measuring wall area at an E/O rate of £97m2(£5m2 less for uninsulated), single block walls are cost neutral. Additional roller shutter doors over and above the beacon specification at should be added at additonal cost of £ 232 each (4 x 4m) . Additional personnel doors over the assumed 2nr. - add £1,077 each. If no heating is present a deduction of £28m2 (GIA) should be made to the beacon cost. Internal offices (in Industrial complexes) should be added by reference to Cost Guide code series 42P04A -42P40V, Internal WC - 42P40W, amenity blocks - showers & toilets (New code TBC) & Canteens (New CodeTBC) | - | - | - |  | m2 | - | 3 - INDUSTRIAL | David Grace | Jim Allen | #N/A | Option 1 | ERROR | 0% | 655.8715 | 470.9 | 0% | 0% | 470.9 | 0% | Price Book Data | P. Avo | VOA_GPN_GOV_UK\7243572 | 2021-09-17 | Low | - | Low | - | - | Copied to latest DCS. | NA | SPONS A&B | 2 | (BEAMS Note 2) Standard | - | - | 2 | FALSE
3936 | 42A05T | 9038 | 42A05T | Industrial Buildings | Uninsulated Buildings | Sheet Metal Cladding | 10,001 - 20,000m2 | Eaves Height - 29m | Building Area only; Site strip vegetation; Strip foundations; Column bases; Insulated Concrete GF slab with DPM and Mesh,150 thick up to 10,000m2, 200mm thick over 10,000m2 GIA; Steel Portal frame with bolts and baseplates; Coated galvanised trapezoidal roof sheets with no insulation, on steel purlins; Roof lights; valley gutters; matching fascia and soffit; Rainwater downpipes and gutters; trapezoidal uninsulated wall system cladding on cladding rails; External roller shutter doors and personnel doors; Single phase electrics, lighting and power; Gas fuelled hot air burners; Underslab storm drainage from internal downpipes on building area greater than 1,000m2; | Location Adjustment Applicable (See Guidance Notes) - ERC = UK mean of 1.00 | (BEAMS Note 2) The ERC for this item should be added to all other rateable items on the hereditament (except land). Therefore the total of the ERC of the other Building Items and the P&M ERC (where applicable) to enable the correct contract size adjustment to be made. ERC of Building Component + ERC of P&M = Total ERC to which contract size adjustment should be applied. The appropriate % adjustment should be made in accordance with the scale for contract size adjustment specified under section 6 of the RCG 2023 Guidance notes. The currency ERC rates are set at £4m (Four Million Pounds) @ 1st April 2021 (AVD) for the RCG 2023 Publication. | The data consists of a typical Industrial shell. Works include the Industrial shell as described and includes works up to 1m perimeter to the building (1m wide paving slabs & foul/storm drainage), The cost include 2 no. personnel doors and roller shutters are included at 1 door up to 1,000m2 , 2 roller doors over 1,000m2 (GIA), and 4 roller doors over 5,000m2. Costs are for the shell only and do not include for internal rooms such as offices or toilets which should be added for seperately. See Variations for assistance. | - | - | - | - | - | Cavity Wall construction to lower walls should be added by measuring wall area at an E/O rate of £97m2(£5m2 less for uninsulated), single block walls are cost neutral. Additional roller shutter doors over and above the beacon specification at should be added at additonal cost of £ 232 each (4 x 4m) . Additional personnel doors over the assumed 2nr. - add £1,077 each. If no heating is present a deduction of £28m2 (GIA) should be made to the beacon cost. Internal offices (in Industrial complexes) should be added by reference to Cost Guide code series 42P04A -42P40V, Internal WC - 42P40W, amenity blocks - showers & toilets (New code TBC) & Canteens (New CodeTBC) | - | - | - |  | m2 | - | 3 - INDUSTRIAL | David Grace | Jim Allen | #N/A | Option 1 | ERROR | 0% | 659.1354 | 473.2434 | 0% | 0% | 473.2434 | 0% | Price Book Data | P. Avo | VOA_GPN_GOV_UK\7243572 | 2021-09-17 | Low | - | Low | - | - | Copied to latest DCS. | NA | SPONS A&B | 2 | (BEAMS Note 2) Standard | - | - | 2 | FALSE
3937 | 42A05U | 9039 | 42A05U | Industrial Buildings | Uninsulated Buildings | Sheet Metal Cladding | 10,001 - 20,000m2 | Eaves Height - 30m | Building Area only; Site strip vegetation; Strip foundations; Column bases; Insulated Concrete GF slab with DPM and Mesh,150 thick up to 10,000m2, 200mm thick over 10,000m2 GIA; Steel Portal frame with bolts and baseplates; Coated galvanised trapezoidal roof sheets with no insulation, on steel purlins; Roof lights; valley gutters; matching fascia and soffit; Rainwater downpipes and gutters; trapezoidal uninsulated wall system cladding on cladding rails; External roller shutter doors and personnel doors; Single phase electrics, lighting and power; Gas fuelled hot air burners; Underslab storm drainage from internal downpipes on building area greater than 1,000m2; | Location Adjustment Applicable (See Guidance Notes) - ERC = UK mean of 1.00 | (BEAMS Note 2) The ERC for this item should be added to all other rateable items on the hereditament (except land). Therefore the total of the ERC of the other Building Items and the P&M ERC (where applicable) to enable the correct contract size adjustment to be made. ERC of Building Component + ERC of P&M = Total ERC to which contract size adjustment should be applied. The appropriate % adjustment should be made in accordance with the scale for contract size adjustment specified under section 6 of the RCG 2023 Guidance notes. The currency ERC rates are set at £4m (Four Million Pounds) @ 1st April 2021 (AVD) for the RCG 2023 Publication. | The data consists of a typical Industrial shell. Works include the Industrial shell as described and includes works up to 1m perimeter to the building (1m wide paving slabs & foul/storm drainage), The cost include 2 no. personnel doors and roller shutters are included at 1 door up to 1,000m2 , 2 roller doors over 1,000m2 (GIA), and 4 roller doors over 5,000m2. Costs are for the shell only and do not include for internal rooms such as offices or toilets which should be added for seperately. See Variations for assistance. | - | - | - | - | - | Cavity Wall construction to lower walls should be added by measuring wall area at an E/O rate of £97m2(£5m2 less for uninsulated), single block walls are cost neutral. Additional roller shutter doors over and above the beacon specification at should be added at additonal cost of £ 232 each (4 x 4m) . Additional personnel doors over the assumed 2nr. - add £1,077 each. If no heating is present a deduction of £28m2 (GIA) should be made to the beacon cost. Internal offices (in Industrial complexes) should be added by reference to Cost Guide code series 42P04A -42P40V, Internal WC - 42P40W, amenity blocks - showers & toilets (New code TBC) & Canteens (New CodeTBC) | - | - | - |  | m2 | - | 3 - INDUSTRIAL | David Grace | Jim Allen | #N/A | Option 1 | ERROR | 0% | 662.3993 | 475.5868 | 0% | 0% | 475.5868 | 0% | Price Book Data | P. Avo | VOA_GPN_GOV_UK\7243572 | 2021-09-17 | Low | - | Low | - | - | Copied to latest DCS. | NA | SPONS A&B | 2 | (BEAMS Note 2) Standard | - | - | 2 | FALSE
3938 | 42A05V | 9040 | 42A05V | Industrial Buildings | Uninsulated Buildings | Sheet Metal Cladding | 10,001 - 20,000m2 | Eaves Height - 31m | Building Area only; Site strip vegetation; Strip foundations; Column bases; Insulated Concrete GF slab with DPM and Mesh,150 thick up to 10,000m2, 200mm thick over 10,000m2 GIA; Steel Portal frame with bolts and baseplates; Coated galvanised trapezoidal roof sheets with no insulation, on steel purlins; Roof lights; valley gutters; matching fascia and soffit; Rainwater downpipes and gutters; trapezoidal uninsulated wall system cladding on cladding rails; External roller shutter doors and personnel doors; Single phase electrics, lighting and power; Gas fuelled hot air burners; Underslab storm drainage from internal downpipes on building area greater than 1,000m2; | Location Adjustment Applicable (See Guidance Notes) - ERC = UK mean of 1.00 | (BEAMS Note 2) The ERC for this item should be added to all other rateable items on the hereditament (except land). Therefore the total of the ERC of the other Building Items and the P&M ERC (where applicable) to enable the correct contract size adjustment to be made. ERC of Building Component + ERC of P&M = Total ERC to which contract size adjustment should be applied. The appropriate % adjustment should be made in accordance with the scale for contract size adjustment specified under section 6 of the RCG 2023 Guidance notes. The currency ERC rates are set at £4m (Four Million Pounds) @ 1st April 2021 (AVD) for the RCG 2023 Publication. | The data consists of a typical Industrial shell. Works include the Industrial shell as described and includes works up to 1m perimeter to the building (1m wide paving slabs & foul/storm drainage), The cost include 2 no. personnel doors and roller shutters are included at 1 door up to 1,000m2 , 2 roller doors over 1,000m2 (GIA), and 4 roller doors over 5,000m2. Costs are for the shell only and do not include for internal rooms such as offices or toilets which should be added for seperately. See Variations for assistance. | - | - | - | - | - | Cavity Wall construction to lower walls should be added by measuring wall area at an E/O rate of £97m2(£5m2 less for uninsulated), single block walls are cost neutral. Additional roller shutter doors over and above the beacon specification at should be added at additonal cost of £ 232 each (4 x 4m) . Additional personnel doors over the assumed 2nr. - add £1,077 each. If no heating is present a deduction of £28m2 (GIA) should be made to the beacon cost. Internal offices (in Industrial complexes) should be added by reference to Cost Guide code series 42P04A -42P40V, Internal WC - 42P40W, amenity blocks - showers & toilets (New code TBC) & Canteens (New CodeTBC) | - | - | - |  | m2 | - | 3 - INDUSTRIAL | David Grace | Jim Allen | #N/A | Option 1 | ERROR | 0% | 665.6631 | 477.9302 | 0% | 0% | 477.9302 | 0% | Price Book Data | P. Avo | VOA_GPN_GOV_UK\7243572 | 2021-09-17 | Low | - | Low | - | - | Copied to latest DCS. | NA | SPONS A&B | 2 | (BEAMS Note 2) Standard | - | - | 2 | FALSE
3939 | 42A05W | 9041 | 42A05W | Industrial Buildings | Uninsulated Buildings | Sheet Metal Cladding | 10,001 - 20,000m2 | Eaves Height - 32m | Building Area only; Site strip vegetation; Strip foundations; Column bases; Insulated Concrete GF slab with DPM and Mesh,150 thick up to 10,000m2, 200mm thick over 10,000m2 GIA; Steel Portal frame with bolts and baseplates; Coated galvanised trapezoidal roof sheets with no insulation, on steel purlins; Roof lights; valley gutters; matching fascia and soffit; Rainwater downpipes and gutters; trapezoidal uninsulated wall system cladding on cladding rails; External roller shutter doors and personnel doors; Single phase electrics, lighting and power; Gas fuelled hot air burners; Underslab storm drainage from internal downpipes on building area greater than 1,000m2; | Location Adjustment Applicable (See Guidance Notes) - ERC = UK mean of 1.00 | (BEAMS Note 2) The ERC for this item should be added to all other rateable items on the hereditament (except land). Therefore the total of the ERC of the other Building Items and the P&M ERC (where applicable) to enable the correct contract size adjustment to be made. ERC of Building Component + ERC of P&M = Total ERC to which contract size adjustment should be applied. The appropriate % adjustment should be made in accordance with the scale for contract size adjustment specified under section 6 of the RCG 2023 Guidance notes. The currency ERC rates are set at £4m (Four Million Pounds) @ 1st April 2021 (AVD) for the RCG 2023 Publication. | The data consists of a typical Industrial shell. Works include the Industrial shell as described and includes works up to 1m perimeter to the building (1m wide paving slabs & foul/storm drainage), The cost include 2 no. personnel doors and roller shutters are included at 1 door up to 1,000m2 , 2 roller doors over 1,000m2 (GIA), and 4 roller doors over 5,000m2. Costs are for the shell only and do not include for internal rooms such as offices or toilets which should be added for seperately. See Variations for assistance. | - | - | - | - | - | Cavity Wall construction to lower walls should be added by measuring wall area at an E/O rate of £97m2(£5m2 less for uninsulated), single block walls are cost neutral. Additional roller shutter doors over and above the beacon specification at should be added at additonal cost of £ 232 each (4 x 4m) . Additional personnel doors over the assumed 2nr. - add £1,077 each. If no heating is present a deduction of £28m2 (GIA) should be made to the beacon cost. Internal offices (in Industrial complexes) should be added by reference to Cost Guide code series 42P04A -42P40V, Internal WC - 42P40W, amenity blocks - showers & toilets (New code TBC) & Canteens (New CodeTBC) | - | - | - |  | m2 | - | 3 - INDUSTRIAL | David Grace | Jim Allen | #N/A | Option 1 | ERROR | 0% | 668.927 | 480.2736 | 0% | 0% | 480.2736 | 0% | Price Book Data | P. Avo | VOA_GPN_GOV_UK\7243572 | 2021-09-17 | Low | - | Low | - | - | Copied to latest DCS. | NA | SPONS A&B | 2 | (BEAMS Note 2) Standard | - | - | 2 | FALSE
3940 | 42A05X | 9042 | 42A05X | Industrial Buildings | Uninsulated Buildings | Sheet Metal Cladding | 10,001 - 20,000m2 | Eaves Height - 33m | Building Area only; Site strip vegetation; Strip foundations; Column bases; Insulated Concrete GF slab with DPM and Mesh,150 thick up to 10,000m2, 200mm thick over 10,000m2 GIA; Steel Portal frame with bolts and baseplates; Coated galvanised trapezoidal roof sheets with no insulation, on steel purlins; Roof lights; valley gutters; matching fascia and soffit; Rainwater downpipes and gutters; trapezoidal uninsulated wall system cladding on cladding rails; External roller shutter doors and personnel doors; Single phase electrics, lighting and power; Gas fuelled hot air burners; Underslab storm drainage from internal downpipes on building area greater than 1,000m2; | Location Adjustment Applicable (See Guidance Notes) - ERC = UK mean of 1.00 | (BEAMS Note 2) The ERC for this item should be added to all other rateable items on the hereditament (except land). Therefore the total of the ERC of the other Building Items and the P&M ERC (where applicable) to enable the correct contract size adjustment to be made. ERC of Building Component + ERC of P&M = Total ERC to which contract size adjustment should be applied. The appropriate % adjustment should be made in accordance with the scale for contract size adjustment specified under section 6 of the RCG 2023 Guidance notes. The currency ERC rates are set at £4m (Four Million Pounds) @ 1st April 2021 (AVD) for the RCG 2023 Publication. | The data consists of a typical Industrial shell. Works include the Industrial shell as described and includes works up to 1m perimeter to the building (1m wide paving slabs & foul/storm drainage), The cost include 2 no. personnel doors and roller shutters are included at 1 door up to 1,000m2 , 2 roller doors over 1,000m2 (GIA), and 4 roller doors over 5,000m2. Costs are for the shell only and do not include for internal rooms such as offices or toilets which should be added for seperately. See Variations for assistance. | - | - | - | - | - | Cavity Wall construction to lower walls should be added by measuring wall area at an E/O rate of £97m2(£5m2 less for uninsulated), single block walls are cost neutral. Additional roller shutter doors over and above the beacon specification at should be added at additonal cost of £ 232 each (4 x 4m) . Additional personnel doors over the assumed 2nr. - add £1,077 each. If no heating is present a deduction of £28m2 (GIA) should be made to the beacon cost. Internal offices (in Industrial complexes) should be added by reference to Cost Guide code series 42P04A -42P40V, Internal WC - 42P40W, amenity blocks - showers & toilets (New code TBC) & Canteens (New CodeTBC) | - | - | - |  | m2 | - | 3 - INDUSTRIAL | David Grace | Jim Allen | #N/A | Option 1 | ERROR | 0% | 672.1909 | 482.617 | 0% | 0% | 482.617 | 0% | Price Book Data | P. Avo | VOA_GPN_GOV_UK\7243572 | 2021-09-17 | Low | - | Low | - | - | Copied to latest DCS. | NA | SPONS A&B | 2 | (BEAMS Note 2) Standard | - | - | 2 | FALSE
3941 | 42A05Y | 9043 | 42A05Y | Industrial Buildings | Uninsulated Buildings | Sheet Metal Cladding | 10,001 - 20,000m2 | Eaves Height - 34m | Building Area only; Site strip vegetation; Strip foundations; Column bases; Insulated Concrete GF slab with DPM and Mesh,150 thick up to 10,000m2, 200mm thick over 10,000m2 GIA; Steel Portal frame with bolts and baseplates; Coated galvanised trapezoidal roof sheets with no insulation, on steel purlins; Roof lights; valley gutters; matching fascia and soffit; Rainwater downpipes and gutters; trapezoidal uninsulated wall system cladding on cladding rails; External roller shutter doors and personnel doors; Single phase electrics, lighting and power; Gas fuelled hot air burners; Underslab storm drainage from internal downpipes on building area greater than 1,000m2; | Location Adjustment Applicable (See Guidance Notes) - ERC = UK mean of 1.00 | (BEAMS Note 2) The ERC for this item should be added to all other rateable items on the hereditament (except land). Therefore the total of the ERC of the other Building Items and the P&M ERC (where applicable) to enable the correct contract size adjustment to be made. ERC of Building Component + ERC of P&M = Total ERC to which contract size adjustment should be applied. The appropriate % adjustment should be made in accordance with the scale for contract size adjustment specified under section 6 of the RCG 2023 Guidance notes. The currency ERC rates are set at £4m (Four Million Pounds) @ 1st April 2021 (AVD) for the RCG 2023 Publication. | The data consists of a typical Industrial shell. Works include the Industrial shell as described and includes works up to 1m perimeter to the building (1m wide paving slabs & foul/storm drainage), The cost include 2 no. personnel doors and roller shutters are included at 1 door up to 1,000m2 , 2 roller doors over 1,000m2 (GIA), and 4 roller doors over 5,000m2. Costs are for the shell only and do not include for internal rooms such as offices or toilets which should be added for seperately. See Variations for assistance. | - | - | - | - | - | Cavity Wall construction to lower walls should be added by measuring wall area at an E/O rate of £97m2(£5m2 less for uninsulated), single block walls are cost neutral. Additional roller shutter doors over and above the beacon specification at should be added at additonal cost of £ 232 each (4 x 4m) . Additional personnel doors over the assumed 2nr. - add £1,077 each. If no heating is present a deduction of £28m2 (GIA) should be made to the beacon cost. Internal offices (in Industrial complexes) should be added by reference to Cost Guide code series 42P04A -42P40V, Internal WC - 42P40W, amenity blocks - showers & toilets (New code TBC) & Canteens (New CodeTBC) | - | - | - |  | m2 | - | 3 - INDUSTRIAL | David Grace | Jim Allen | #N/A | Option 1 | ERROR | 0% | 675.4548 | 484.9604 | 0% | 0% | 484.9604 | 0% | Price Book Data | P. Avo | VOA_GPN_GOV_UK\7243572 | 2021-09-17 | Low | - | Low | - | - | Copied to latest DCS. | NA | SPONS A&B | 2 | (BEAMS Note 2) Standard | - | - | 2 | FALSE
3942 | 42A05Z | 9044 | 42A05Z | Industrial Buildings | Uninsulated Buildings | Sheet Metal Cladding | 10,001 - 20,000m2 | Eaves Height - 35m | Building Area only; Site strip vegetation; Strip foundations; Column bases; Insulated Concrete GF slab with DPM and Mesh,150 thick up to 10,000m2, 200mm thick over 10,000m2 GIA; Steel Portal frame with bolts and baseplates; Coated galvanised trapezoidal roof sheets with no insulation, on steel purlins; Roof lights; valley gutters; matching fascia and soffit; Rainwater downpipes and gutters; trapezoidal uninsulated wall system cladding on cladding rails; External roller shutter doors and personnel doors; Single phase electrics, lighting and power; Gas fuelled hot air burners; Underslab storm drainage from internal downpipes on building area greater than 1,000m2; | Location Adjustment Applicable (See Guidance Notes) - ERC = UK mean of 1.00 | (BEAMS Note 2) The ERC for this item should be added to all other rateable items on the hereditament (except land). Therefore the total of the ERC of the other Building Items and the P&M ERC (where applicable) to enable the correct contract size adjustment to be made. ERC of Building Component + ERC of P&M = Total ERC to which contract size adjustment should be applied. The appropriate % adjustment should be made in accordance with the scale for contract size adjustment specified under section 6 of the RCG 2023 Guidance notes. The currency ERC rates are set at £4m (Four Million Pounds) @ 1st April 2021 (AVD) for the RCG 2023 Publication. | The data consists of a typical Industrial shell. Works include the Industrial shell as described and includes works up to 1m perimeter to the building (1m wide paving slabs & foul/storm drainage), The cost include 2 no. personnel doors and roller shutters are included at 1 door up to 1,000m2 , 2 roller doors over 1,000m2 (GIA), and 4 roller doors over 5,000m2. Costs are for the shell only and do not include for internal rooms such as offices or toilets which should be added for seperately. See Variations for assistance. | - | - | - | - | - | Cavity Wall construction to lower walls should be added by measuring wall area at an E/O rate of £97m2(£5m2 less for uninsulated), single block walls are cost neutral. Additional roller shutter doors over and above the beacon specification at should be added at additonal cost of £ 232 each (4 x 4m) . Additional personnel doors over the assumed 2nr. - add £1,077 each. If no heating is present a deduction of £28m2 (GIA) should be made to the beacon cost. Internal offices (in Industrial complexes) should be added by reference to Cost Guide code series 42P04A -42P40V, Internal WC - 42P40W, amenity blocks - showers & toilets (New code TBC) & Canteens (New CodeTBC) | - | - | - |  | m2 | - | 3 - INDUSTRIAL | David Grace | Jim Allen | #N/A | Option 1 | ERROR | 0% | 678.7187 | 487.3038 | 0% | 0% | 487.3038 | 0% | Price Book Data | P. Avo | VOA_GPN_GOV_UK\7243572 | 2021-09-17 | Low | - | Low | - | - | Copied to latest DCS. | NA | SPONS A&B | 2 | (BEAMS Note 2) Standard | - | - | 2 | FALSE
3943 | 42A07B | 9074 | 42A07B | Industrial Buildings | Uninsulated Buildings | Sheet Metal Cladding | over 20,000m2 | Eaves Height - 21m | Building Area only; Site strip vegetation; Strip foundations; Column bases; Insulated Concrete GF slab with DPM and Mesh,150 thick up to 10,000m2, 200mm thick over 10,000m2 GIA; Steel Portal frame with bolts and baseplates; Coated galvanised trapezoidal roof sheets with no insulation, on steel purlins; Roof lights; valley gutters; matching fascia and soffit; Rainwater downpipes and gutters; trapezoidal uninsulated wall system cladding on cladding rails; External roller shutter doors and personnel doors; Single phase electrics, lighting and power; Gas fuelled hot air burners; Underslab storm drainage from internal downpipes on building area greater than 1,000m2; | Location Adjustment Applicable (See Guidance Notes) - ERC = UK mean of 1.00 | (BEAMS Note 2) The ERC for this item should be added to all other rateable items on the hereditament (except land). Therefore the total of the ERC of the other Building Items and the P&M ERC (where applicable) to enable the correct contract size adjustment to be made. ERC of Building Component + ERC of P&M = Total ERC to which contract size adjustment should be applied. The appropriate % adjustment should be made in accordance with the scale for contract size adjustment specified under section 6 of the RCG 2023 Guidance notes. The currency ERC rates are set at £4m (Four Million Pounds) @ 1st April 2021 (AVD) for the RCG 2023 Publication. | The data consists of a typical Industrial shell. Works include the Industrial shell as described and includes works up to 1m perimeter to the building (1m wide paving slabs & foul/storm drainage), The cost include 2 no. personnel doors and roller shutters are included at 1 door up to 1,000m2 , 2 roller doors over 1,000m2 (GIA), and 4 roller doors over 5,000m2. Costs are for the shell only and do not include for internal rooms such as offices or toilets which should be added for seperately. See Variations for assistance. | - | - | - | - | - | Cavity Wall construction to lower walls should be added by measuring wall area at an E/O rate of £97m2(£5m2 less for uninsulated), single block walls are cost neutral. Additional roller shutter doors over and above the beacon specification at should be added at additonal cost of £ 232 each (4 x 4m) . Additional personnel doors over the assumed 2nr. - add £1,077 each. If no heating is present a deduction of £28m2 (GIA) should be made to the beacon cost. Internal offices (in Industrial complexes) should be added by reference to Cost Guide code series 42P04A -42P40V, Internal WC - 42P40W, amenity blocks - showers & toilets (New code TBC) & Canteens (New CodeTBC) | - | - | - |  | m2 | - | 3 - INDUSTRIAL | David Grace | Jim Allen | #N/A | Option 1 | ERROR | 0% | 575.3691 | 413.1013 | 0% | 0% | 413.1013 | 0% | Price Book Data | P. Avo | VOA_GPN_GOV_UK\7243572 | 2021-09-17 | Low | - | Low | - | - | Copied to latest DCS. | NA | SPONS A&B | 2 | (BEAMS Note 2) Standard | - | - | 2 | FALSE
3944 | 42A07C | 9075 | 42A07C | Industrial Buildings | Uninsulated Buildings | Sheet Metal Cladding | over 20,000m2 | Eaves Height - 22m | Building Area only; Site strip vegetation; Strip foundations; Column bases; Insulated Concrete GF slab with DPM and Mesh,150 thick up to 10,000m2, 200mm thick over 10,000m2 GIA; Steel Portal frame with bolts and baseplates; Coated galvanised trapezoidal roof sheets with no insulation, on steel purlins; Roof lights; valley gutters; matching fascia and soffit; Rainwater downpipes and gutters; trapezoidal uninsulated wall system cladding on cladding rails; External roller shutter doors and personnel doors; Single phase electrics, lighting and power; Gas fuelled hot air burners; Underslab storm drainage from internal downpipes on building area greater than 1,000m2; | Location Adjustment Applicable (See Guidance Notes) - ERC = UK mean of 1.00 | (BEAMS Note 2) The ERC for this item should be added to all other rateable items on the hereditament (except land). Therefore the total of the ERC of the other Building Items and the P&M ERC (where applicable) to enable the correct contract size adjustment to be made. ERC of Building Component + ERC of P&M = Total ERC to which contract size adjustment should be applied. The appropriate % adjustment should be made in accordance with the scale for contract size adjustment specified under section 6 of the RCG 2023 Guidance notes. The currency ERC rates are set at £4m (Four Million Pounds) @ 1st April 2021 (AVD) for the RCG 2023 Publication. | The data consists of a typical Industrial shell. Works include the Industrial shell as described and includes works up to 1m perimeter to the building (1m wide paving slabs & foul/storm drainage), The cost include 2 no. personnel doors and roller shutters are included at 1 door up to 1,000m2 , 2 roller doors over 1,000m2 (GIA), and 4 roller doors over 5,000m2. Costs are for the shell only and do not include for internal rooms such as offices or toilets which should be added for seperately. See Variations for assistance. | - | - | - | - | - | Cavity Wall construction to lower walls should be added by measuring wall area at an E/O rate of £97m2(£5m2 less for uninsulated), single block walls are cost neutral. Additional roller shutter doors over and above the beacon specification at should be added at additonal cost of £ 232 each (4 x 4m) . Additional personnel doors over the assumed 2nr. - add £1,077 each. If no heating is present a deduction of £28m2 (GIA) should be made to the beacon cost. Internal offices (in Industrial complexes) should be added by reference to Cost Guide code series 42P04A -42P40V, Internal WC - 42P40W, amenity blocks - showers & toilets (New code TBC) & Canteens (New CodeTBC) | - | - | - |  | m2 | - | 3 - INDUSTRIAL | David Grace | Jim Allen | #N/A | Option 1 | ERROR | 0% | 577.7474 | 414.8088 | 0% | 0% | 414.8088 | 0% | Price Book Data | P. Avo | VOA_GPN_GOV_UK\7243572 | 2021-09-17 | Low | - | Low | - | - | Copied to latest DCS. | NA | SPONS A&B | 2 | (BEAMS Note 2) Standard | - | - | 2 | FALSE
3945 | 42A07D | 9076 | 42A07D | Industrial Buildings | Uninsulated Buildings | Sheet Metal Cladding | over 20,000m2 | Eaves Height - 23m | Building Area only; Site strip vegetation; Strip foundations; Column bases; Insulated Concrete GF slab with DPM and Mesh,150 thick up to 10,000m2, 200mm thick over 10,000m2 GIA; Steel Portal frame with bolts and baseplates; Coated galvanised trapezoidal roof sheets with no insulation, on steel purlins; Roof lights; valley gutters; matching fascia and soffit; Rainwater downpipes and gutters; trapezoidal uninsulated wall system cladding on cladding rails; External roller shutter doors and personnel doors; Single phase electrics, lighting and power; Gas fuelled hot air burners; Underslab storm drainage from internal downpipes on building area greater than 1,000m2; | Location Adjustment Applicable (See Guidance Notes) - ERC = UK mean of 1.00 | (BEAMS Note 2) The ERC for this item should be added to all other rateable items on the hereditament (except land). Therefore the total of the ERC of the other Building Items and the P&M ERC (where applicable) to enable the correct contract size adjustment to be made. ERC of Building Component + ERC of P&M = Total ERC to which contract size adjustment should be applied. The appropriate % adjustment should be made in accordance with the scale for contract size adjustment specified under section 6 of the RCG 2023 Guidance notes. The currency ERC rates are set at £4m (Four Million Pounds) @ 1st April 2021 (AVD) for the RCG 2023 Publication. | The data consists of a typical Industrial shell. Works include the Industrial shell as described and includes works up to 1m perimeter to the building (1m wide paving slabs & foul/storm drainage), The cost include 2 no. personnel doors and roller shutters are included at 1 door up to 1,000m2 , 2 roller doors over 1,000m2 (GIA), and 4 roller doors over 5,000m2. Costs are for the shell only and do not include for internal rooms such as offices or toilets which should be added for seperately. See Variations for assistance. | - | - | - | - | - | Cavity Wall construction to lower walls should be added by measuring wall area at an E/O rate of £97m2(£5m2 less for uninsulated), single block walls are cost neutral. Additional roller shutter doors over and above the beacon specification at should be added at additonal cost of £ 232 each (4 x 4m) . Additional personnel doors over the assumed 2nr. - add £1,077 each. If no heating is present a deduction of £28m2 (GIA) should be made to the beacon cost. Internal offices (in Industrial complexes) should be added by reference to Cost Guide code series 42P04A -42P40V, Internal WC - 42P40W, amenity blocks - showers & toilets (New code TBC) & Canteens (New CodeTBC) | - | - | - |  | m2 | - | 3 - INDUSTRIAL | David Grace | Jim Allen | #N/A | Option 1 | ERROR | 0% | 580.1256 | 416.5163 | 0% | 0% | 416.5163 | 0% | Price Book Data | P. Avo | VOA_GPN_GOV_UK\7243572 | 2021-09-17 | Low | - | Low | - | - | Copied to latest DCS. | NA | SPONS A&B | 2 | (BEAMS Note 2) Standard | - | - | 2 | FALSE
3946 | 42A07E | 9077 | 42A07E | Industrial Buildings | Uninsulated Buildings | Sheet Metal Cladding | over 20,000m2 | Eaves Height - 24m | Building Area only; Site strip vegetation; Strip foundations; Column bases; Insulated Concrete GF slab with DPM and Mesh,150 thick up to 10,000m2, 200mm thick over 10,000m2 GIA; Steel Portal frame with bolts and baseplates; Coated galvanised trapezoidal roof sheets with no insulation, on steel purlins; Roof lights; valley gutters; matching fascia and soffit; Rainwater downpipes and gutters; trapezoidal uninsulated wall system cladding on cladding rails; External roller shutter doors and personnel doors; Single phase electrics, lighting and power; Gas fuelled hot air burners; Underslab storm drainage from internal downpipes on building area greater than 1,000m2; | Location Adjustment Applicable (See Guidance Notes) - ERC = UK mean of 1.00 | (BEAMS Note 2) The ERC for this item should be added to all other rateable items on the hereditament (except land). Therefore the total of the ERC of the other Building Items and the P&M ERC (where applicable) to enable the correct contract size adjustment to be made. ERC of Building Component + ERC of P&M = Total ERC to which contract size adjustment should be applied. The appropriate % adjustment should be made in accordance with the scale for contract size adjustment specified under section 6 of the RCG 2023 Guidance notes. The currency ERC rates are set at £4m (Four Million Pounds) @ 1st April 2021 (AVD) for the RCG 2023 Publication. | The data consists of a typical Industrial shell. Works include the Industrial shell as described and includes works up to 1m perimeter to the building (1m wide paving slabs & foul/storm drainage), The cost include 2 no. personnel doors and roller shutters are included at 1 door up to 1,000m2 , 2 roller doors over 1,000m2 (GIA), and 4 roller doors over 5,000m2. Costs are for the shell only and do not include for internal rooms such as offices or toilets which should be added for seperately. See Variations for assistance. | - | - | - | - | - | Cavity Wall construction to lower walls should be added by measuring wall area at an E/O rate of £97m2(£5m2 less for uninsulated), single block walls are cost neutral. Additional roller shutter doors over and above the beacon specification at should be added at additonal cost of £ 232 each (4 x 4m) . Additional personnel doors over the assumed 2nr. - add £1,077 each. If no heating is present a deduction of £28m2 (GIA) should be made to the beacon cost. Internal offices (in Industrial complexes) should be added by reference to Cost Guide code series 42P04A -42P40V, Internal WC - 42P40W, amenity blocks - showers & toilets (New code TBC) & Canteens (New CodeTBC) | - | - | - |  | m2 | - | 3 - INDUSTRIAL | David Grace | Jim Allen | #N/A | Option 1 | ERROR | 0% | 582.5038 | 418.2238 | 0% | 0% | 418.2238 | 0% | Price Book Data | P. Avo | VOA_GPN_GOV_UK\7243572 | 2021-09-17 | Low | - | Low | - | - | Copied to latest DCS. | NA | SPONS A&B | 2 | (BEAMS Note 2) Standard | - | - | 2 | FALSE
3947 | 42A07F | 9078 | 42A07F | Industrial Buildings | Uninsulated Buildings | Sheet Metal Cladding | over 20,000m2 | Eaves Height - 25m | Building Area only; Site strip vegetation; Strip foundations; Column bases; Insulated Concrete GF slab with DPM and Mesh,150 thick up to 10,000m2, 200mm thick over 10,000m2 GIA; Steel Portal frame with bolts and baseplates; Coated galvanised trapezoidal roof sheets with no insulation, on steel purlins; Roof lights; valley gutters; matching fascia and soffit; Rainwater downpipes and gutters; trapezoidal uninsulated wall system cladding on cladding rails; External roller shutter doors and personnel doors; Single phase electrics, lighting and power; Gas fuelled hot air burners; Underslab storm drainage from internal downpipes on building area greater than 1,000m2; | Location Adjustment Applicable (See Guidance Notes) - ERC = UK mean of 1.00 | (BEAMS Note 2) The ERC for this item should be added to all other rateable items on the hereditament (except land). Therefore the total of the ERC of the other Building Items and the P&M ERC (where applicable) to enable the correct contract size adjustment to be made. ERC of Building Component + ERC of P&M = Total ERC to which contract size adjustment should be applied. The appropriate % adjustment should be made in accordance with the scale for contract size adjustment specified under section 6 of the RCG 2023 Guidance notes. The currency ERC rates are set at £4m (Four Million Pounds) @ 1st April 2021 (AVD) for the RCG 2023 Publication. | The data consists of a typical Industrial shell. Works include the Industrial shell as described and includes works up to 1m perimeter to the building (1m wide paving slabs & foul/storm drainage), The cost include 2 no. personnel doors and roller shutters are included at 1 door up to 1,000m2 , 2 roller doors over 1,000m2 (GIA), and 4 roller doors over 5,000m2. Costs are for the shell only and do not include for internal rooms such as offices or toilets which should be added for seperately. See Variations for assistance. | - | - | - | - | - | Cavity Wall construction to lower walls should be added by measuring wall area at an E/O rate of £97m2(£5m2 less for uninsulated), single block walls are cost neutral. Additional roller shutter doors over and above the beacon specification at should be added at additonal cost of £ 232 each (4 x 4m) . Additional personnel doors over the assumed 2nr. - add £1,077 each. If no heating is present a deduction of £28m2 (GIA) should be made to the beacon cost. Internal offices (in Industrial complexes) should be added by reference to Cost Guide code series 42P04A -42P40V, Internal WC - 42P40W, amenity blocks - showers & toilets (New code TBC) & Canteens (New CodeTBC) | - | - | - |  | m2 | - | 3 - INDUSTRIAL | David Grace | Jim Allen | #N/A | Option 1 | ERROR | 0% | 584.882 | 419.9313 | 0% | 0% | 419.9313 | 0% | Price Book Data | P. Avo | VOA_GPN_GOV_UK\7243572 | 2021-09-17 | Low | - | Low | - | - | Copied to latest DCS. | NA | SPONS A&B | 2 | (BEAMS Note 2) Standard | - | - | 2 | FALSE
3948 | 42A07G | 9079 | 42A07G | Industrial Buildings | Uninsulated Buildings | Sheet Metal Cladding | over 20,000m2 | Eaves Height - 26m | Building Area only; Site strip vegetation; Strip foundations; Column bases; Insulated Concrete GF slab with DPM and Mesh,150 thick up to 10,000m2, 200mm thick over 10,000m2 GIA; Steel Portal frame with bolts and baseplates; Coated galvanised trapezoidal roof sheets with no insulation, on steel purlins; Roof lights; valley gutters; matching fascia and soffit; Rainwater downpipes and gutters; trapezoidal uninsulated wall system cladding on cladding rails; External roller shutter doors and personnel doors; Single phase electrics, lighting and power; Gas fuelled hot air burners; Underslab storm drainage from internal downpipes on building area greater than 1,000m2; | Location Adjustment Applicable (See Guidance Notes) - ERC = UK mean of 1.00 | (BEAMS Note 2) The ERC for this item should be added to all other rateable items on the hereditament (except land). Therefore the total of the ERC of the other Building Items and the P&M ERC (where applicable) to enable the correct contract size adjustment to be made. ERC of Building Component + ERC of P&M = Total ERC to which contract size adjustment should be applied. The appropriate % adjustment should be made in accordance with the scale for contract size adjustment specified under section 6 of the RCG 2023 Guidance notes. The currency ERC rates are set at £4m (Four Million Pounds) @ 1st April 2021 (AVD) for the RCG 2023 Publication. | The data consists of a typical Industrial shell. Works include the Industrial shell as described and includes works up to 1m perimeter to the building (1m wide paving slabs & foul/storm drainage), The cost include 2 no. personnel doors and roller shutters are included at 1 door up to 1,000m2 , 2 roller doors over 1,000m2 (GIA), and 4 roller doors over 5,000m2. Costs are for the shell only and do not include for internal rooms such as offices or toilets which should be added for seperately. See Variations for assistance. | - | - | - | - | - | Cavity Wall construction to lower walls should be added by measuring wall area at an E/O rate of £97m2(£5m2 less for uninsulated), single block walls are cost neutral. Additional roller shutter doors over and above the beacon specification at should be added at additonal cost of £ 232 each (4 x 4m) . Additional personnel doors over the assumed 2nr. - add £1,077 each. If no heating is present a deduction of £28m2 (GIA) should be made to the beacon cost. Internal offices (in Industrial complexes) should be added by reference to Cost Guide code series 42P04A -42P40V, Internal WC - 42P40W, amenity blocks - showers & toilets (New code TBC) & Canteens (New CodeTBC) | - | - | - |  | m2 | - | 3 - INDUSTRIAL | David Grace | Jim Allen | #N/A | Option 1 | ERROR | 0% | 587.2602 | 421.6388 | 0% | 0% | 421.6388 | 0% | Price Book Data | P. Avo | VOA_GPN_GOV_UK\7243572 | 2021-09-17 | Low | - | Low | - | - | Copied to latest DCS. | NA | SPONS A&B | 2 | (BEAMS Note 2) Standard | - | - | 2 | FALSE
3949 | 42A07H | 9080 | 42A07H | Industrial Buildings | Uninsulated Buildings | Sheet Metal Cladding | over 20,000m2 | Eaves Height - 27m | Building Area only; Site strip vegetation; Strip foundations; Column bases; Insulated Concrete GF slab with DPM and Mesh,150 thick up to 10,000m2, 200mm thick over 10,000m2 GIA; Steel Portal frame with bolts and baseplates; Coated galvanised trapezoidal roof sheets with no insulation, on steel purlins; Roof lights; valley gutters; matching fascia and soffit; Rainwater downpipes and gutters; trapezoidal uninsulated wall system cladding on cladding rails; External roller shutter doors and personnel doors; Single phase electrics, lighting and power; Gas fuelled hot air burners; Underslab storm drainage from internal downpipes on building area greater than 1,000m2; | Location Adjustment Applicable (See Guidance Notes) - ERC = UK mean of 1.00 | (BEAMS Note 2) The ERC for this item should be added to all other rateable items on the hereditament (except land). Therefore the total of the ERC of the other Building Items and the P&M ERC (where applicable) to enable the correct contract size adjustment to be made. ERC of Building Component + ERC of P&M = Total ERC to which contract size adjustment should be applied. The appropriate % adjustment should be made in accordance with the scale for contract size adjustment specified under section 6 of the RCG 2023 Guidance notes. The currency ERC rates are set at £4m (Four Million Pounds) @ 1st April 2021 (AVD) for the RCG 2023 Publication. | The data consists of a typical Industrial shell. Works include the Industrial shell as described and includes works up to 1m perimeter to the building (1m wide paving slabs & foul/storm drainage), The cost include 2 no. personnel doors and roller shutters are included at 1 door up to 1,000m2 , 2 roller doors over 1,000m2 (GIA), and 4 roller doors over 5,000m2. Costs are for the shell only and do not include for internal rooms such as offices or toilets which should be added for seperately. See Variations for assistance. | - | - | - | - | - | Cavity Wall construction to lower walls should be added by measuring wall area at an E/O rate of £97m2(£5m2 less for uninsulated), single block walls are cost neutral. Additional roller shutter doors over and above the beacon specification at should be added at additonal cost of £ 232 each (4 x 4m) . Additional personnel doors over the assumed 2nr. - add £1,077 each. If no heating is present a deduction of £28m2 (GIA) should be made to the beacon cost. Internal offices (in Industrial complexes) should be added by reference to Cost Guide code series 42P04A -42P40V, Internal WC - 42P40W, amenity blocks - showers & toilets (New code TBC) & Canteens (New CodeTBC) | - | - | - |  | m2 | - | 3 - INDUSTRIAL | David Grace | Jim Allen | #N/A | Option 1 | ERROR | 0% | 589.6384 | 423.3463 | 0% | 0% | 423.3463 | 0% | Price Book Data | P. Avo | VOA_GPN_GOV_UK\7243572 | 2021-09-17 | Low | - | Low | - | - | Copied to latest DCS. | NA | SPONS A&B | 2 | (BEAMS Note 2) Standard | - | - | 2 | FALSE
3950 | 42A07J | 9081 | 42A07J | Industrial Buildings | Uninsulated Buildings | Sheet Metal Cladding | over 20,000m2 | Eaves Height - 28m | Building Area only; Site strip vegetation; Strip foundations; Column bases; Insulated Concrete GF slab with DPM and Mesh,150 thick up to 10,000m2, 200mm thick over 10,000m2 GIA; Steel Portal frame with bolts and baseplates; Coated galvanised trapezoidal roof sheets with no insulation, on steel purlins; Roof lights; valley gutters; matching fascia and soffit; Rainwater downpipes and gutters; trapezoidal uninsulated wall system cladding on cladding rails; External roller shutter doors and personnel doors; Single phase electrics, lighting and power; Gas fuelled hot air burners; Underslab storm drainage from internal downpipes on building area greater than 1,000m2; | Location Adjustment Applicable (See Guidance Notes) - ERC = UK mean of 1.00 | (BEAMS Note 2) The ERC for this item should be added to all other rateable items on the hereditament (except land). Therefore the total of the ERC of the other Building Items and the P&M ERC (where applicable) to enable the correct contract size adjustment to be made. ERC of Building Component + ERC of P&M = Total ERC to which contract size adjustment should be applied. The appropriate % adjustment should be made in accordance with the scale for contract size adjustment specified under section 6 of the RCG 2023 Guidance notes. The currency ERC rates are set at £4m (Four Million Pounds) @ 1st April 2021 (AVD) for the RCG 2023 Publication. | The data consists of a typical Industrial shell. Works include the Industrial shell as described and includes works up to 1m perimeter to the building (1m wide paving slabs & foul/storm drainage), The cost include 2 no. personnel doors and roller shutters are included at 1 door up to 1,000m2 , 2 roller doors over 1,000m2 (GIA), and 4 roller doors over 5,000m2. Costs are for the shell only and do not include for internal rooms such as offices or toilets which should be added for seperately. See Variations for assistance. | - | - | - | - | - | Cavity Wall construction to lower walls should be added by measuring wall area at an E/O rate of £97m2(£5m2 less for uninsulated), single block walls are cost neutral. Additional roller shutter doors over and above the beacon specification at should be added at additonal cost of £ 232 each (4 x 4m) . Additional personnel doors over the assumed 2nr. - add £1,077 each. If no heating is present a deduction of £28m2 (GIA) should be made to the beacon cost. Internal offices (in Industrial complexes) should be added by reference to Cost Guide code series 42P04A -42P40V, Internal WC - 42P40W, amenity blocks - showers & toilets (New code TBC) & Canteens (New CodeTBC) | - | - | - |  | m2 | - | 3 - INDUSTRIAL | David Grace | Jim Allen | #N/A | Option 1 | ERROR | 0% | 592.0166 | 425.0538 | 0% | 0% | 425.0538 | 0% | Price Book Data | P. Avo | VOA_GPN_GOV_UK\7243572 | 2021-09-17 | Low | - | Low | - | - | Copied to latest DCS. | NA | SPONS A&B | 2 | (BEAMS Note 2) Standard | - | - | 2 | FALSE
3951 | 42A07K | 9082 | 42A07K | Industrial Buildings | Uninsulated Buildings | Sheet Metal Cladding | over 20,000m2 | Eaves Height - 29m | Building Area only; Site strip vegetation; Strip foundations; Column bases; Insulated Concrete GF slab with DPM and Mesh,150 thick up to 10,000m2, 200mm thick over 10,000m2 GIA; Steel Portal frame with bolts and baseplates; Coated galvanised trapezoidal roof sheets with no insulation, on steel purlins; Roof lights; valley gutters; matching fascia and soffit; Rainwater downpipes and gutters; trapezoidal uninsulated wall system cladding on cladding rails; External roller shutter doors and personnel doors; Single phase electrics, lighting and power; Gas fuelled hot air burners; Underslab storm drainage from internal downpipes on building area greater than 1,000m2; | Location Adjustment Applicable (See Guidance Notes) - ERC = UK mean of 1.00 | (BEAMS Note 2) The ERC for this item should be added to all other rateable items on the hereditament (except land). Therefore the total of the ERC of the other Building Items and the P&M ERC (where applicable) to enable the correct contract size adjustment to be made. ERC of Building Component + ERC of P&M = Total ERC to which contract size adjustment should be applied. The appropriate % adjustment should be made in accordance with the scale for contract size adjustment specified under section 6 of the RCG 2023 Guidance notes. The currency ERC rates are set at £4m (Four Million Pounds) @ 1st April 2021 (AVD) for the RCG 2023 Publication. | The data consists of a typical Industrial shell. Works include the Industrial shell as described and includes works up to 1m perimeter to the building (1m wide paving slabs & foul/storm drainage), The cost include 2 no. personnel doors and roller shutters are included at 1 door up to 1,000m2 , 2 roller doors over 1,000m2 (GIA), and 4 roller doors over 5,000m2. Costs are for the shell only and do not include for internal rooms such as offices or toilets which should be added for seperately. See Variations for assistance. | - | - | - | - | - | Cavity Wall construction to lower walls should be added by measuring wall area at an E/O rate of £97m2(£5m2 less for uninsulated), single block walls are cost neutral. Additional roller shutter doors over and above the beacon specification at should be added at additonal cost of £ 232 each (4 x 4m) . Additional personnel doors over the assumed 2nr. - add £1,077 each. If no heating is present a deduction of £28m2 (GIA) should be made to the beacon cost. Internal offices (in Industrial complexes) should be added by reference to Cost Guide code series 42P04A -42P40V, Internal WC - 42P40W, amenity blocks - showers & toilets (New code TBC) & Canteens (New CodeTBC) | - | - | - |  | m2 | - | 3 - INDUSTRIAL | David Grace | Jim Allen | #N/A | Option 1 | ERROR | 0% | 594.3948 | 426.7613 | 0% | 0% | 426.7613 | 0% | Price Book Data | P. Avo | VOA_GPN_GOV_UK\7243572 | 2021-09-17 | Low | - | Low | - | - | Copied to latest DCS. | NA | SPONS A&B | 2 | (BEAMS Note 2) Standard | - | - | 2 | FALSE
3952 | 42A07L | 9083 | 42A07L | Industrial Buildings | Uninsulated Buildings | Sheet Metal Cladding | over 20,000m2 | Eaves Height - 30m | Building Area only; Site strip vegetation; Strip foundations; Column bases; Insulated Concrete GF slab with DPM and Mesh,150 thick up to 10,000m2, 200mm thick over 10,000m2 GIA; Steel Portal frame with bolts and baseplates; Coated galvanised trapezoidal roof sheets with no insulation, on steel purlins; Roof lights; valley gutters; matching fascia and soffit; Rainwater downpipes and gutters; trapezoidal uninsulated wall system cladding on cladding rails; External roller shutter doors and personnel doors; Single phase electrics, lighting and power; Gas fuelled hot air burners; Underslab storm drainage from internal downpipes on building area greater than 1,000m2; | Location Adjustment Applicable (See Guidance Notes) - ERC = UK mean of 1.00 | (BEAMS Note 2) The ERC for this item should be added to all other rateable items on the hereditament (except land). Therefore the total of the ERC of the other Building Items and the P&M ERC (where applicable) to enable the correct contract size adjustment to be made. ERC of Building Component + ERC of P&M = Total ERC to which contract size adjustment should be applied. The appropriate % adjustment should be made in accordance with the scale for contract size adjustment specified under section 6 of the RCG 2023 Guidance notes. The currency ERC rates are set at £4m (Four Million Pounds) @ 1st April 2021 (AVD) for the RCG 2023 Publication. | The data consists of a typical Industrial shell. Works include the Industrial shell as described and includes works up to 1m perimeter to the building (1m wide paving slabs & foul/storm drainage), The cost include 2 no. personnel doors and roller shutters are included at 1 door up to 1,000m2 , 2 roller doors over 1,000m2 (GIA), and 4 roller doors over 5,000m2. Costs are for the shell only and do not include for internal rooms such as offices or toilets which should be added for seperately. See Variations for assistance. | - | - | - | - | - | Cavity Wall construction to lower walls should be added by measuring wall area at an E/O rate of £97m2(£5m2 less for uninsulated), single block walls are cost neutral. Additional roller shutter doors over and above the beacon specification at should be added at additonal cost of £ 232 each (4 x 4m) . Additional personnel doors over the assumed 2nr. - add £1,077 each. If no heating is present a deduction of £28m2 (GIA) should be made to the beacon cost. Internal offices (in Industrial complexes) should be added by reference to Cost Guide code series 42P04A -42P40V, Internal WC - 42P40W, amenity blocks - showers & toilets (New code TBC) & Canteens (New CodeTBC) | - | - | - |  | m2 | - | 3 - INDUSTRIAL | David Grace | Jim Allen | #N/A | Option 1 | ERROR | 0% | 596.7731 | 428.4688 | 0% | 0% | 428.4688 | 0% | Price Book Data | P. Avo | VOA_GPN_GOV_UK\7243572 | 2021-09-17 | Low | - | Low | - | - | Copied to latest DCS. | NA | SPONS A&B | 2 | (BEAMS Note 2) Standard | - | - | 2 | FALSE
3953 | 42A07M | 9084 | 42A07M | Industrial Buildings | Uninsulated Buildings | Sheet Metal Cladding | over 20,000m2 | Eaves Height - 31m | Building Area only; Site strip vegetation; Strip foundations; Column bases; Insulated Concrete GF slab with DPM and Mesh,150 thick up to 10,000m2, 200mm thick over 10,000m2 GIA; Steel Portal frame with bolts and baseplates; Coated galvanised trapezoidal roof sheets with no insulation, on steel purlins; Roof lights; valley gutters; matching fascia and soffit; Rainwater downpipes and gutters; trapezoidal uninsulated wall system cladding on cladding rails; External roller shutter doors and personnel doors; Single phase electrics, lighting and power; Gas fuelled hot air burners; Underslab storm drainage from internal downpipes on building area greater than 1,000m2; | Location Adjustment Applicable (See Guidance Notes) - ERC = UK mean of 1.00 | (BEAMS Note 2) The ERC for this item should be added to all other rateable items on the hereditament (except land). Therefore the total of the ERC of the other Building Items and the P&M ERC (where applicable) to enable the correct contract size adjustment to be made. ERC of Building Component + ERC of P&M = Total ERC to which contract size adjustment should be applied. The appropriate % adjustment should be made in accordance with the scale for contract size adjustment specified under section 6 of the RCG 2023 Guidance notes. The currency ERC rates are set at £4m (Four Million Pounds) @ 1st April 2021 (AVD) for the RCG 2023 Publication. | The data consists of a typical Industrial shell. Works include the Industrial shell as described and includes works up to 1m perimeter to the building (1m wide paving slabs & foul/storm drainage), The cost include 2 no. personnel doors and roller shutters are included at 1 door up to 1,000m2 , 2 roller doors over 1,000m2 (GIA), and 4 roller doors over 5,000m2. Costs are for the shell only and do not include for internal rooms such as offices or toilets which should be added for seperately. See Variations for assistance. | - | - | - | - | - | Cavity Wall construction to lower walls should be added by measuring wall area at an E/O rate of £97m2(£5m2 less for uninsulated), single block walls are cost neutral. Additional roller shutter doors over and above the beacon specification at should be added at additonal cost of £ 232 each (4 x 4m) . Additional personnel doors over the assumed 2nr. - add £1,077 each. If no heating is present a deduction of £28m2 (GIA) should be made to the beacon cost. Internal offices (in Industrial complexes) should be added by reference to Cost Guide code series 42P04A -42P40V, Internal WC - 42P40W, amenity blocks - showers & toilets (New code TBC) & Canteens (New CodeTBC) | - | - | - |  | m2 | - | 3 - INDUSTRIAL | David Grace | Jim Allen | #N/A | Option 1 | ERROR | 0% | 599.1513 | 430.1763 | 0% | 0% | 430.1763 | 0% | Price Book Data | P. Avo | VOA_GPN_GOV_UK\7243572 | 2021-09-17 | Low | - | Low | - | - | Copied to latest DCS. | NA | SPONS A&B | 2 | (BEAMS Note 2) Standard | - | - | 2 | FALSE
3954 | 42A07N | 9085 | 42A07N | Industrial Buildings | Uninsulated Buildings | Sheet Metal Cladding | over 20,000m2 | Eaves Height - 32m | Building Area only; Site strip vegetation; Strip foundations; Column bases; Insulated Concrete GF slab with DPM and Mesh,150 thick up to 10,000m2, 200mm thick over 10,000m2 GIA; Steel Portal frame with bolts and baseplates; Coated galvanised trapezoidal roof sheets with no insulation, on steel purlins; Roof lights; valley gutters; matching fascia and soffit; Rainwater downpipes and gutters; trapezoidal uninsulated wall system cladding on cladding rails; External roller shutter doors and personnel doors; Single phase electrics, lighting and power; Gas fuelled hot air burners; Underslab storm drainage from internal downpipes on building area greater than 1,000m2; | Location Adjustment Applicable (See Guidance Notes) - ERC = UK mean of 1.00 | (BEAMS Note 2) The ERC for this item should be added to all other rateable items on the hereditament (except land). Therefore the total of the ERC of the other Building Items and the P&M ERC (where applicable) to enable the correct contract size adjustment to be made. ERC of Building Component + ERC of P&M = Total ERC to which contract size adjustment should be applied. The appropriate % adjustment should be made in accordance with the scale for contract size adjustment specified under section 6 of the RCG 2023 Guidance notes. The currency ERC rates are set at £4m (Four Million Pounds) @ 1st April 2021 (AVD) for the RCG 2023 Publication. | The data consists of a typical Industrial shell. Works include the Industrial shell as described and includes works up to 1m perimeter to the building (1m wide paving slabs & foul/storm drainage), The cost include 2 no. personnel doors and roller shutters are included at 1 door up to 1,000m2 , 2 roller doors over 1,000m2 (GIA), and 4 roller doors over 5,000m2. Costs are for the shell only and do not include for internal rooms such as offices or toilets which should be added for seperately. See Variations for assistance. | - | - | - | - | - | Cavity Wall construction to lower walls should be added by measuring wall area at an E/O rate of £97m2(£5m2 less for uninsulated), single block walls are cost neutral. Additional roller shutter doors over and above the beacon specification at should be added at additonal cost of £ 232 each (4 x 4m) . Additional personnel doors over the assumed 2nr. - add £1,077 each. If no heating is present a deduction of £28m2 (GIA) should be made to the beacon cost. Internal offices (in Industrial complexes) should be added by reference to Cost Guide code series 42P04A -42P40V, Internal WC - 42P40W, amenity blocks - showers & toilets (New code TBC) & Canteens (New CodeTBC) | - | - | - |  | m2 | - | 3 - INDUSTRIAL | David Grace | Jim Allen | #N/A | Option 1 | ERROR | 0% | 601.5295 | 431.8838 | 0% | 0% | 431.8838 | 0% | Price Book Data | P. Avo | VOA_GPN_GOV_UK\7243572 | 2021-09-17 | Low | - | Low | - | - | Copied to latest DCS. | NA | SPONS A&B | 2 | (BEAMS Note 2) Standard | - | - | 2 | FALSE
3955 | 42A07P | 9086 | 42A07P | Industrial Buildings | Uninsulated Buildings | Sheet Metal Cladding | over 20,000m2 | Eaves Height - 33m | Building Area only; Site strip vegetation; Strip foundations; Column bases; Insulated Concrete GF slab with DPM and Mesh,150 thick up to 10,000m2, 200mm thick over 10,000m2 GIA; Steel Portal frame with bolts and baseplates; Coated galvanised trapezoidal roof sheets with no insulation, on steel purlins; Roof lights; valley gutters; matching fascia and soffit; Rainwater downpipes and gutters; trapezoidal uninsulated wall system cladding on cladding rails; External roller shutter doors and personnel doors; Single phase electrics, lighting and power; Gas fuelled hot air burners; Underslab storm drainage from internal downpipes on building area greater than 1,000m2; | Location Adjustment Applicable (See Guidance Notes) - ERC = UK mean of 1.00 | (BEAMS Note 2) The ERC for this item should be added to all other rateable items on the hereditament (except land). Therefore the total of the ERC of the other Building Items and the P&M ERC (where applicable) to enable the correct contract size adjustment to be made. ERC of Building Component + ERC of P&M = Total ERC to which contract size adjustment should be applied. The appropriate % adjustment should be made in accordance with the scale for contract size adjustment specified under section 6 of the RCG 2023 Guidance notes. The currency ERC rates are set at £4m (Four Million Pounds) @ 1st April 2021 (AVD) for the RCG 2023 Publication. | The data consists of a typical Industrial shell. Works include the Industrial shell as described and includes works up to 1m perimeter to the building (1m wide paving slabs & foul/storm drainage), The cost include 2 no. personnel doors and roller shutters are included at 1 door up to 1,000m2 , 2 roller doors over 1,000m2 (GIA), and 4 roller doors over 5,000m2. Costs are for the shell only and do not include for internal rooms such as offices or toilets which should be added for seperately. See Variations for assistance. | - | - | - | - | - | Cavity Wall construction to lower walls should be added by measuring wall area at an E/O rate of £97m2(£5m2 less for uninsulated), single block walls are cost neutral. Additional roller shutter doors over and above the beacon specification at should be added at additonal cost of £ 232 each (4 x 4m) . Additional personnel doors over the assumed 2nr. - add £1,077 each. If no heating is present a deduction of £28m2 (GIA) should be made to the beacon cost. Internal offices (in Industrial complexes) should be added by reference to Cost Guide code series 42P04A -42P40V, Internal WC - 42P40W, amenity blocks - showers & toilets (New code TBC) & Canteens (New CodeTBC) | - | - | - |  | m2 | - | 3 - INDUSTRIAL | David Grace | Jim Allen | #N/A | Option 1 | ERROR | 0% | 603.9077 | 433.5913 | 0% | 0% | 433.5913 | 0% | Price Book Data | P. Avo | VOA_GPN_GOV_UK\7243572 | 2021-09-17 | Low | - | Low | - | - | Copied to latest DCS. | NA | SPONS A&B | 2 | (BEAMS Note 2) Standard | - | - | 2 | FALSE
3956 | 42A07Q | 9087 | 42A07Q | Industrial Buildings | Uninsulated Buildings | Sheet Metal Cladding | over 20,000m2 | Eaves Height - 34m | Building Area only; Site strip vegetation; Strip foundations; Column bases; Insulated Concrete GF slab with DPM and Mesh,150 thick up to 10,000m2, 200mm thick over 10,000m2 GIA; Steel Portal frame with bolts and baseplates; Coated galvanised trapezoidal roof sheets with no insulation, on steel purlins; Roof lights; valley gutters; matching fascia and soffit; Rainwater downpipes and gutters; trapezoidal uninsulated wall system cladding on cladding rails; External roller shutter doors and personnel doors; Single phase electrics, lighting and power; Gas fuelled hot air burners; Underslab storm drainage from internal downpipes on building area greater than 1,000m2; | Location Adjustment Applicable (See Guidance Notes) - ERC = UK mean of 1.00 | (BEAMS Note 2) The ERC for this item should be added to all other rateable items on the hereditament (except land). Therefore the total of the ERC of the other Building Items and the P&M ERC (where applicable) to enable the correct contract size adjustment to be made. ERC of Building Component + ERC of P&M = Total ERC to which contract size adjustment should be applied. The appropriate % adjustment should be made in accordance with the scale for contract size adjustment specified under section 6 of the RCG 2023 Guidance notes. The currency ERC rates are set at £4m (Four Million Pounds) @ 1st April 2021 (AVD) for the RCG 2023 Publication. | The data consists of a typical Industrial shell. Works include the Industrial shell as described and includes works up to 1m perimeter to the building (1m wide paving slabs & foul/storm drainage), The cost include 2 no. personnel doors and roller shutters are included at 1 door up to 1,000m2 , 2 roller doors over 1,000m2 (GIA), and 4 roller doors over 5,000m2. Costs are for the shell only and do not include for internal rooms such as offices or toilets which should be added for seperately. See Variations for assistance. | - | - | - | - | - | Cavity Wall construction to lower walls should be added by measuring wall area at an E/O rate of £97m2(£5m2 less for uninsulated), single block walls are cost neutral. Additional roller shutter doors over and above the beacon specification at should be added at additonal cost of £ 232 each (4 x 4m) . Additional personnel doors over the assumed 2nr. - add £1,077 each. If no heating is present a deduction of £28m2 (GIA) should be made to the beacon cost. Internal offices (in Industrial complexes) should be added by reference to Cost Guide code series 42P04A -42P40V, Internal WC - 42P40W, amenity blocks - showers & toilets (New code TBC) & Canteens (New CodeTBC) | - | - | - |  | m2 | - | 3 - INDUSTRIAL | David Grace | Jim Allen | #N/A | Option 1 | ERROR | 0% | 606.2859 | 435.2988 | 0% | 0% | 435.2988 | 0% | Price Book Data | P. Avo | VOA_GPN_GOV_UK\7243572 | 2021-09-17 | Low | - | Low | - | - | Copied to latest DCS. | NA | SPONS A&B | 2 | (BEAMS Note 2) Standard | - | - | 2 | FALSE
3957 | 42A07R | 9088 | 42A07R | Industrial Buildings | Uninsulated Buildings | Sheet Metal Cladding | over 20,000m2 | Eaves Height - 35m | Building Area only; Site strip vegetation; Strip foundations; Column bases; Insulated Concrete GF slab with DPM and Mesh,150 thick up to 10,000m2, 200mm thick over 10,000m2 GIA; Steel Portal frame with bolts and baseplates; Coated galvanised trapezoidal roof sheets with no insulation, on steel purlins; Roof lights; valley gutters; matching fascia and soffit; Rainwater downpipes and gutters; trapezoidal uninsulated wall system cladding on cladding rails; External roller shutter doors and personnel doors; Single phase electrics, lighting and power ; EXCLUDES heating ; Underslab storm drainage from internal downpipes on building area greater than 1,000m2 | Location Adjustment Applicable (See Guidance Notes) - ERC = UK mean of 1.00 | (BEAMS Note 2) The ERC for this item should be added to all other rateable items on the hereditament (except land). Therefore the total of the ERC of the other Building Items and the P&M ERC (where applicable) to enable the correct contract size adjustment to be made. ERC of Building Component + ERC of P&M = Total ERC to which contract size adjustment should be applied. The appropriate % adjustment should be made in accordance with the scale for contract size adjustment specified under section 6 of the RCG 2023 Guidance notes. The currency ERC rates are set at £4m (Four Million Pounds) @ 1st April 2021 (AVD) for the RCG 2023 Publication. | The data consists of a typical Industrial shell. Works include the Industrial shell as described and includes works up to 1m perimeter to the building (1m wide paving slabs & foul/storm drainage), The cost include 2 no. personnel doors and roller shutters are included at 1 door up to 1,000m2 , 2 roller doors over 1,000m2 (GIA), and 4 roller doors over 5,000m2. Costs are for the shell only and do not include for internal rooms such as offices or toilets which should be added for seperately. See Variations for assistance. | - | - | - | - | - | Cavity Wall construction to lower walls should be added by measuring wall area at an E/O rate of £97m2(£5m2 less for uninsulated), single block walls are cost neutral. Additional roller shutter doors over and above the beacon specification at should be added at additonal cost of £ 232 each (4 x 4m) . Additional personnel doors over the assumed 2nr. - add £1,077 each. If heating is required an addition of £32/m2 (GIA) should be made to the beacon cost. Internal offices (in Industrial complexes) should be added by reference to Cost Guide code series 42P04A -42P40V, Internal WC - 42P40W | - | - | - |  | m2 | - | 3 - INDUSTRIAL | David Grace | Jim Allen | #N/A | Option 1 | ERROR | 0% | 608.6641 | 437.0063 | 0% | 0% | 437.0063 | 0% | Price Book Data | P. Avo | VOA_GPN_GOV_UK\7243572 | 2021-09-17 | Low | - | Low | - | - | Copied to latest DCS. | NA | SPONS A&B | 2 | (BEAMS Note 2) Standard | - | - | 2 | TRUE
3958 | 41P60A | 5672 | 41P60A | Industrial Buildings | Uninsulated Buildings | Sheet Metal Cladding | 101 - 250m2 | Eaves Height - 3m | Building Area only; Site strip vegetation; Strip foundations; Column bases; Insulated Concrete GF slab with DPM and Mesh,150 thick up to 10,000m2, 200mm thick over 10,000m2 GIA; Steel Portal frame with bolts and baseplates; Coated galvanised trapezoidal roof sheets with no insulation, on steel purlins; Roof lights; valley gutters; matching fascia and soffit; Rainwater downpipes and gutters; trapezoidal uninsulated wall system cladding on cladding rails; External roller shutter doors and personnel doors; Single phase electrics, lighting and power ; EXCLUDES heating ; Underslab storm drainage from internal downpipes on building area greater than 1,000m2 | Location Adjustment Applicable (See Guidance Notes) - ERC = UK mean of 1.00 | (BEAMS Note 2) The ERC for this item should be added to all other rateable items on the hereditament (except land). Therefore the total of the ERC of the other Building Items and the P&M ERC (where applicable) to enable the correct contract size adjustment to be made. ERC of Building Component + ERC of P&M = Total ERC to which contract size adjustment should be applied. The appropriate % adjustment should be made in accordance with the scale for contract size adjustment specified under section 6 of the RCG 2023 Guidance notes. The currency ERC rates are set at £4m (Four Million Pounds) @ 1st April 2021 (AVD) for the RCG 2023 Publication. | The data consists of a typical Industrial shell. Works include the Industrial shell as described and includes works up to 1m perimeter to the building (1m wide paving slabs & foul/storm drainage), The cost include 2 no. personnel doors and roller shutters are included at 1 door up to 1,000m2 , 2 roller doors over 1,000m2 (GIA), and 4 roller doors over 5,000m2. Costs are for the shell only and do not include for internal rooms such as offices or toilets which should be added for seperately. See Variations for assistance. | - | - | - | - | - | Cavity Wall construction to lower walls should be added by measuring wall area at an E/O rate of £97m2(£5m2 less for uninsulated), single block walls are cost neutral. Additional roller shutter doors over and above the beacon specification at should be added at additonal cost of £ 232 each (4 x 4m) . Additional personnel doors over the assumed 2nr. - add £1,077 each. If heating is required an addition of £32/m2 (GIA) should be made to the beacon cost. Internal offices (in Industrial complexes) should be added by reference to Cost Guide code series 42P04A -42P40V, Internal WC - 42P40W | - | - | 10083 | 41P02A, 41P22A, 41U22A, 41U42A, 41Z02A, 41Z12A | m2 | - | 3 - INDUSTRIAL | David Grace | Jim Allen | 280.6223 | Option 1 | 347.9166 | 23.98% | 818.0875 | 587.3673 | 109.3% | 68.82% | 587.3673 | 109.3% | Price Book Data | P. Avo | VOA_GPN_GOV_UK\7243572 | 2021-09-20 | Low | - | Low | - | - | Copied to latest DCS. | NA | SPONS A&B | 2 | (BEAMS Note 2) Standard | - | - | 2 | TRUE
3959 | 41P60B | 5673 | 41P60B | Industrial Buildings | Uninsulated Buildings | Sheet Metal Cladding | 101 - 250m2 | Eaves Height - 3.5m | Building Area only; Site strip vegetation; Strip foundations; Column bases; Insulated Concrete GF slab with DPM and Mesh,150 thick up to 10,000m2, 200mm thick over 10,000m2 GIA; Steel Portal frame with bolts and baseplates; Coated galvanised trapezoidal roof sheets with no insulation, on steel purlins; Roof lights; valley gutters; matching fascia and soffit; Rainwater downpipes and gutters; trapezoidal uninsulated wall system cladding on cladding rails; External roller shutter doors and personnel doors; Single phase electrics, lighting and power; Gas fuelled hot air burners; Underslab storm drainage from internal downpipes on building area greater than 1,000m2; | Location Adjustment Applicable (See Guidance Notes) - ERC = UK mean of 1.00 | (BEAMS Note 2) The ERC for this item should be added to all other rateable items on the hereditament (except land). Therefore the total of the ERC of the other Building Items and the P&M ERC (where applicable) to enable the correct contract size adjustment to be made. ERC of Building Component + ERC of P&M = Total ERC to which contract size adjustment should be applied. The appropriate % adjustment should be made in accordance with the scale for contract size adjustment specified under section 6 of the RCG 2023 Guidance notes. The currency ERC rates are set at £4m (Four Million Pounds) @ 1st April 2021 (AVD) for the RCG 2023 Publication. | The data consists of a typical Industrial shell. Works include the Industrial shell as described and includes works up to 1m perimeter to the building (1m wide paving slabs & foul/storm drainage), The cost include 2 no. personnel doors and roller shutters are included at 1 door up to 1,000m2 , 2 roller doors over 1,000m2 (GIA), and 4 roller doors over 5,000m2. Costs are for the shell only and do not include for internal rooms such as offices or toilets which should be added for seperately. See Variations for assistance. | - | - | - | - | - | Cavity Wall construction to lower walls should be added by measuring wall area at an E/O rate of £97m2(£5m2 less for uninsulated), single block walls are cost neutral. Additional roller shutter doors over and above the beacon specification at should be added at additonal cost of £ 232 each (4 x 4m) . Additional personnel doors over the assumed 2nr. - add £1,077 each. If no heating is present a deduction of £28m2 (GIA) should be made to the beacon cost. Internal offices (in Industrial complexes) should be added by reference to Cost Guide code series 42P04A -42P40V, Internal WC - 42P40W, amenity blocks - showers & toilets (New code TBC) & Canteens (New CodeTBC) | - | - | - | 41P02C, 41P22C, 41U22C, 41U42C, 41Z02C, 41Z12C | m2 | - | 3 - INDUSTRIAL | David Grace | Jim Allen | 289.0794 | Option 1 | 358.4018 | 23.98% | 833.7936 | 598.6439 | 107.1% | 67.03% | 598.6439 | 107.1% | Price Book Data | P. Avo | VOA_GPN_GOV_UK\7243572 | 2021-09-20 | Low | - | Low | - | - | Copied to latest DCS. | NA | SPONS A&B | 2 | (BEAMS Note 2) Standard | - | - | 2 | FALSE
3960 | 41P60C | 5674 | 41P60C | Industrial Buildings | Uninsulated Buildings | Sheet Metal Cladding | 101 - 250m2 | Eaves Height - 4m | Building Area only; Site strip vegetation; Strip foundations; Column bases; Insulated Concrete GF slab with DPM and Mesh,150 thick up to 10,000m2, 200mm thick over 10,000m2 GIA; Steel Portal frame with bolts and baseplates; Coated galvanised trapezoidal roof sheets with no insulation, on steel purlins; Roof lights; valley gutters; matching fascia and soffit; Rainwater downpipes and gutters; trapezoidal uninsulated wall system cladding on cladding rails; External roller shutter doors and personnel doors; Single phase electrics, lighting and power; Gas fuelled hot air burners; Underslab storm drainage from internal downpipes on building area greater than 1,000m2; | Location Adjustment Applicable (See Guidance Notes) - ERC = UK mean of 1.00 | (BEAMS Note 2) The ERC for this item should be added to all other rateable items on the hereditament (except land). Therefore the total of the ERC of the other Building Items and the P&M ERC (where applicable) to enable the correct contract size adjustment to be made. ERC of Building Component + ERC of P&M = Total ERC to which contract size adjustment should be applied. The appropriate % adjustment should be made in accordance with the scale for contract size adjustment specified under section 6 of the RCG 2023 Guidance notes. The currency ERC rates are set at £4m (Four Million Pounds) @ 1st April 2021 (AVD) for the RCG 2023 Publication. | The data consists of a typical Industrial shell. Works include the Industrial shell as described and includes works up to 1m perimeter to the building (1m wide paving slabs & foul/storm drainage), The cost include 2 no. personnel doors and roller shutters are included at 1 door up to 1,000m2 , 2 roller doors over 1,000m2 (GIA), and 4 roller doors over 5,000m2. Costs are for the shell only and do not include for internal rooms such as offices or toilets which should be added for seperately. See Variations for assistance. | - | - | - | - | - | Cavity Wall construction to lower walls should be added by measuring wall area at an E/O rate of £97m2(£5m2 less for uninsulated), single block walls are cost neutral. Additional roller shutter doors over and above the beacon specification at should be added at additonal cost of £ 232 each (4 x 4m) . Additional personnel doors over the assumed 2nr. - add £1,077 each. If no heating is present a deduction of £28m2 (GIA) should be made to the beacon cost. Internal offices (in Industrial complexes) should be added by reference to Cost Guide code series 42P04A -42P40V, Internal WC - 42P40W, amenity blocks - showers & toilets (New code TBC) & Canteens (New CodeTBC) | - | - | - | 41P04E, 41P24E, 41R02C, 41U24E, 41U44E, 41Z04E, 41Z14E | m2 | - | 3 - INDUSTRIAL | David Grace | Jim Allen | 299.0741 | Option 1 | 370.7934 | 23.98% | 849.4997 | 609.9204 | 103.9% | 64.49% | 609.9204 | 103.9% | Price Book Data | P. Avo | VOA_GPN_GOV_UK\7243572 | 2021-09-20 | Low | - | Low | - | - | Copied to latest DCS. | NA | SPONS A&B | 2 | (BEAMS Note 2) Standard | - | - | 2 | FALSE
3961 | 41P60E | 5675 | 41P60E | Industrial Buildings | Uninsulated Buildings | Sheet Metal Cladding | 101 - 250m2 | Eaves Height - 4.5m | Building Area only; Site strip vegetation; Strip foundations; Column bases; Insulated Concrete GF slab with DPM and Mesh,150 thick up to 10,000m2, 200mm thick over 10,000m2 GIA; Steel Portal frame with bolts and baseplates; Coated galvanised trapezoidal roof sheets with no insulation, on steel purlins; Roof lights; valley gutters; matching fascia and soffit; Rainwater downpipes and gutters; trapezoidal uninsulated wall system cladding on cladding rails; External roller shutter doors and personnel doors; Single phase electrics, lighting and power; Gas fuelled hot air burners; Underslab storm drainage from internal downpipes on building area greater than 1,000m2; | Location Adjustment Applicable (See Guidance Notes) - ERC = UK mean of 1.00 | (BEAMS Note 2) The ERC for this item should be added to all other rateable items on the hereditament (except land). Therefore the total of the ERC of the other Building Items and the P&M ERC (where applicable) to enable the correct contract size adjustment to be made. ERC of Building Component + ERC of P&M = Total ERC to which contract size adjustment should be applied. The appropriate % adjustment should be made in accordance with the scale for contract size adjustment specified under section 6 of the RCG 2023 Guidance notes. The currency ERC rates are set at £4m (Four Million Pounds) @ 1st April 2021 (AVD) for the RCG 2023 Publication. | The data consists of a typical Industrial shell. Works include the Industrial shell as described and includes works up to 1m perimeter to the building (1m wide paving slabs & foul/storm drainage), The cost include 2 no. personnel doors and roller shutters are included at 1 door up to 1,000m2 , 2 roller doors over 1,000m2 (GIA), and 4 roller doors over 5,000m2. Costs are for the shell only and do not include for internal rooms such as offices or toilets which should be added for seperately. See Variations for assistance. | - | - | - | - | - | Cavity Wall construction to lower walls should be added by measuring wall area at an E/O rate of £97m2(£5m2 less for uninsulated), single block walls are cost neutral. Additional roller shutter doors over and above the beacon specification at should be added at additonal cost of £ 232 each (4 x 4m) . Additional personnel doors over the assumed 2nr. - add £1,077 each. If no heating is present a deduction of £28m2 (GIA) should be made to the beacon cost. Internal offices (in Industrial complexes) should be added by reference to Cost Guide code series 42P04A -42P40V, Internal WC - 42P40W, amenity blocks - showers & toilets (New code TBC) & Canteens (New CodeTBC) | - | - | - | 41P02G, 41P22G, 41U22G, 41U42G, 41Z02G, 41Z12G | m2 | - | 3 - INDUSTRIAL | David Grace | Jim Allen | 305.9936 | Option 1 | 379.3721 | 23.98% | 865.2057 | 621.197 | 103% | 63.74% | 621.197 | 103% | Price Book Data | P. Avo | VOA_GPN_GOV_UK\7243572 | 2021-09-20 | Low | - | Low | - | - | Copied to latest DCS. | NA | SPONS A&B | 2 | (BEAMS Note 2) Standard | - | - | 2 | FALSE
3962 | 41P60F | 5687 | 41P60F | Industrial Buildings | Uninsulated Buildings | Sheet Metal Cladding | 101 - 250m2 | Eaves Height - 5m | Building Area only; Site strip vegetation; Strip foundations; Column bases; Insulated Concrete GF slab with DPM and Mesh,150 thick up to 10,000m2, 200mm thick over 10,000m2 GIA; Steel Portal frame with bolts and baseplates; Coated galvanised trapezoidal roof sheets with no insulation, on steel purlins; Roof lights; valley gutters; matching fascia and soffit; Rainwater downpipes and gutters; trapezoidal uninsulated wall system cladding on cladding rails; External roller shutter doors and personnel doors; Single phase electrics, lighting and power; Gas fuelled hot air burners; Underslab storm drainage from internal downpipes on building area greater than 1,000m2; | Location Adjustment Applicable (See Guidance Notes) - ERC = UK mean of 1.00 | (BEAMS Note 2) The ERC for this item should be added to all other rateable items on the hereditament (except land). Therefore the total of the ERC of the other Building Items and the P&M ERC (where applicable) to enable the correct contract size adjustment to be made. ERC of Building Component + ERC of P&M = Total ERC to which contract size adjustment should be applied. The appropriate % adjustment should be made in accordance with the scale for contract size adjustment specified under section 6 of the RCG 2023 Guidance notes. The currency ERC rates are set at £4m (Four Million Pounds) @ 1st April 2021 (AVD) for the RCG 2023 Publication. | The data consists of a typical Industrial shell. Works include the Industrial shell as described and includes works up to 1m perimeter to the building (1m wide paving slabs & foul/storm drainage), The cost include 2 no. personnel doors and roller shutters are included at 1 door up to 1,000m2 , 2 roller doors over 1,000m2 (GIA), and 4 roller doors over 5,000m2. Costs are for the shell only and do not include for internal rooms such as offices or toilets which should be added for seperately. See Variations for assistance. | - | - | - | - | - | Cavity Wall construction to lower walls should be added by measuring wall area at an E/O rate of £97m2(£5m2 less for uninsulated), single block walls are cost neutral. Additional roller shutter doors over and above the beacon specification at should be added at additonal cost of £ 232 each (4 x 4m) . Additional personnel doors over the assumed 2nr. - add £1,077 each. If no heating is present a deduction of £28m2 (GIA) should be made to the beacon cost. Internal offices (in Industrial complexes) should be added by reference to Cost Guide code series 42P04A -42P40V, Internal WC - 42P40W, amenity blocks - showers & toilets (New code TBC) & Canteens (New CodeTBC) | - | - | - | 41P02H, 41P22H, 41U22I, 41U42I, 41Z02H, 41Z12H | m2 | - | 3 - INDUSTRIAL | David Grace | Jim Allen | 314.4507 | Option 1 | 389.8573 | 23.98% | 880.9118 | 632.4736 | 101.1% | 62.23% | 632.4736 | 101.1% | Price Book Data | P. Avo | VOA_GPN_GOV_UK\7243572 | 2021-09-20 | Low | - | Low | - | - | Copied to latest DCS. | NA | SPONS A&B | 2 | (BEAMS Note 2) Standard | - | - | 2 | FALSE
3963 | 41P60G | 5688 | 41P60G | Industrial Buildings | Uninsulated Buildings | Sheet Metal Cladding | 101 - 250m2 | Eaves Height - 5.5m | Building Area only; Site strip vegetation; Strip foundations; Column bases; Insulated Concrete GF slab with DPM and Mesh,150 thick up to 10,000m2, 200mm thick over 10,000m2 GIA; Steel Portal frame with bolts and baseplates; Coated galvanised trapezoidal roof sheets with no insulation, on steel purlins; Roof lights; valley gutters; matching fascia and soffit; Rainwater downpipes and gutters; trapezoidal uninsulated wall system cladding on cladding rails; External roller shutter doors and personnel doors; Single phase electrics, lighting and power; Gas fuelled hot air burners; Underslab storm drainage from internal downpipes on building area greater than 1,000m2; | Location Adjustment Applicable (See Guidance Notes) - ERC = UK mean of 1.00 | (BEAMS Note 2) The ERC for this item should be added to all other rateable items on the hereditament (except land). Therefore the total of the ERC of the other Building Items and the P&M ERC (where applicable) to enable the correct contract size adjustment to be made. ERC of Building Component + ERC of P&M = Total ERC to which contract size adjustment should be applied. The appropriate % adjustment should be made in accordance with the scale for contract size adjustment specified under section 6 of the RCG 2023 Guidance notes. The currency ERC rates are set at £4m (Four Million Pounds) @ 1st April 2021 (AVD) for the RCG 2023 Publication. | The data consists of a typical Industrial shell. Works include the Industrial shell as described and includes works up to 1m perimeter to the building (1m wide paving slabs & foul/storm drainage), The cost include 2 no. personnel doors and roller shutters are included at 1 door up to 1,000m2 , 2 roller doors over 1,000m2 (GIA), and 4 roller doors over 5,000m2. Costs are for the shell only and do not include for internal rooms such as offices or toilets which should be added for seperately. See Variations for assistance. | - | - | - | - | - | Cavity Wall construction to lower walls should be added by measuring wall area at an E/O rate of £97m2(£5m2 less for uninsulated), single block walls are cost neutral. Additional roller shutter doors over and above the beacon specification at should be added at additonal cost of £ 232 each (4 x 4m) . Additional personnel doors over the assumed 2nr. - add £1,077 each. If no heating is present a deduction of £28m2 (GIA) should be made to the beacon cost. Internal offices (in Industrial complexes) should be added by reference to Cost Guide code series 42P04A -42P40V, Internal WC - 42P40W, amenity blocks - showers & toilets (New code TBC) & Canteens (New CodeTBC) | - | - | - | 41P02K, 41P22K, 41U22K, 41U42K, 41Z02K, 41Z12K | m2 | - | 3 - INDUSTRIAL | David Grace | Jim Allen | 343.6662 | Option 1 | 426.0787 | 23.98% | 896.6179 | 643.7502 | 87.32% | 51.09% | 643.7502 | 87.32% | Price Book Data | P. Avo | VOA_GPN_GOV_UK\7243572 | 2021-09-20 | Low | - | Low | - | - | Copied to latest DCS. | NA | SPONS A&B | 2 | (BEAMS Note 2) Standard | - | - | 2 | FALSE
3964 | 41P60H | 5689 | 41P60H | Industrial Buildings | Uninsulated Buildings | Sheet Metal Cladding | 101 - 250m2 | Eaves Height - 6m | Building Area only; Site strip vegetation; Strip foundations; Column bases; Insulated Concrete GF slab with DPM and Mesh,150 thick up to 10,000m2, 200mm thick over 10,000m2 GIA; Steel Portal frame with bolts and baseplates; Coated galvanised trapezoidal roof sheets with no insulation, on steel purlins; Roof lights; valley gutters; matching fascia and soffit; Rainwater downpipes and gutters; trapezoidal uninsulated wall system cladding on cladding rails; External roller shutter doors and personnel doors; Single phase electrics, lighting and power; Gas fuelled hot air burners; Underslab storm drainage from internal downpipes on building area greater than 1,000m2; | Location Adjustment Applicable (See Guidance Notes) - ERC = UK mean of 1.00 | (BEAMS Note 2) The ERC for this item should be added to all other rateable items on the hereditament (except land). Therefore the total of the ERC of the other Building Items and the P&M ERC (where applicable) to enable the correct contract size adjustment to be made. ERC of Building Component + ERC of P&M = Total ERC to which contract size adjustment should be applied. The appropriate % adjustment should be made in accordance with the scale for contract size adjustment specified under section 6 of the RCG 2023 Guidance notes. The currency ERC rates are set at £4m (Four Million Pounds) @ 1st April 2021 (AVD) for the RCG 2023 Publication. | The data consists of a typical Industrial shell. Works include the Industrial shell as described and includes works up to 1m perimeter to the building (1m wide paving slabs & foul/storm drainage), The cost include 2 no. personnel doors and roller shutters are included at 1 door up to 1,000m2 , 2 roller doors over 1,000m2 (GIA), and 4 roller doors over 5,000m2. Costs are for the shell only and do not include for internal rooms such as offices or toilets which should be added for seperately. See Variations for assistance. | - | - | - | - | - | Cavity Wall construction to lower walls should be added by measuring wall area at an E/O rate of £97m2(£5m2 less for uninsulated), single block walls are cost neutral. Additional roller shutter doors over and above the beacon specification at should be added at additonal cost of £ 232 each (4 x 4m) . Additional personnel doors over the assumed 2nr. - add £1,077 each. If no heating is present a deduction of £28m2 (GIA) should be made to the beacon cost. Internal offices (in Industrial complexes) should be added by reference to Cost Guide code series 42P04A -42P40V, Internal WC - 42P40W, amenity blocks - showers & toilets (New code TBC) & Canteens (New CodeTBC) | - | - | - | 41P02M, 41P22M, 41U22M, 41U42M, 41Z02M, 41Z12M | m2 | - | 3 - INDUSTRIAL | David Grace | Jim Allen | 353.6609 | Option 1 | 438.4703 | 23.98% | 912.324 | 655.0268 | 85.21% | 49.39% | 655.0268 | 85.21% | Price Book Data | P. Avo | VOA_GPN_GOV_UK\7243572 | 2021-09-20 | Low | - | Low | - | - | Copied to latest DCS. | NA | SPONS A&B | 2 | (BEAMS Note 2) Standard | - | - | 2 | FALSE
3965 | 41P60J | 5690 | 41P60J | Industrial Buildings | Uninsulated Buildings | Sheet Metal Cladding | 101 - 250m2 | Eaves Height - 6.5m | Building Area only; Site strip vegetation; Strip foundations; Column bases; Insulated Concrete GF slab with DPM and Mesh,150 thick up to 10,000m2, 200mm thick over 10,000m2 GIA; Steel Portal frame with bolts and baseplates; Coated galvanised trapezoidal roof sheets with no insulation, on steel purlins; Roof lights; valley gutters; matching fascia and soffit; Rainwater downpipes and gutters; trapezoidal uninsulated wall system cladding on cladding rails; External roller shutter doors and personnel doors; Single phase electrics, lighting and power; Gas fuelled hot air burners; Underslab storm drainage from internal downpipes on building area greater than 1,000m2; | Location Adjustment Applicable (See Guidance Notes) - ERC = UK mean of 1.00 | (BEAMS Note 2) The ERC for this item should be added to all other rateable items on the hereditament (except land). Therefore the total of the ERC of the other Building Items and the P&M ERC (where applicable) to enable the correct contract size adjustment to be made. ERC of Building Component + ERC of P&M = Total ERC to which contract size adjustment should be applied. The appropriate % adjustment should be made in accordance with the scale for contract size adjustment specified under section 6 of the RCG 2023 Guidance notes. The currency ERC rates are set at £4m (Four Million Pounds) @ 1st April 2021 (AVD) for the RCG 2023 Publication. | The data consists of a typical Industrial shell. Works include the Industrial shell as described and includes works up to 1m perimeter to the building (1m wide paving slabs & foul/storm drainage), The cost include 2 no. personnel doors and roller shutters are included at 1 door up to 1,000m2 , 2 roller doors over 1,000m2 (GIA), and 4 roller doors over 5,000m2. Costs are for the shell only and do not include for internal rooms such as offices or toilets which should be added for seperately. See Variations for assistance. | - | - | - | - | - | Cavity Wall construction to lower walls should be added by measuring wall area at an E/O rate of £97m2(£5m2 less for uninsulated), single block walls are cost neutral. Additional roller shutter doors over and above the beacon specification at should be added at additonal cost of £ 232 each (4 x 4m) . Additional personnel doors over the assumed 2nr. - add £1,077 each. If no heating is present a deduction of £28m2 (GIA) should be made to the beacon cost. Internal offices (in Industrial complexes) should be added by reference to Cost Guide code series 42P04A -42P40V, Internal WC - 42P40W, amenity blocks - showers & toilets (New code TBC) & Canteens (New CodeTBC) | - | - | - | 41P02P, 41P22P, 41U22P, 41U42P, 41Z02P, 41Z12P | m2 | - | 3 - INDUSTRIAL | David Grace | Jim Allen | 362.8869 | Option 1 | 449.9086 | 23.98% | 928.03 | 666.3034 | 83.61% | 48.1% | 666.3034 | 83.61% | Price Book Data | P. Avo | VOA_GPN_GOV_UK\7243572 | 2021-10-11 | Low | - | Low | - | - | Copied to latest DCS. | NA | SPONS A&B | 2 | (BEAMS Note 2) Standard | - | - | 2 | FALSE
3966 | 41P60L | 5691 | 41P60L | Industrial Buildings | Uninsulated Buildings | Sheet Metal Cladding | 101 - 250m2 | Eaves Height - 7m | Building Area only; Site strip vegetation; Strip foundations; Column bases; Insulated Concrete GF slab with DPM and Mesh,150 thick up to 10,000m2, 200mm thick over 10,000m2 GIA; Steel Portal frame with bolts and baseplates; Coated galvanised trapezoidal roof sheets with no insulation, on steel purlins; Roof lights; valley gutters; matching fascia and soffit; Rainwater downpipes and gutters; trapezoidal uninsulated wall system cladding on cladding rails; External roller shutter doors and personnel doors; Single phase electrics, lighting and power; Gas fuelled hot air burners; Underslab storm drainage from internal downpipes on building area greater than 1,000m2; | Location Adjustment Applicable (See Guidance Notes) - ERC = UK mean of 1.00 | (BEAMS Note 2) The ERC for this item should be added to all other rateable items on the hereditament (except land). Therefore the total of the ERC of the other Building Items and the P&M ERC (where applicable) to enable the correct contract size adjustment to be made. ERC of Building Component + ERC of P&M = Total ERC to which contract size adjustment should be applied. The appropriate % adjustment should be made in accordance with the scale for contract size adjustment specified under section 6 of the RCG 2023 Guidance notes. The currency ERC rates are set at £4m (Four Million Pounds) @ 1st April 2021 (AVD) for the RCG 2023 Publication. | The data consists of a typical Industrial shell. Works include the Industrial shell as described and includes works up to 1m perimeter to the building (1m wide paving slabs & foul/storm drainage), The cost include 2 no. personnel doors and roller shutters are included at 1 door up to 1,000m2 , 2 roller doors over 1,000m2 (GIA), and 4 roller doors over 5,000m2. Costs are for the shell only and do not include for internal rooms such as offices or toilets which should be added for seperately. See Variations for assistance. | - | - | - | - | - | Cavity Wall construction to lower walls should be added by measuring wall area at an E/O rate of £97m2(£5m2 less for uninsulated), single block walls are cost neutral. Additional roller shutter doors over and above the beacon specification at should be added at additonal cost of £ 232 each (4 x 4m) . Additional personnel doors over the assumed 2nr. - add £1,077 each. If no heating is present a deduction of £28m2 (GIA) should be made to the beacon cost. Internal offices (in Industrial complexes) should be added by reference to Cost Guide code series 42P04A -42P40V, Internal WC - 42P40W, amenity blocks - showers & toilets (New code TBC) & Canteens (New CodeTBC) | - | - | - | 41P02R, 41P22R, 41U22R, 41U42R, 41Z02R, 41Z12R | m2 | - | 3 - INDUSTRIAL | David Grace | Jim Allen | 372.8816 | Option 1 | 462.3002 | 23.98% | 943.7361 | 677.58 | 81.71% | 46.57% | 677.58 | 81.71% | Price Book Data | P. Avo | VOA_GPN_GOV_UK\7243572 | 2021-09-20 | Low | - | Low | - | - | Copied to latest DCS. | NA | SPONS A&B | 2 | (BEAMS Note 2) Standard | - | - | 2 | FALSE
3967 | 41P60M | 5692 | 41P60M | Industrial Buildings | Uninsulated Buildings | Sheet Metal Cladding | 101 - 250m2 | Eaves Height - 7.5m | Building Area only; Site strip vegetation; Strip foundations; Column bases; Insulated Concrete GF slab with DPM and Mesh,150 thick up to 10,000m2, 200mm thick over 10,000m2 GIA; Steel Portal frame with bolts and baseplates; Coated galvanised trapezoidal roof sheets with no insulation, on steel purlins; Roof lights; valley gutters; matching fascia and soffit; Rainwater downpipes and gutters; trapezoidal uninsulated wall system cladding on cladding rails; External roller shutter doors and personnel doors; Single phase electrics, lighting and power; Gas fuelled hot air burners; Underslab storm drainage from internal downpipes on building area greater than 1,000m2; | Location Adjustment Applicable (See Guidance Notes) - ERC = UK mean of 1.00 | (BEAMS Note 2) The ERC for this item should be added to all other rateable items on the hereditament (except land). Therefore the total of the ERC of the other Building Items and the P&M ERC (where applicable) to enable the correct contract size adjustment to be made. ERC of Building Component + ERC of P&M = Total ERC to which contract size adjustment should be applied. The appropriate % adjustment should be made in accordance with the scale for contract size adjustment specified under section 6 of the RCG 2023 Guidance notes. The currency ERC rates are set at £4m (Four Million Pounds) @ 1st April 2021 (AVD) for the RCG 2023 Publication. | The data consists of a typical Industrial shell. Works include the Industrial shell as described and includes works up to 1m perimeter to the building (1m wide paving slabs & foul/storm drainage), The cost include 2 no. personnel doors and roller shutters are included at 1 door up to 1,000m2 , 2 roller doors over 1,000m2 (GIA), and 4 roller doors over 5,000m2. Costs are for the shell only and do not include for internal rooms such as offices or toilets which should be added for seperately. See Variations for assistance. | - | - | - | - | - | Cavity Wall construction to lower walls should be added by measuring wall area at an E/O rate of £97m2(£5m2 less for uninsulated), single block walls are cost neutral. Additional roller shutter doors over and above the beacon specification at should be added at additonal cost of £ 232 each (4 x 4m) . Additional personnel doors over the assumed 2nr. - add £1,077 each. If no heating is present a deduction of £28m2 (GIA) should be made to the beacon cost. Internal offices (in Industrial complexes) should be added by reference to Cost Guide code series 42P04A -42P40V, Internal WC - 42P40W, amenity blocks - showers & toilets (New code TBC) & Canteens (New CodeTBC) | - | - | - | 41P02T, 41P22T, 41U22T, 41U42T, 41Z02T, 41Z12T | m2 | - | 3 - INDUSTRIAL | David Grace | Jim Allen | 382.8764 | Option 1 | 474.6917 | 23.98% | 959.4422 | 688.8566 | 79.92% | 45.12% | 688.8566 | 79.92% | Price Book Data | P. Avo | VOA_GPN_GOV_UK\7243572 | 2021-09-20 | Low | - | Low | - | - | Copied to latest DCS. | NA | SPONS A&B | 2 | (BEAMS Note 2) Standard | - | - | 2 | FALSE
3968 | 41P60P | 5693 | 41P60P | Industrial Buildings | Uninsulated Buildings | Sheet Metal Cladding | 101 - 250m2 | Eaves Height - 8m | Building Area only; Site strip vegetation; Strip foundations; Column bases; Insulated Concrete GF slab with DPM and Mesh,150 thick up to 10,000m2, 200mm thick over 10,000m2 GIA; Steel Portal frame with bolts and baseplates; Coated galvanised trapezoidal roof sheets with no insulation, on steel purlins; Roof lights; valley gutters; matching fascia and soffit; Rainwater downpipes and gutters; trapezoidal uninsulated wall system cladding on cladding rails; External roller shutter doors and personnel doors; Single phase electrics, lighting and power; Gas fuelled hot air burners; Underslab storm drainage from internal downpipes on building area greater than 1,000m2; | Location Adjustment Applicable (See Guidance Notes) - ERC = UK mean of 1.00 | (BEAMS Note 2) The ERC for this item should be added to all other rateable items on the hereditament (except land). Therefore the total of the ERC of the other Building Items and the P&M ERC (where applicable) to enable the correct contract size adjustment to be made. ERC of Building Component + ERC of P&M = Total ERC to which contract size adjustment should be applied. The appropriate % adjustment should be made in accordance with the scale for contract size adjustment specified under section 6 of the RCG 2023 Guidance notes. The currency ERC rates are set at £4m (Four Million Pounds) @ 1st April 2021 (AVD) for the RCG 2023 Publication. | The data consists of a typical Industrial shell. Works include the Industrial shell as described and includes works up to 1m perimeter to the building (1m wide paving slabs & foul/storm drainage), The cost include 2 no. personnel doors and roller shutters are included at 1 door up to 1,000m2 , 2 roller doors over 1,000m2 (GIA), and 4 roller doors over 5,000m2. Costs are for the shell only and do not include for internal rooms such as offices or toilets which should be added for seperately. See Variations for assistance. | - | - | - | - | - | Cavity Wall construction to lower walls should be added by measuring wall area at an E/O rate of £97m2(£5m2 less for uninsulated), single block walls are cost neutral. Additional roller shutter doors over and above the beacon specification at should be added at additonal cost of £ 232 each (4 x 4m) . Additional personnel doors over the assumed 2nr. - add £1,077 each. If no heating is present a deduction of £28m2 (GIA) should be made to the beacon cost. Internal offices (in Industrial complexes) should be added by reference to Cost Guide code series 42P04A -42P40V, Internal WC - 42P40W, amenity blocks - showers & toilets (New code TBC) & Canteens (New CodeTBC) | - | - | - | 41P03A, 41P23A, 41U23A, 41U43A, 41Z03A, 41Z13A | m2 | - | 3 - INDUSTRIAL | David Grace | Jim Allen | 428.2373 | Option 1 | 530.9303 | 23.98% | 975.1483 | 700.1331 | 63.49% | 31.87% | 700.1331 | 63.49% | Price Book Data | P. Avo | VOA_GPN_GOV_UK\7243572 | 2021-09-20 | Low | - | Low | - | - | Copied to latest DCS. | NA | SPONS A&B | 2 | (BEAMS Note 2) Standard | - | - | 2 | FALSE
3969 | 41P60T | 5694 | 41P60T | Industrial Buildings | Uninsulated Buildings | Sheet Metal Cladding | 101 - 250m2 | Eaves Height - 8.5m | Building Area only; Site strip vegetation; Strip foundations; Column bases; Insulated Concrete GF slab with DPM and Mesh,150 thick up to 10,000m2, 200mm thick over 10,000m2 GIA; Steel Portal frame with bolts and baseplates; Coated galvanised trapezoidal roof sheets with no insulation, on steel purlins; Roof lights; valley gutters; matching fascia and soffit; Rainwater downpipes and gutters; trapezoidal uninsulated wall system cladding on cladding rails; External roller shutter doors and personnel doors; Single phase electrics, lighting and power; Gas fuelled hot air burners; Underslab storm drainage from internal downpipes on building area greater than 1,000m2; | Location Adjustment Applicable (See Guidance Notes) - ERC = UK mean of 1.00 | (BEAMS Note 2) The ERC for this item should be added to all other rateable items on the hereditament (except land). Therefore the total of the ERC of the other Building Items and the P&M ERC (where applicable) to enable the correct contract size adjustment to be made. ERC of Building Component + ERC of P&M = Total ERC to which contract size adjustment should be applied. The appropriate % adjustment should be made in accordance with the scale for contract size adjustment specified under section 6 of the RCG 2023 Guidance notes. The currency ERC rates are set at £4m (Four Million Pounds) @ 1st April 2021 (AVD) for the RCG 2023 Publication. | The data consists of a typical Industrial shell. Works include the Industrial shell as described and includes works up to 1m perimeter to the building (1m wide paving slabs & foul/storm drainage), The cost include 2 no. personnel doors and roller shutters are included at 1 door up to 1,000m2 , 2 roller doors over 1,000m2 (GIA), and 4 roller doors over 5,000m2. Costs are for the shell only and do not include for internal rooms such as offices or toilets which should be added for seperately. See Variations for assistance. | - | - | - | - | - | Cavity Wall construction to lower walls should be added by measuring wall area at an E/O rate of £97m2(£5m2 less for uninsulated), single block walls are cost neutral. Additional roller shutter doors over and above the beacon specification at should be added at additonal cost of £ 232 each (4 x 4m) . Additional personnel doors over the assumed 2nr. - add £1,077 each. If no heating is present a deduction of £28m2 (GIA) should be made to the beacon cost. Internal offices (in Industrial complexes) should be added by reference to Cost Guide code series 42P04A -42P40V, Internal WC - 42P40W, amenity blocks - showers & toilets (New code TBC) & Canteens (New CodeTBC) | - | - | - | 41P03C, 41P23C, 41U23C, 41U43C, 41Z03C, 41Z13C | m2 | - | 3 - INDUSTRIAL | David Grace | Jim Allen | 439.7697 | Option 1 | 545.2283 | 23.98% | 990.8544 | 711.4097 | 61.77% | 30.48% | 711.4097 | 61.77% | Price Book Data | P. Avo | VOA_GPN_GOV_UK\7243572 | 2021-09-20 | Low | - | Low | - | - | Copied to latest DCS. | NA | SPONS A&B | 2 | (BEAMS Note 2) Standard | - | - | 2 | FALSE
3970 | 41P61A | 5695 | 41P61A | Industrial Buildings | Uninsulated Buildings | Sheet Metal Cladding | 101 - 250m2 | Eaves Height - 9m | Building Area only; Site strip vegetation; Strip foundations; Column bases; Insulated Concrete GF slab with DPM and Mesh,150 thick up to 10,000m2, 200mm thick over 10,000m2 GIA; Steel Portal frame with bolts and baseplates; Coated galvanised trapezoidal roof sheets with no insulation, on steel purlins; Roof lights; valley gutters; matching fascia and soffit; Rainwater downpipes and gutters; trapezoidal uninsulated wall system cladding on cladding rails; External roller shutter doors and personnel doors; Single phase electrics, lighting and power; Gas fuelled hot air burners; Underslab storm drainage from internal downpipes on building area greater than 1,000m2; | Location Adjustment Applicable (See Guidance Notes) - ERC = UK mean of 1.00 | (BEAMS Note 2) The ERC for this item should be added to all other rateable items on the hereditament (except land). Therefore the total of the ERC of the other Building Items and the P&M ERC (where applicable) to enable the correct contract size adjustment to be made. ERC of Building Component + ERC of P&M = Total ERC to which contract size adjustment should be applied. The appropriate % adjustment should be made in accordance with the scale for contract size adjustment specified under section 6 of the RCG 2023 Guidance notes. The currency ERC rates are set at £4m (Four Million Pounds) @ 1st April 2021 (AVD) for the RCG 2023 Publication. | The data consists of a typical Industrial shell. Works include the Industrial shell as described and includes works up to 1m perimeter to the building (1m wide paving slabs & foul/storm drainage), The cost include 2 no. personnel doors and roller shutters are included at 1 door up to 1,000m2 , 2 roller doors over 1,000m2 (GIA), and 4 roller doors over 5,000m2. Costs are for the shell only and do not include for internal rooms such as offices or toilets which should be added for seperately. See Variations for assistance. | - | - | - | - | - | Cavity Wall construction to lower walls should be added by measuring wall area at an E/O rate of £97m2(£5m2 less for uninsulated), single block walls are cost neutral. Additional roller shutter doors over and above the beacon specification at should be added at additonal cost of £ 232 each (4 x 4m) . Additional personnel doors over the assumed 2nr. - add £1,077 each. If no heating is present a deduction of £28m2 (GIA) should be made to the beacon cost. Internal offices (in Industrial complexes) should be added by reference to Cost Guide code series 42P04A -42P40V, Internal WC - 42P40W, amenity blocks - showers & toilets (New code TBC) & Canteens (New CodeTBC) | - | - | - | 41P03E, 41P23E, 41U23E, 41U43E, 41Z03E, 41Z13E | m2 | - | 3 - INDUSTRIAL | David Grace | Jim Allen | 451.3021 | Option 1 | 559.5262 | 23.98% | 1006.5604 | 722.6863 | 60.13% | 29.16% | 722.6863 | 60.13% | Price Book Data | P. Avo | VOA_GPN_GOV_UK\7243572 | 2021-09-20 | Low | - | Low | - | - | Copied to latest DCS. | NA | SPONS A&B | 2 | (BEAMS Note 2) Standard | - | - | 2 | FALSE
3971 | 41P61E | 5696 | 41P61E | Industrial Buildings | Uninsulated Buildings | Sheet Metal Cladding | 101 - 250m2 | Eaves Height - 9.5m | Building Area only; Site strip vegetation; Strip foundations; Column bases; Insulated Concrete GF slab with DPM and Mesh,150 thick up to 10,000m2, 200mm thick over 10,000m2 GIA; Steel Portal frame with bolts and baseplates; Coated galvanised trapezoidal roof sheets with no insulation, on steel purlins; Roof lights; valley gutters; matching fascia and soffit; Rainwater downpipes and gutters; trapezoidal uninsulated wall system cladding on cladding rails; External roller shutter doors and personnel doors; Single phase electrics, lighting and power; Gas fuelled hot air burners; Underslab storm drainage from internal downpipes on building area greater than 1,000m2; | Location Adjustment Applicable (See Guidance Notes) - ERC = UK mean of 1.00 | (BEAMS Note 2) The ERC for this item should be added to all other rateable items on the hereditament (except land). Therefore the total of the ERC of the other Building Items and the P&M ERC (where applicable) to enable the correct contract size adjustment to be made. ERC of Building Component + ERC of P&M = Total ERC to which contract size adjustment should be applied. The appropriate % adjustment should be made in accordance with the scale for contract size adjustment specified under section 6 of the RCG 2023 Guidance notes. The currency ERC rates are set at £4m (Four Million Pounds) @ 1st April 2021 (AVD) for the RCG 2023 Publication. | The data consists of a typical Industrial shell. Works include the Industrial shell as described and includes works up to 1m perimeter to the building (1m wide paving slabs & foul/storm drainage), The cost include 2 no. personnel doors and roller shutters are included at 1 door up to 1,000m2 , 2 roller doors over 1,000m2 (GIA), and 4 roller doors over 5,000m2. Costs are for the shell only and do not include for internal rooms such as offices or toilets which should be added for seperately. See Variations for assistance. | - | - | - | - | - | Cavity Wall construction to lower walls should be added by measuring wall area at an E/O rate of £97m2(£5m2 less for uninsulated), single block walls are cost neutral. Additional roller shutter doors over and above the beacon specification at should be added at additonal cost of £ 232 each (4 x 4m) . Additional personnel doors over the assumed 2nr. - add £1,077 each. If no heating is present a deduction of £28m2 (GIA) should be made to the beacon cost. Internal offices (in Industrial complexes) should be added by reference to Cost Guide code series 42P04A -42P40V, Internal WC - 42P40W, amenity blocks - showers & toilets (New code TBC) & Canteens (New CodeTBC) | - | - | - | 41P03G, 41P23G, 41U23G, 41U43G, 41Z03G, 41Z13G | m2 | - | 3 - INDUSTRIAL | David Grace | Jim Allen | 462.8345 | Option 1 | 573.8242 | 23.98% | 1022.2665 | 733.9629 | 58.58% | 27.91% | 733.9629 | 58.58% | Price Book Data | P. Avo | VOA_GPN_GOV_UK\7243572 | 2021-09-20 | Low | - | Low | - | - | Copied to latest DCS. | NA | SPONS A&B | 2 | (BEAMS Note 2) Standard | - | - | 2 | FALSE
3972 | 41P61K | 5697 | 41P61K | Industrial Buildings | Uninsulated Buildings | Sheet Metal Cladding | 101 - 250m2 | Eaves Height - 10m | Building Area only; Site strip vegetation; Strip foundations; Column bases; Insulated Concrete GF slab with DPM and Mesh,150 thick up to 10,000m2, 200mm thick over 10,000m2 GIA; Steel Portal frame with bolts and baseplates; Coated galvanised trapezoidal roof sheets with no insulation, on steel purlins; Roof lights; valley gutters; matching fascia and soffit; Rainwater downpipes and gutters; trapezoidal uninsulated wall system cladding on cladding rails; External roller shutter doors and personnel doors; Single phase electrics, lighting and power; Gas fuelled hot air burners; Underslab storm drainage from internal downpipes on building area greater than 1,000m2; | Location Adjustment Applicable (See Guidance Notes) - ERC = UK mean of 1.00 | (BEAMS Note 2) The ERC for this item should be added to all other rateable items on the hereditament (except land). Therefore the total of the ERC of the other Building Items and the P&M ERC (where applicable) to enable the correct contract size adjustment to be made. ERC of Building Component + ERC of P&M = Total ERC to which contract size adjustment should be applied. The appropriate % adjustment should be made in accordance with the scale for contract size adjustment specified under section 6 of the RCG 2023 Guidance notes. The currency ERC rates are set at £4m (Four Million Pounds) @ 1st April 2021 (AVD) for the RCG 2023 Publication. | The data consists of a typical Industrial shell. Works include the Industrial shell as described and includes works up to 1m perimeter to the building (1m wide paving slabs & foul/storm drainage), The cost include 2 no. personnel doors and roller shutters are included at 1 door up to 1,000m2 , 2 roller doors over 1,000m2 (GIA), and 4 roller doors over 5,000m2. Costs are for the shell only and do not include for internal rooms such as offices or toilets which should be added for seperately. See Variations for assistance. | - | - | - | - | - | Cavity Wall construction to lower walls should be added by measuring wall area at an E/O rate of £97m2(£5m2 less for uninsulated), single block walls are cost neutral. Additional roller shutter doors over and above the beacon specification at should be added at additonal cost of £ 232 each (4 x 4m) . Additional personnel doors over the assumed 2nr. - add £1,077 each. If no heating is present a deduction of £28m2 (GIA) should be made to the beacon cost. Internal offices (in Industrial complexes) should be added by reference to Cost Guide code series 42P04A -42P40V, Internal WC - 42P40W, amenity blocks - showers & toilets (New code TBC) & Canteens (New CodeTBC) | - | - | - | 41P03K, 41P23K, 41U23K, 41U43K, 41Z03K, 41Z13K | m2 | - | 3 - INDUSTRIAL | David Grace | Jim Allen | 475.1358 | Option 1 | 589.0753 | 23.98% | 1037.9726 | 745.2395 | 56.85% | 26.51% | 745.2395 | 56.85% | Price Book Data | P. Avo | VOA_GPN_GOV_UK\7243572 | 2021-09-20 | Low | - | Low | - | - | Copied to latest DCS. | NA | SPONS A&B | 2 | (BEAMS Note 2) Standard | - | - | 2 | FALSE
3973 | 41P62A | 5706 | 41P62A | Industrial Buildings | Uninsulated Buildings | Sheet Metal Cladding | 251 - 500m2 | Eaves Height - 3m | Building Area only; Site strip vegetation; Strip foundations; Column bases; Insulated Concrete GF slab with DPM and Mesh,150 thick up to 10,000m2, 200mm thick over 10,000m2 GIA; Steel Portal frame with bolts and baseplates; Coated galvanised trapezoidal roof sheets with no insulation, on steel purlins; Roof lights; valley gutters; matching fascia and soffit; Rainwater downpipes and gutters; trapezoidal uninsulated wall system cladding on cladding rails; External roller shutter doors and personnel doors; Single phase electrics, lighting and power; Gas fuelled hot air burners; Underslab storm drainage from internal downpipes on building area greater than 1,000m2; | Location Adjustment Applicable (See Guidance Notes) - ERC = UK mean of 1.00 | (BEAMS Note 2) The ERC for this item should be added to all other rateable items on the hereditament (except land). Therefore the total of the ERC of the other Building Items and the P&M ERC (where applicable) to enable the correct contract size adjustment to be made. ERC of Building Component + ERC of P&M = Total ERC to which contract size adjustment should be applied. The appropriate % adjustment should be made in accordance with the scale for contract size adjustment specified under section 6 of the RCG 2023 Guidance notes. The currency ERC rates are set at £4m (Four Million Pounds) @ 1st April 2021 (AVD) for the RCG 2023 Publication. | The data consists of a typical Industrial shell. Works include the Industrial shell as described and includes works up to 1m perimeter to the building (1m wide paving slabs & foul/storm drainage), The cost include 2 no. personnel doors and roller shutters are included at 1 door up to 1,000m2 , 2 roller doors over 1,000m2 (GIA), and 4 roller doors over 5,000m2. Costs are for the shell only and do not include for internal rooms such as offices or toilets which should be added for seperately. See Variations for assistance. | - | - | - | - | - | Cavity Wall construction to lower walls should be added by measuring wall area at an E/O rate of £97m2(£5m2 less for uninsulated), single block walls are cost neutral. Additional roller shutter doors over and above the beacon specification at should be added at additonal cost of £ 232 each (4 x 4m) . Additional personnel doors over the assumed 2nr. - add £1,077 each. If no heating is present a deduction of £28m2 (GIA) should be made to the beacon cost. Internal offices (in Industrial complexes) should be added by reference to Cost Guide code series 42P04A -42P40V, Internal WC - 42P40W, amenity blocks - showers & toilets (New code TBC) & Canteens (New CodeTBC) | - | - | - | 41P04A, 41P24A, 41R02A, 41U24A, 41U44A, 41Z04A, 41Z14A | m2 | - | 3 - INDUSTRIAL | David Grace | Jim Allen | 239.8744 | Option 1 | 297.3972 | 23.98% | 629.0925 | 451.6734 | 88.3% | 51.88% | 451.6734 | 88.3% | Price Book Data | P. Avo | VOA_GPN_GOV_UK\7243572 | 2021-09-20 | Low | - | Low | - | - | Copied to latest DCS. | NA | SPONS A&B | 2 | (BEAMS Note 2) Standard | - | - | 2 | FALSE
3974 | 41P62B | 5707 | 41P62B | Industrial Buildings | Uninsulated Buildings | Sheet Metal Cladding | 251 - 500m2 | Eaves Height - 3.5m | Building Area only; Site strip vegetation; Strip foundations; Column bases; Insulated Concrete GF slab with DPM and Mesh,150 thick up to 10,000m2, 200mm thick over 10,000m2 GIA; Steel Portal frame with bolts and baseplates; Coated galvanised trapezoidal roof sheets with no insulation, on steel purlins; Roof lights; valley gutters; matching fascia and soffit; Rainwater downpipes and gutters; trapezoidal uninsulated wall system cladding on cladding rails; External roller shutter doors and personnel doors; Single phase electrics, lighting and power; Gas fuelled hot air burners; Underslab storm drainage from internal downpipes on building area greater than 1,000m2; | Location Adjustment Applicable (See Guidance Notes) - ERC = UK mean of 1.00 | (BEAMS Note 2) The ERC for this item should be added to all other rateable items on the hereditament (except land). Therefore the total of the ERC of the other Building Items and the P&M ERC (where applicable) to enable the correct contract size adjustment to be made. ERC of Building Component + ERC of P&M = Total ERC to which contract size adjustment should be applied. The appropriate % adjustment should be made in accordance with the scale for contract size adjustment specified under section 6 of the RCG 2023 Guidance notes. The currency ERC rates are set at £4m (Four Million Pounds) @ 1st April 2021 (AVD) for the RCG 2023 Publication. | The data consists of a typical Industrial shell. Works include the Industrial shell as described and includes works up to 1m perimeter to the building (1m wide paving slabs & foul/storm drainage), The cost include 2 no. personnel doors and roller shutters are included at 1 door up to 1,000m2 , 2 roller doors over 1,000m2 (GIA), and 4 roller doors over 5,000m2. Costs are for the shell only and do not include for internal rooms such as offices or toilets which should be added for seperately. See Variations for assistance. | - | - | - | - | - | Cavity Wall construction to lower walls should be added by measuring wall area at an E/O rate of £97m2(£5m2 less for uninsulated), single block walls are cost neutral. Additional roller shutter doors over and above the beacon specification at should be added at additonal cost of £ 232 each (4 x 4m) . Additional personnel doors over the assumed 2nr. - add £1,077 each. If no heating is present a deduction of £28m2 (GIA) should be made to the beacon cost. Internal offices (in Industrial complexes) should be added by reference to Cost Guide code series 42P04A -42P40V, Internal WC - 42P40W, amenity blocks - showers & toilets (New code TBC) & Canteens (New CodeTBC) | - | - | - | 41P04C, 41P24C, 41R02B, 41U24C, 41U44C, 41Z04C, 41Z14C | m2 | - | 3 - INDUSTRIAL | David Grace | Jim Allen | 246.025 | Option 1 | 305.0228 | 23.98% | 638.7389 | 458.5992 | 86.4% | 50.35% | 458.5992 | 86.4% | Price Book Data | P. Avo | VOA_GPN_GOV_UK\7243572 | 2021-09-20 | Low | - | Low | - | - | Copied to latest DCS. Wrong rate selected, now corrected. | NA | SPONS A&B | 2 | (BEAMS Note 2) Standard | - | - | 2 | FALSE
3975 | 41P62C | 5708 | 41P62C | Industrial Buildings | Uninsulated Buildings | Sheet Metal Cladding | 251 - 500m2 | Eaves Height - 4m | Building Area only; Site strip vegetation; Strip foundations; Column bases; Insulated Concrete GF slab with DPM and Mesh,150 thick up to 10,000m2, 200mm thick over 10,000m2 GIA; Steel Portal frame with bolts and baseplates; Coated galvanised trapezoidal roof sheets with no insulation, on steel purlins; Roof lights; valley gutters; matching fascia and soffit; Rainwater downpipes and gutters; trapezoidal uninsulated wall system cladding on cladding rails; External roller shutter doors and personnel doors; Single phase electrics, lighting and power; Gas fuelled hot air burners; Underslab storm drainage from internal downpipes on building area greater than 1,000m2; | Location Adjustment Applicable (See Guidance Notes) - ERC = UK mean of 1.00 | (BEAMS Note 2) The ERC for this item should be added to all other rateable items on the hereditament (except land). Therefore the total of the ERC of the other Building Items and the P&M ERC (where applicable) to enable the correct contract size adjustment to be made. ERC of Building Component + ERC of P&M = Total ERC to which contract size adjustment should be applied. The appropriate % adjustment should be made in accordance with the scale for contract size adjustment specified under section 6 of the RCG 2023 Guidance notes. The currency ERC rates are set at £4m (Four Million Pounds) @ 1st April 2021 (AVD) for the RCG 2023 Publication. | The data consists of a typical Industrial shell. Works include the Industrial shell as described and includes works up to 1m perimeter to the building (1m wide paving slabs & foul/storm drainage), The cost include 2 no. personnel doors and roller shutters are included at 1 door up to 1,000m2 , 2 roller doors over 1,000m2 (GIA), and 4 roller doors over 5,000m2. Costs are for the shell only and do not include for internal rooms such as offices or toilets which should be added for seperately. See Variations for assistance. | - | - | - | - | - | Cavity Wall construction to lower walls should be added by measuring wall area at an E/O rate of £97m2(£5m2 less for uninsulated), single block walls are cost neutral. Additional roller shutter doors over and above the beacon specification at should be added at additonal cost of £ 232 each (4 x 4m) . Additional personnel doors over the assumed 2nr. - add £1,077 each. If no heating is present a deduction of £28m2 (GIA) should be made to the beacon cost. Internal offices (in Industrial complexes) should be added by reference to Cost Guide code series 42P04A -42P40V, Internal WC - 42P40W, amenity blocks - showers & toilets (New code TBC) & Canteens (New CodeTBC) | - | - | - | 41P04E, 41P24E, 41R02C, 41U24E, 41U44E, 41Z04E, 41Z14E | m2 | - | 3 - INDUSTRIAL | David Grace | Jim Allen | 251.4068 | Option 1 | 311.6952 | 23.98% | 648.3852 | 465.5251 | 85.17% | 49.35% | 465.5251 | 85.17% | Price Book Data | P. Avo | VOA_GPN_GOV_UK\7243572 | 2021-09-20 | Low | - | Low | - | - | Copied to latest DCS. Redirects included 41U25E which was additional to RCG2021, and had previously been redirected to 41P63A (9m eaves) so assumed this was typo. Noted here in case I'm wrong and this needs to be reversed. | NA | SPONS A&B | 2 | (BEAMS Note 2) Standard | - | - | 2 | FALSE
3976 | 41P62E | 5709 | 41P62E | Industrial Buildings | Uninsulated Buildings | Sheet Metal Cladding | 251 - 500m2 | Eaves Height - 4.5m | Building Area only; Site strip vegetation; Strip foundations; Column bases; Insulated Concrete GF slab with DPM and Mesh,150 thick up to 10,000m2, 200mm thick over 10,000m2 GIA; Steel Portal frame with bolts and baseplates; Coated galvanised trapezoidal roof sheets with no insulation, on steel purlins; Roof lights; valley gutters; matching fascia and soffit; Rainwater downpipes and gutters; trapezoidal uninsulated wall system cladding on cladding rails; External roller shutter doors and personnel doors; Single phase electrics, lighting and power; Gas fuelled hot air burners; Underslab storm drainage from internal downpipes on building area greater than 1,000m2; | Location Adjustment Applicable (See Guidance Notes) - ERC = UK mean of 1.00 | (BEAMS Note 2) The ERC for this item should be added to all other rateable items on the hereditament (except land). Therefore the total of the ERC of the other Building Items and the P&M ERC (where applicable) to enable the correct contract size adjustment to be made. ERC of Building Component + ERC of P&M = Total ERC to which contract size adjustment should be applied. The appropriate % adjustment should be made in accordance with the scale for contract size adjustment specified under section 6 of the RCG 2023 Guidance notes. The currency ERC rates are set at £4m (Four Million Pounds) @ 1st April 2021 (AVD) for the RCG 2023 Publication. | The data consists of a typical Industrial shell. Works include the Industrial shell as described and includes works up to 1m perimeter to the building (1m wide paving slabs & foul/storm drainage), The cost include 2 no. personnel doors and roller shutters are included at 1 door up to 1,000m2 , 2 roller doors over 1,000m2 (GIA), and 4 roller doors over 5,000m2. Costs are for the shell only and do not include for internal rooms such as offices or toilets which should be added for seperately. See Variations for assistance. | - | - | - | - | - | Cavity Wall construction to lower walls should be added by measuring wall area at an E/O rate of £97m2(£5m2 less for uninsulated), single block walls are cost neutral. Additional roller shutter doors over and above the beacon specification at should be added at additonal cost of £ 232 each (4 x 4m) . Additional personnel doors over the assumed 2nr. - add £1,077 each. If no heating is present a deduction of £28m2 (GIA) should be made to the beacon cost. Internal offices (in Industrial complexes) should be added by reference to Cost Guide code series 42P04A -42P40V, Internal WC - 42P40W, amenity blocks - showers & toilets (New code TBC) & Canteens (New CodeTBC) | - | - | - | 41P04G, 41P24G, 41R02E, 41U24G, 41U44G, 41Z04G, 41Z14G | m2 | - | 3 - INDUSTRIAL | David Grace | Jim Allen | 256.7886 | Option 1 | 318.3676 | 23.98% | 658.0316 | 472.4509 | 83.98% | 48.4% | 472.4509 | 83.98% | Price Book Data | P. Avo | VOA_GPN_GOV_UK\7243572 | 2021-09-20 | Low | - | Low | - | - | Copied to latest DCS. | NA | SPONS A&B | 2 | (BEAMS Note 2) Standard | - | - | 2 | FALSE
3977 | 41P62F | 5710 | 41P62F | Industrial Buildings | Uninsulated Buildings | Sheet Metal Cladding | 251 - 500m2 | Eaves Height - 5m | Building Area only; Site strip vegetation; Strip foundations; Column bases; Insulated Concrete GF slab with DPM and Mesh,150 thick up to 10,000m2, 200mm thick over 10,000m2 GIA; Steel Portal frame with bolts and baseplates; Coated galvanised trapezoidal roof sheets with no insulation, on steel purlins; Roof lights; valley gutters; matching fascia and soffit; Rainwater downpipes and gutters; trapezoidal uninsulated wall system cladding on cladding rails; External roller shutter doors and personnel doors; Single phase electrics, lighting and power; Gas fuelled hot air burners; Underslab storm drainage from internal downpipes on building area greater than 1,000m2; | Location Adjustment Applicable (See Guidance Notes) - ERC = UK mean of 1.00 | (BEAMS Note 2) The ERC for this item should be added to all other rateable items on the hereditament (except land). Therefore the total of the ERC of the other Building Items and the P&M ERC (where applicable) to enable the correct contract size adjustment to be made. ERC of Building Component + ERC of P&M = Total ERC to which contract size adjustment should be applied. The appropriate % adjustment should be made in accordance with the scale for contract size adjustment specified under section 6 of the RCG 2023 Guidance notes. The currency ERC rates are set at £4m (Four Million Pounds) @ 1st April 2021 (AVD) for the RCG 2023 Publication. | The data consists of a typical Industrial shell. Works include the Industrial shell as described and includes works up to 1m perimeter to the building (1m wide paving slabs & foul/storm drainage), The cost include 2 no. personnel doors and roller shutters are included at 1 door up to 1,000m2 , 2 roller doors over 1,000m2 (GIA), and 4 roller doors over 5,000m2. Costs are for the shell only and do not include for internal rooms such as offices or toilets which should be added for seperately. See Variations for assistance. | - | - | - | - | - | Cavity Wall construction to lower walls should be added by measuring wall area at an E/O rate of £97m2(£5m2 less for uninsulated), single block walls are cost neutral. Additional roller shutter doors over and above the beacon specification at should be added at additonal cost of £ 232 each (4 x 4m) . Additional personnel doors over the assumed 2nr. - add £1,077 each. If no heating is present a deduction of £28m2 (GIA) should be made to the beacon cost. Internal offices (in Industrial complexes) should be added by reference to Cost Guide code series 42P04A -42P40V, Internal WC - 42P40W, amenity blocks - showers & toilets (New code TBC) & Canteens (New CodeTBC) | - | - | - | 41P04H, 41P24H, 41R02F, 41U24I, 41U44I, 41Z04H, 41Z14H | m2 | - | 3 - INDUSTRIAL | David Grace | Jim Allen | 262.1704 | Option 1 | 325.0399 | 23.98% | 667.6779 | 479.3768 | 82.85% | 47.48% | 479.3768 | 82.85% | Price Book Data | P. Avo | VOA_GPN_GOV_UK\7243572 | 2021-09-20 | Low | - | Low | - | - | Copied to latest DCS. | NA | SPONS A&B | 2 | (BEAMS Note 2) Standard | - | - | 2 | FALSE
3978 | 41P62G | 5711 | 41P62G | Industrial Buildings | Uninsulated Buildings | Sheet Metal Cladding | 251 - 500m2 | Eaves Height - 5.5m | Building Area only; Site strip vegetation; Strip foundations; Column bases; Insulated Concrete GF slab with DPM and Mesh,150 thick up to 10,000m2, 200mm thick over 10,000m2 GIA; Steel Portal frame with bolts and baseplates; Coated galvanised trapezoidal roof sheets with no insulation, on steel purlins; Roof lights; valley gutters; matching fascia and soffit; Rainwater downpipes and gutters; trapezoidal uninsulated wall system cladding on cladding rails; External roller shutter doors and personnel doors; Single phase electrics, lighting and power; Gas fuelled hot air burners; Underslab storm drainage from internal downpipes on building area greater than 1,000m2; | Location Adjustment Applicable (See Guidance Notes) - ERC = UK mean of 1.00 | (BEAMS Note 2) The ERC for this item should be added to all other rateable items on the hereditament (except land). Therefore the total of the ERC of the other Building Items and the P&M ERC (where applicable) to enable the correct contract size adjustment to be made. ERC of Building Component + ERC of P&M = Total ERC to which contract size adjustment should be applied. The appropriate % adjustment should be made in accordance with the scale for contract size adjustment specified under section 6 of the RCG 2023 Guidance notes. The currency ERC rates are set at £4m (Four Million Pounds) @ 1st April 2021 (AVD) for the RCG 2023 Publication. | The data consists of a typical Industrial shell. Works include the Industrial shell as described and includes works up to 1m perimeter to the building (1m wide paving slabs & foul/storm drainage), The cost include 2 no. personnel doors and roller shutters are included at 1 door up to 1,000m2 , 2 roller doors over 1,000m2 (GIA), and 4 roller doors over 5,000m2. Costs are for the shell only and do not include for internal rooms such as offices or toilets which should be added for seperately. See Variations for assistance. | - | - | - | - | - | Cavity Wall construction to lower walls should be added by measuring wall area at an E/O rate of £97m2(£5m2 less for uninsulated), single block walls are cost neutral. Additional roller shutter doors over and above the beacon specification at should be added at additonal cost of £ 232 each (4 x 4m) . Additional personnel doors over the assumed 2nr. - add £1,077 each. If no heating is present a deduction of £28m2 (GIA) should be made to the beacon cost. Internal offices (in Industrial complexes) should be added by reference to Cost Guide code series 42P04A -42P40V, Internal WC - 42P40W, amenity blocks - showers & toilets (New code TBC) & Canteens (New CodeTBC) | - | - | - | 41P04K, 41P24K, 41R02G, 41U24K, 41U44K, 41Z04K, 41Z14K | m2 | - | 3 - INDUSTRIAL | David Grace | Jim Allen | 280.6223 | Option 1 | 347.9166 | 23.98% | 677.3242 | 486.3026 | 73.29% | 39.78% | 486.3026 | 73.29% | Price Book Data | P. Avo | VOA_GPN_GOV_UK\7243572 | 2021-09-20 | Low | - | Low | - | - | Copied to latest DCS. | NA | SPONS A&B | 2 | (BEAMS Note 2) Standard | - | - | 2 | FALSE
3979 | 41P62H | 5712 | 41P62H | Industrial Buildings | Uninsulated Buildings | Sheet Metal Cladding | 251 - 500m2 | Eaves Height - 6m | Building Area only; Site strip vegetation; Strip foundations; Column bases; Insulated Concrete GF slab with DPM and Mesh,150 thick up to 10,000m2, 200mm thick over 10,000m2 GIA; Steel Portal frame with bolts and baseplates; Coated galvanised trapezoidal roof sheets with no insulation, on steel purlins; Roof lights; valley gutters; matching fascia and soffit; Rainwater downpipes and gutters; trapezoidal uninsulated wall system cladding on cladding rails; External roller shutter doors and personnel doors; Single phase electrics, lighting and power; Gas fuelled hot air burners; Underslab storm drainage from internal downpipes on building area greater than 1,000m2; | Location Adjustment Applicable (See Guidance Notes) - ERC = UK mean of 1.00 | (BEAMS Note 2) The ERC for this item should be added to all other rateable items on the hereditament (except land). Therefore the total of the ERC of the other Building Items and the P&M ERC (where applicable) to enable the correct contract size adjustment to be made. ERC of Building Component + ERC of P&M = Total ERC to which contract size adjustment should be applied. The appropriate % adjustment should be made in accordance with the scale for contract size adjustment specified under section 6 of the RCG 2023 Guidance notes. The currency ERC rates are set at £4m (Four Million Pounds) @ 1st April 2021 (AVD) for the RCG 2023 Publication. | The data consists of a typical Industrial shell. Works include the Industrial shell as described and includes works up to 1m perimeter to the building (1m wide paving slabs & foul/storm drainage), The cost include 2 no. personnel doors and roller shutters are included at 1 door up to 1,000m2 , 2 roller doors over 1,000m2 (GIA), and 4 roller doors over 5,000m2. Costs are for the shell only and do not include for internal rooms such as offices or toilets which should be added for seperately. See Variations for assistance. | - | - | - | - | - | Cavity Wall construction to lower walls should be added by measuring wall area at an E/O rate of £97m2(£5m2 less for uninsulated), single block walls are cost neutral. Additional roller shutter doors over and above the beacon specification at should be added at additonal cost of £ 232 each (4 x 4m) . Additional personnel doors over the assumed 2nr. - add £1,077 each. If no heating is present a deduction of £28m2 (GIA) should be made to the beacon cost. Internal offices (in Industrial complexes) should be added by reference to Cost Guide code series 42P04A -42P40V, Internal WC - 42P40W, amenity blocks - showers & toilets (New code TBC) & Canteens (New CodeTBC) | - | - | - | 41P04M, 41P24M, 41R02H, 41U24M, 41U44M, 41Z04M, 41Z14M | m2 | - | 3 - INDUSTRIAL | David Grace | Jim Allen | 287.5417 | Option 1 | 356.4954 | 23.98% | 686.9706 | 493.2285 | 71.53% | 38.35% | 493.2285 | 71.53% | Price Book Data | P. Avo | VOA_GPN_GOV_UK\7243572 | 2021-09-20 | Low | - | Low | - | - | Copied to latest DCS. | NA | SPONS A&B | 2 | (BEAMS Note 2) Standard | - | - | 2 | FALSE
3980 | 41P62J | 5713 | 41P62J | Industrial Buildings | Uninsulated Buildings | Sheet Metal Cladding | 251 - 500m2 | Eaves Height - 6.5m | Building Area only; Site strip vegetation; Strip foundations; Column bases; Insulated Concrete GF slab with DPM and Mesh,150 thick up to 10,000m2, 200mm thick over 10,000m2 GIA; Steel Portal frame with bolts and baseplates; Coated galvanised trapezoidal roof sheets with no insulation, on steel purlins; Roof lights; valley gutters; matching fascia and soffit; Rainwater downpipes and gutters; trapezoidal uninsulated wall system cladding on cladding rails; External roller shutter doors and personnel doors; Single phase electrics, lighting and power; Gas fuelled hot air burners; Underslab storm drainage from internal downpipes on building area greater than 1,000m2; | Location Adjustment Applicable (See Guidance Notes) - ERC = UK mean of 1.00 | (BEAMS Note 2) The ERC for this item should be added to all other rateable items on the hereditament (except land). Therefore the total of the ERC of the other Building Items and the P&M ERC (where applicable) to enable the correct contract size adjustment to be made. ERC of Building Component + ERC of P&M = Total ERC to which contract size adjustment should be applied. The appropriate % adjustment should be made in accordance with the scale for contract size adjustment specified under section 6 of the RCG 2023 Guidance notes. The currency ERC rates are set at £4m (Four Million Pounds) @ 1st April 2021 (AVD) for the RCG 2023 Publication. | The data consists of a typical Industrial shell. Works include the Industrial shell as described and includes works up to 1m perimeter to the building (1m wide paving slabs & foul/storm drainage), The cost include 2 no. personnel doors and roller shutters are included at 1 door up to 1,000m2 , 2 roller doors over 1,000m2 (GIA), and 4 roller doors over 5,000m2. Costs are for the shell only and do not include for internal rooms such as offices or toilets which should be added for seperately. See Variations for assistance. | - | - | - | - | - | Cavity Wall construction to lower walls should be added by measuring wall area at an E/O rate of £97m2(£5m2 less for uninsulated), single block walls are cost neutral. Additional roller shutter doors over and above the beacon specification at should be added at additonal cost of £ 232 each (4 x 4m) . Additional personnel doors over the assumed 2nr. - add £1,077 each. If no heating is present a deduction of £28m2 (GIA) should be made to the beacon cost. Internal offices (in Industrial complexes) should be added by reference to Cost Guide code series 42P04A -42P40V, Internal WC - 42P40W, amenity blocks - showers & toilets (New code TBC) & Canteens (New CodeTBC) | - | - | - | 41P04P, 41P24P, 41R02J, 41U24P, 41U44P, 41Z04P, 41Z14P | m2 | - | 3 - INDUSTRIAL | David Grace | Jim Allen | 293.6923 | Option 1 | 364.121 | 23.98% | 696.6169 | 500.1543 | 70.3% | 37.36% | 500.1543 | 70.3% | Price Book Data | P. Avo | VOA_GPN_GOV_UK\7243572 | 2021-09-20 | Low | - | Low | - | - | Copied to latest DCS. | NA | SPONS A&B | 2 | (BEAMS Note 2) Standard | - | - | 2 | FALSE
3981 | 41P62L | 5714 | 41P62L | Industrial Buildings | Uninsulated Buildings | Sheet Metal Cladding | 251 - 500m2 | Eaves Height - 7m | Building Area only; Site strip vegetation; Strip foundations; Column bases; Insulated Concrete GF slab with DPM and Mesh,150 thick up to 10,000m2, 200mm thick over 10,000m2 GIA; Steel Portal frame with bolts and baseplates; Coated galvanised trapezoidal roof sheets with no insulation, on steel purlins; Roof lights; valley gutters; matching fascia and soffit; Rainwater downpipes and gutters; trapezoidal uninsulated wall system cladding on cladding rails; External roller shutter doors and personnel doors; Single phase electrics, lighting and power; Gas fuelled hot air burners; Underslab storm drainage from internal downpipes on building area greater than 1,000m2; | Location Adjustment Applicable (See Guidance Notes) - ERC = UK mean of 1.00 | (BEAMS Note 2) The ERC for this item should be added to all other rateable items on the hereditament (except land). Therefore the total of the ERC of the other Building Items and the P&M ERC (where applicable) to enable the correct contract size adjustment to be made. ERC of Building Component + ERC of P&M = Total ERC to which contract size adjustment should be applied. The appropriate % adjustment should be made in accordance with the scale for contract size adjustment specified under section 6 of the RCG 2023 Guidance notes. The currency ERC rates are set at £4m (Four Million Pounds) @ 1st April 2021 (AVD) for the RCG 2023 Publication. | The data consists of a typical Industrial shell. Works include the Industrial shell as described and includes works up to 1m perimeter to the building (1m wide paving slabs & foul/storm drainage), The cost include 2 no. personnel doors and roller shutters are included at 1 door up to 1,000m2 , 2 roller doors over 1,000m2 (GIA), and 4 roller doors over 5,000m2. Costs are for the shell only and do not include for internal rooms such as offices or toilets which should be added for seperately. See Variations for assistance. | - | - | - | - | - | Cavity Wall construction to lower walls should be added by measuring wall area at an E/O rate of £97m2(£5m2 less for uninsulated), single block walls are cost neutral. Additional roller shutter doors over and above the beacon specification at should be added at additonal cost of £ 232 each (4 x 4m) . Additional personnel doors over the assumed 2nr. - add £1,077 each. If no heating is present a deduction of £28m2 (GIA) should be made to the beacon cost. Internal offices (in Industrial complexes) should be added by reference to Cost Guide code series 42P04A -42P40V, Internal WC - 42P40W, amenity blocks - showers & toilets (New code TBC) & Canteens (New CodeTBC) | - | - | - | 41P04R, 41P24R, 41R02L, 41U24R, 41U44R, 41Z04R, 41Z14R | m2 | - | 3 - INDUSTRIAL | David Grace | Jim Allen | 299.843 | Option 1 | 371.7465 | 23.98% | 706.2633 | 507.0801 | 69.12% | 36.4% | 507.0801 | 69.12% | Price Book Data | P. Avo | VOA_GPN_GOV_UK\7243572 | 2021-09-20 | Low | - | Low | - | - | Copied to latest DCS. | NA | SPONS A&B | 2 | (BEAMS Note 2) Standard | - | - | 2 | FALSE
3982 | 41P62M | 5676 | 41P62M | Industrial Buildings | Uninsulated Buildings | Sheet Metal Cladding | 251 - 500m2 | Eaves Height - 7.5m | Building Area only; Site strip vegetation; Strip foundations; Column bases; Insulated Concrete GF slab with DPM and Mesh,150 thick up to 10,000m2, 200mm thick over 10,000m2 GIA; Steel Portal frame with bolts and baseplates; Coated galvanised trapezoidal roof sheets with no insulation, on steel purlins; Roof lights; valley gutters; matching fascia and soffit; Rainwater downpipes and gutters; trapezoidal uninsulated wall system cladding on cladding rails; External roller shutter doors and personnel doors; Single phase electrics, lighting and power; Gas fuelled hot air burners; Underslab storm drainage from internal downpipes on building area greater than 1,000m2; | Location Adjustment Applicable (See Guidance Notes) - ERC = UK mean of 1.00 | (BEAMS Note 2) The ERC for this item should be added to all other rateable items on the hereditament (except land). Therefore the total of the ERC of the other Building Items and the P&M ERC (where applicable) to enable the correct contract size adjustment to be made. ERC of Building Component + ERC of P&M = Total ERC to which contract size adjustment should be applied. The appropriate % adjustment should be made in accordance with the scale for contract size adjustment specified under section 6 of the RCG 2023 Guidance notes. The currency ERC rates are set at £4m (Four Million Pounds) @ 1st April 2021 (AVD) for the RCG 2023 Publication. | The data consists of a typical Industrial shell. Works include the Industrial shell as described and includes works up to 1m perimeter to the building (1m wide paving slabs & foul/storm drainage), The cost include 2 no. personnel doors and roller shutters are included at 1 door up to 1,000m2 , 2 roller doors over 1,000m2 (GIA), and 4 roller doors over 5,000m2. Costs are for the shell only and do not include for internal rooms such as offices or toilets which should be added for seperately. See Variations for assistance. | - | - | - | - | - | Cavity Wall construction to lower walls should be added by measuring wall area at an E/O rate of £97m2(£5m2 less for uninsulated), single block walls are cost neutral. Additional roller shutter doors over and above the beacon specification at should be added at additonal cost of £ 232 each (4 x 4m) . Additional personnel doors over the assumed 2nr. - add £1,077 each. If no heating is present a deduction of £28m2 (GIA) should be made to the beacon cost. Internal offices (in Industrial complexes) should be added by reference to Cost Guide code series 42P04A -42P40V, Internal WC - 42P40W, amenity blocks - showers & toilets (New code TBC) & Canteens (New CodeTBC) | - | - | - | 41P04T, 41P24T, 41R02M, 41U24T, 41U44T, 41Z04T, 41Z14T | m2 | - | 3 - INDUSTRIAL | David Grace | Jim Allen | 305.9936 | Option 1 | 379.3721 | 23.98% | 715.9096 | 514.006 | 67.98% | 35.49% | 514.006 | 67.98% | Price Book Data | P. Avo | VOA_GPN_GOV_UK\7243572 | 2021-09-20 | Low | - | Low | - | - | Copied to latest DCS. | NA | SPONS A&B | 2 | (BEAMS Note 2) Standard | - | - | 2 | FALSE
3983 | 41P62P | 5715 | 41P62P | Industrial Buildings | Uninsulated Buildings | Sheet Metal Cladding | 251 - 500m2 | Eaves Height - 8m | Building Area only; Site strip vegetation; Strip foundations; Column bases; Insulated Concrete GF slab with DPM and Mesh,150 thick up to 10,000m2, 200mm thick over 10,000m2 GIA; Steel Portal frame with bolts and baseplates; Coated galvanised trapezoidal roof sheets with no insulation, on steel purlins; Roof lights; valley gutters; matching fascia and soffit; Rainwater downpipes and gutters; trapezoidal uninsulated wall system cladding on cladding rails; External roller shutter doors and personnel doors; Single phase electrics, lighting and power; Gas fuelled hot air burners; Underslab storm drainage from internal downpipes on building area greater than 1,000m2; | Location Adjustment Applicable (See Guidance Notes) - ERC = UK mean of 1.00 | (BEAMS Note 2) The ERC for this item should be added to all other rateable items on the hereditament (except land). Therefore the total of the ERC of the other Building Items and the P&M ERC (where applicable) to enable the correct contract size adjustment to be made. ERC of Building Component + ERC of P&M = Total ERC to which contract size adjustment should be applied. The appropriate % adjustment should be made in accordance with the scale for contract size adjustment specified under section 6 of the RCG 2023 Guidance notes. The currency ERC rates are set at £4m (Four Million Pounds) @ 1st April 2021 (AVD) for the RCG 2023 Publication. | The data consists of a typical Industrial shell. Works include the Industrial shell as described and includes works up to 1m perimeter to the building (1m wide paving slabs & foul/storm drainage), The cost include 2 no. personnel doors and roller shutters are included at 1 door up to 1,000m2 , 2 roller doors over 1,000m2 (GIA), and 4 roller doors over 5,000m2. Costs are for the shell only and do not include for internal rooms such as offices or toilets which should be added for seperately. See Variations for assistance. | - | - | - | - | - | Cavity Wall construction to lower walls should be added by measuring wall area at an E/O rate of £97m2(£5m2 less for uninsulated), single block walls are cost neutral. Additional roller shutter doors over and above the beacon specification at should be added at additonal cost of £ 232 each (4 x 4m) . Additional personnel doors over the assumed 2nr. - add £1,077 each. If no heating is present a deduction of £28m2 (GIA) should be made to the beacon cost. Internal offices (in Industrial complexes) should be added by reference to Cost Guide code series 42P04A -42P40V, Internal WC - 42P40W, amenity blocks - showers & toilets (New code TBC) & Canteens (New CodeTBC) | - | - | - | 41P05A, 41P25A, 41R02P, 41U25A, 41U45A, 41Z05A, 41Z15A | m2 | - | 3 - INDUSTRIAL | David Grace | Jim Allen | 336.7467 | Option 1 | 417.5 | 23.98% | 725.5559 | 520.9318 | 54.7% | 24.77% | 520.9318 | 54.7% | Price Book Data | P. Avo | VOA_GPN_GOV_UK\7243572 | 2021-09-20 | Low | - | Low | - | - | Copied to latest DCS. | NA | SPONS A&B | 2 | (BEAMS Note 2) Standard | - | - | 2 | FALSE
3984 | 41P62T | 5716 | 41P62T | Industrial Buildings | Uninsulated Buildings | Sheet Metal Cladding | 251 - 500m2 | Eaves Height - 8.5m | Building Area only; Site strip vegetation; Strip foundations; Column bases; Insulated Concrete GF slab with DPM and Mesh,150 thick up to 10,000m2, 200mm thick over 10,000m2 GIA; Steel Portal frame with bolts and baseplates; Coated galvanised trapezoidal roof sheets with no insulation, on steel purlins; Roof lights; valley gutters; matching fascia and soffit; Rainwater downpipes and gutters; trapezoidal uninsulated wall system cladding on cladding rails; External roller shutter doors and personnel doors; Single phase electrics, lighting and power; Gas fuelled hot air burners; Underslab storm drainage from internal downpipes on building area greater than 1,000m2; | Location Adjustment Applicable (See Guidance Notes) - ERC = UK mean of 1.00 | (BEAMS Note 2) The ERC for this item should be added to all other rateable items on the hereditament (except land). Therefore the total of the ERC of the other Building Items and the P&M ERC (where applicable) to enable the correct contract size adjustment to be made. ERC of Building Component + ERC of P&M = Total ERC to which contract size adjustment should be applied. The appropriate % adjustment should be made in accordance with the scale for contract size adjustment specified under section 6 of the RCG 2023 Guidance notes. The currency ERC rates are set at £4m (Four Million Pounds) @ 1st April 2021 (AVD) for the RCG 2023 Publication. | The data consists of a typical Industrial shell. Works include the Industrial shell as described and includes works up to 1m perimeter to the building (1m wide paving slabs & foul/storm drainage), The cost include 2 no. personnel doors and roller shutters are included at 1 door up to 1,000m2 , 2 roller doors over 1,000m2 (GIA), and 4 roller doors over 5,000m2. Costs are for the shell only and do not include for internal rooms such as offices or toilets which should be added for seperately. See Variations for assistance. | - | - | - | - | - | Cavity Wall construction to lower walls should be added by measuring wall area at an E/O rate of £97m2(£5m2 less for uninsulated), single block walls are cost neutral. Additional roller shutter doors over and above the beacon specification at should be added at additonal cost of £ 232 each (4 x 4m) . Additional personnel doors over the assumed 2nr. - add £1,077 each. If no heating is present a deduction of £28m2 (GIA) should be made to the beacon cost. Internal offices (in Industrial complexes) should be added by reference to Cost Guide code series 42P04A -42P40V, Internal WC - 42P40W, amenity blocks - showers & toilets (New code TBC) & Canteens (New CodeTBC) | - | - | - | 41P05C, 41P25C, 41R02T, 41U25C, 41U45C, 41Z05C, 41Z15C | m2 | - | 3 - INDUSTRIAL | David Grace | Jim Allen | 343.6662 | Option 1 | 426.0787 | 23.98% | 735.2023 | 527.8577 | 53.6% | 23.89% | 527.8577 | 53.6% | Price Book Data | P. Avo | VOA_GPN_GOV_UK\7243572 | 2021-09-20 | Low | - | Low | - | - | Copied to latest DCS. Redirects incorrectly referenced 41U45T, which was for 12m. Should be 41U45C. | NA | SPONS A&B | 2 | (BEAMS Note 2) Standard | - | - | 2 | FALSE
3985 | 41P63A | 5720 | 41P63A | Industrial Buildings | Uninsulated Buildings | Sheet Metal Cladding | 251 - 500m2 | Eaves Height - 9m | Building Area only; Site strip vegetation; Strip foundations; Column bases; Insulated Concrete GF slab with DPM and Mesh,150 thick up to 10,000m2, 200mm thick over 10,000m2 GIA; Steel Portal frame with bolts and baseplates; Coated galvanised trapezoidal roof sheets with no insulation, on steel purlins; Roof lights; valley gutters; matching fascia and soffit; Rainwater downpipes and gutters; trapezoidal uninsulated wall system cladding on cladding rails; External roller shutter doors and personnel doors; Single phase electrics, lighting and power; Gas fuelled hot air burners; Underslab storm drainage from internal downpipes on building area greater than 1,000m2; | Location Adjustment Applicable (See Guidance Notes) - ERC = UK mean of 1.00 | (BEAMS Note 2) The ERC for this item should be added to all other rateable items on the hereditament (except land). Therefore the total of the ERC of the other Building Items and the P&M ERC (where applicable) to enable the correct contract size adjustment to be made. ERC of Building Component + ERC of P&M = Total ERC to which contract size adjustment should be applied. The appropriate % adjustment should be made in accordance with the scale for contract size adjustment specified under section 6 of the RCG 2023 Guidance notes. The currency ERC rates are set at £4m (Four Million Pounds) @ 1st April 2021 (AVD) for the RCG 2023 Publication. | The data consists of a typical Industrial shell. Works include the Industrial shell as described and includes works up to 1m perimeter to the building (1m wide paving slabs & foul/storm drainage), The cost include 2 no. personnel doors and roller shutters are included at 1 door up to 1,000m2 , 2 roller doors over 1,000m2 (GIA), and 4 roller doors over 5,000m2. Costs are for the shell only and do not include for internal rooms such as offices or toilets which should be added for seperately. See Variations for assistance. | - | - | - | - | - | Cavity Wall construction to lower walls should be added by measuring wall area at an E/O rate of £97m2(£5m2 less for uninsulated), single block walls are cost neutral. Additional roller shutter doors over and above the beacon specification at should be added at additonal cost of £ 232 each (4 x 4m) . Additional personnel doors over the assumed 2nr. - add £1,077 each. If no heating is present a deduction of £28m2 (GIA) should be made to the beacon cost. Internal offices (in Industrial complexes) should be added by reference to Cost Guide code series 42P04A -42P40V, Internal WC - 42P40W, amenity blocks - showers & toilets (New code TBC) & Canteens (New CodeTBC) | - | - | - | 41P05E, 41P25E, 41R02V, 41U45E, 41Z05E, 41Z15E, 41U25E | m2 | - | 3 - INDUSTRIAL | David Grace | Jim Allen | 351.3545 | Option 1 | 435.6107 | 23.98% | 744.8486 | 534.7835 | 52.21% | 22.77% | 534.7835 | 52.21% | Price Book Data | P. Avo | VOA_GPN_GOV_UK\7243572 | 2021-09-20 | Low | - | Low | - | - | Copied to latest DCS. Redirects missed 41U25E, now added. | NA | SPONS A&B | 2 | (BEAMS Note 2) Standard | - | - | 2 | FALSE
3986 | 41P63E | 5721 | 41P63E | Industrial Buildings | Uninsulated Buildings | Sheet Metal Cladding | 251 - 500m2 | Eaves Height - 9.5m | Building Area only; Site strip vegetation; Strip foundations; Column bases; Insulated Concrete GF slab with DPM and Mesh,150 thick up to 10,000m2, 200mm thick over 10,000m2 GIA; Steel Portal frame with bolts and baseplates; Coated galvanised trapezoidal roof sheets with no insulation, on steel purlins; Roof lights; valley gutters; matching fascia and soffit; Rainwater downpipes and gutters; trapezoidal uninsulated wall system cladding on cladding rails; External roller shutter doors and personnel doors; Single phase electrics, lighting and power; Gas fuelled hot air burners; Underslab storm drainage from internal downpipes on building area greater than 1,000m2; | Location Adjustment Applicable (See Guidance Notes) - ERC = UK mean of 1.00 | (BEAMS Note 2) The ERC for this item should be added to all other rateable items on the hereditament (except land). Therefore the total of the ERC of the other Building Items and the P&M ERC (where applicable) to enable the correct contract size adjustment to be made. ERC of Building Component + ERC of P&M = Total ERC to which contract size adjustment should be applied. The appropriate % adjustment should be made in accordance with the scale for contract size adjustment specified under section 6 of the RCG 2023 Guidance notes. The currency ERC rates are set at £4m (Four Million Pounds) @ 1st April 2021 (AVD) for the RCG 2023 Publication. | The data consists of a typical Industrial shell. Works include the Industrial shell as described and includes works up to 1m perimeter to the building (1m wide paving slabs & foul/storm drainage), The cost include 2 no. personnel doors and roller shutters are included at 1 door up to 1,000m2 , 2 roller doors over 1,000m2 (GIA), and 4 roller doors over 5,000m2. Costs are for the shell only and do not include for internal rooms such as offices or toilets which should be added for seperately. See Variations for assistance. | - | - | - | - | - | Cavity Wall construction to lower walls should be added by measuring wall area at an E/O rate of £97m2(£5m2 less for uninsulated), single block walls are cost neutral. Additional roller shutter doors over and above the beacon specification at should be added at additonal cost of £ 232 each (4 x 4m) . Additional personnel doors over the assumed 2nr. - add £1,077 each. If no heating is present a deduction of £28m2 (GIA) should be made to the beacon cost. Internal offices (in Industrial complexes) should be added by reference to Cost Guide code series 42P04A -42P40V, Internal WC - 42P40W, amenity blocks - showers & toilets (New code TBC) & Canteens (New CodeTBC) | - | - | - | 41P05G, 41P25G, 41R02X, 41U25G, 41U45G, 41Z05G, 41Z15G | m2 | - | 3 - INDUSTRIAL | David Grace | Jim Allen | 359.0427 | Option 1 | 445.1427 | 23.98% | 754.495 | 541.7093 | 50.88% | 21.69% | 541.7093 | 50.88% | Price Book Data | P. Avo | VOA_GPN_GOV_UK\7243572 | 2021-09-20 | Low | - | Low | - | - | Copied to latest DCS. | NA | SPONS A&B | 2 | (BEAMS Note 2) Standard | - | - | 2 | FALSE
3987 | 41P63K | 5722 | 41P63K | Industrial Buildings | Uninsulated Buildings | Sheet Metal Cladding | 251 - 500m2 | Eaves Height - 10m | Building Area only; Site strip vegetation; Strip foundations; Column bases; Insulated Concrete GF slab with DPM and Mesh,150 thick up to 10,000m2, 200mm thick over 10,000m2 GIA; Steel Portal frame with bolts and baseplates; Coated galvanised trapezoidal roof sheets with no insulation, on steel purlins; Roof lights; valley gutters; matching fascia and soffit; Rainwater downpipes and gutters; trapezoidal uninsulated wall system cladding on cladding rails; External roller shutter doors and personnel doors; Single phase electrics, lighting and power; Gas fuelled hot air burners; Underslab storm drainage from internal downpipes on building area greater than 1,000m2; | Location Adjustment Applicable (See Guidance Notes) - ERC = UK mean of 1.00 | (BEAMS Note 2) The ERC for this item should be added to all other rateable items on the hereditament (except land). Therefore the total of the ERC of the other Building Items and the P&M ERC (where applicable) to enable the correct contract size adjustment to be made. ERC of Building Component + ERC of P&M = Total ERC to which contract size adjustment should be applied. The appropriate % adjustment should be made in accordance with the scale for contract size adjustment specified under section 6 of the RCG 2023 Guidance notes. The currency ERC rates are set at £4m (Four Million Pounds) @ 1st April 2021 (AVD) for the RCG 2023 Publication. | The data consists of a typical Industrial shell. Works include the Industrial shell as described and includes works up to 1m perimeter to the building (1m wide paving slabs & foul/storm drainage), The cost include 2 no. personnel doors and roller shutters are included at 1 door up to 1,000m2 , 2 roller doors over 1,000m2 (GIA), and 4 roller doors over 5,000m2. Costs are for the shell only and do not include for internal rooms such as offices or toilets which should be added for seperately. See Variations for assistance. | - | - | - | - | - | Cavity Wall construction to lower walls should be added by measuring wall area at an E/O rate of £97m2(£5m2 less for uninsulated), single block walls are cost neutral. Additional roller shutter doors over and above the beacon specification at should be added at additonal cost of £ 232 each (4 x 4m) . Additional personnel doors over the assumed 2nr. - add £1,077 each. If no heating is present a deduction of £28m2 (GIA) should be made to the beacon cost. Internal offices (in Industrial complexes) should be added by reference to Cost Guide code series 42P04A -42P40V, Internal WC - 42P40W, amenity blocks - showers & toilets (New code TBC) & Canteens (New CodeTBC) | - | - | - | 41P05K, 41P25K, 41R02Y, 41U25K, 41U45K, 41Z05K, 41Z15K | m2 | - | 3 - INDUSTRIAL | David Grace | Jim Allen | 366.731 | Option 1 | 454.6746 | 23.98% | 764.1413 | 548.6352 | 49.6% | 20.67% | 548.6352 | 49.6% | Price Book Data | P. Avo | VOA_GPN_GOV_UK\7243572 | 2021-09-20 | Low | - | Low | - | - | Copied to latest DCS. | NA | SPONS A&B | 2 | (BEAMS Note 2) Standard | - | - | 2 | FALSE
3988 | 41P63P | 5723 | 41P63P | Industrial Buildings | Uninsulated Buildings | Sheet Metal Cladding | 251 - 500m2 | Eaves Height - 11m | Building Area only; Site strip vegetation; Strip foundations; Column bases; Insulated Concrete GF slab with DPM and Mesh,150 thick up to 10,000m2, 200mm thick over 10,000m2 GIA; Steel Portal frame with bolts and baseplates; Coated galvanised trapezoidal roof sheets with no insulation, on steel purlins; Roof lights; valley gutters; matching fascia and soffit; Rainwater downpipes and gutters; trapezoidal uninsulated wall system cladding on cladding rails; External roller shutter doors and personnel doors; Single phase electrics, lighting and power; Gas fuelled hot air burners; Underslab storm drainage from internal downpipes on building area greater than 1,000m2; | Location Adjustment Applicable (See Guidance Notes) - ERC = UK mean of 1.00 | (BEAMS Note 2) The ERC for this item should be added to all other rateable items on the hereditament (except land). Therefore the total of the ERC of the other Building Items and the P&M ERC (where applicable) to enable the correct contract size adjustment to be made. ERC of Building Component + ERC of P&M = Total ERC to which contract size adjustment should be applied. The appropriate % adjustment should be made in accordance with the scale for contract size adjustment specified under section 6 of the RCG 2023 Guidance notes. The currency ERC rates are set at £4m (Four Million Pounds) @ 1st April 2021 (AVD) for the RCG 2023 Publication. | The data consists of a typical Industrial shell. Works include the Industrial shell as described and includes works up to 1m perimeter to the building (1m wide paving slabs & foul/storm drainage), The cost include 2 no. personnel doors and roller shutters are included at 1 door up to 1,000m2 , 2 roller doors over 1,000m2 (GIA), and 4 roller doors over 5,000m2. Costs are for the shell only and do not include for internal rooms such as offices or toilets which should be added for seperately. See Variations for assistance. | - | - | - | - | - | Cavity Wall construction to lower walls should be added by measuring wall area at an E/O rate of £97m2(£5m2 less for uninsulated), single block walls are cost neutral. Additional roller shutter doors over and above the beacon specification at should be added at additonal cost of £ 232 each (4 x 4m) . Additional personnel doors over the assumed 2nr. - add £1,077 each. If no heating is present a deduction of £28m2 (GIA) should be made to the beacon cost. Internal offices (in Industrial complexes) should be added by reference to Cost Guide code series 42P04A -42P40V, Internal WC - 42P40W, amenity blocks - showers & toilets (New code TBC) & Canteens (New CodeTBC) | - | - | - | 41P05P, 41P25P, 41R03A, 41U25P, 41U45P, 41Z05P, 41Z15P | m2 | - | 3 - INDUSTRIAL | David Grace | Jim Allen | 381.3388 | Option 1 | 472.7854 | 23.98% | 783.434 | 562.4869 | 47.5% | 18.97% | 562.4869 | 47.5% | Price Book Data | P. Avo | VOA_GPN_GOV_UK\7243572 | 2021-09-20 | Low | - | Low | - | - | Copied to latest DCS. | NA | SPONS A&B | 2 | (BEAMS Note 2) Standard | - | - | 2 | FALSE
3989 | 41P64C | 5730 | 41P64C | Industrial Buildings | Uninsulated Buildings | Sheet Metal Cladding | 501 - 1,000m2 | Eaves Height - 4m | Building Area only; Site strip vegetation; Strip foundations; Column bases; Insulated Concrete GF slab with DPM and Mesh,150 thick up to 10,000m2, 200mm thick over 10,000m2 GIA; Steel Portal frame with bolts and baseplates; Coated galvanised trapezoidal roof sheets with no insulation, on steel purlins; Roof lights; valley gutters; matching fascia and soffit; Rainwater downpipes and gutters; trapezoidal uninsulated wall system cladding on cladding rails; External roller shutter doors and personnel doors; Single phase electrics, lighting and power; Gas fuelled hot air burners; Underslab storm drainage from internal downpipes on building area greater than 1,000m2; | Location Adjustment Applicable (See Guidance Notes) - ERC = UK mean of 1.00 | (BEAMS Note 2) The ERC for this item should be added to all other rateable items on the hereditament (except land). Therefore the total of the ERC of the other Building Items and the P&M ERC (where applicable) to enable the correct contract size adjustment to be made. ERC of Building Component + ERC of P&M = Total ERC to which contract size adjustment should be applied. The appropriate % adjustment should be made in accordance with the scale for contract size adjustment specified under section 6 of the RCG 2023 Guidance notes. The currency ERC rates are set at £4m (Four Million Pounds) @ 1st April 2021 (AVD) for the RCG 2023 Publication. | The data consists of a typical Industrial shell. Works include the Industrial shell as described and includes works up to 1m perimeter to the building (1m wide paving slabs & foul/storm drainage), The cost include 2 no. personnel doors and roller shutters are included at 1 door up to 1,000m2 , 2 roller doors over 1,000m2 (GIA), and 4 roller doors over 5,000m2. Costs are for the shell only and do not include for internal rooms such as offices or toilets which should be added for seperately. See Variations for assistance. | - | - | - | - | - | Cavity Wall construction to lower walls should be added by measuring wall area at an E/O rate of £97m2(£5m2 less for uninsulated), single block walls are cost neutral. Additional roller shutter doors over and above the beacon specification at should be added at additonal cost of £ 232 each (4 x 4m) . Additional personnel doors over the assumed 2nr. - add £1,077 each. If no heating is present a deduction of £28m2 (GIA) should be made to the beacon cost. Internal offices (in Industrial complexes) should be added by reference to Cost Guide code series 42P04A -42P40V, Internal WC - 42P40W, amenity blocks - showers & toilets (New code TBC) & Canteens (New CodeTBC) | - | - | - | 41P06E, 41P26E, 41R04C, 41U26E, 41U46E, 41Z06E, 41Z16E | m2 | - | 3 - INDUSTRIAL | David Grace | Jim Allen | 228.342 | Option 1 | 283.0993 | 23.98% | 566.7592 | 406.9195 | 78.21% | 43.74% | 406.9195 | 78.21% | Price Book Data | P. Avo | VOA_GPN_GOV_UK\7243572 | 2021-09-17 | Low | - | Low | - | - | Copied to latest DCS. | NA | SPONS A&B | 2 | (BEAMS Note 2) Standard | - | - | 2 | FALSE
3990 | 41P64E | 5731 | 41P64E | Industrial Buildings | Uninsulated Buildings | Sheet Metal Cladding | 501 - 1,000m2 | Eaves Height - 4.5m | Building Area only; Site strip vegetation; Strip foundations; Column bases; Insulated Concrete GF slab with DPM and Mesh,150 thick up to 10,000m2, 200mm thick over 10,000m2 GIA; Steel Portal frame with bolts and baseplates; Coated galvanised trapezoidal roof sheets with no insulation, on steel purlins; Roof lights; valley gutters; matching fascia and soffit; Rainwater downpipes and gutters; trapezoidal uninsulated wall system cladding on cladding rails; External roller shutter doors and personnel doors; Single phase electrics, lighting and power; Gas fuelled hot air burners; Underslab storm drainage from internal downpipes on building area greater than 1,000m2; | Location Adjustment Applicable (See Guidance Notes) - ERC = UK mean of 1.00 | (BEAMS Note 2) The ERC for this item should be added to all other rateable items on the hereditament (except land). Therefore the total of the ERC of the other Building Items and the P&M ERC (where applicable) to enable the correct contract size adjustment to be made. ERC of Building Component + ERC of P&M = Total ERC to which contract size adjustment should be applied. The appropriate % adjustment should be made in accordance with the scale for contract size adjustment specified under section 6 of the RCG 2023 Guidance notes. The currency ERC rates are set at £4m (Four Million Pounds) @ 1st April 2021 (AVD) for the RCG 2023 Publication. | The data consists of a typical Industrial shell. Works include the Industrial shell as described and includes works up to 1m perimeter to the building (1m wide paving slabs & foul/storm drainage), The cost include 2 no. personnel doors and roller shutters are included at 1 door up to 1,000m2 , 2 roller doors over 1,000m2 (GIA), and 4 roller doors over 5,000m2. Costs are for the shell only and do not include for internal rooms such as offices or toilets which should be added for seperately. See Variations for assistance. | - | - | - | - | - | Cavity Wall construction to lower walls should be added by measuring wall area at an E/O rate of £97m2(£5m2 less for uninsulated), single block walls are cost neutral. Additional roller shutter doors over and above the beacon specification at should be added at additonal cost of £ 232 each (4 x 4m) . Additional personnel doors over the assumed 2nr. - add £1,077 each. If no heating is present a deduction of £28m2 (GIA) should be made to the beacon cost. Internal offices (in Industrial complexes) should be added by reference to Cost Guide code series 42P04A -42P40V, Internal WC - 42P40W, amenity blocks - showers & toilets (New code TBC) & Canteens (New CodeTBC) | - | - | - | 41P06G, 41P26G, 41R04E, 41U26G, 41U46G, 41Z06G, 41Z16G | m2 | - | 3 - INDUSTRIAL | David Grace | Jim Allen | 230.6484 | Option 1 | 285.9589 | 23.98% | 573.1688 | 411.5215 | 78.42% | 43.91% | 411.5215 | 78.42% | Price Book Data | P. Avo | VOA_GPN_GOV_UK\7243572 | 2021-09-17 | Low | - | Low | - | - | Copied to latest DCS. | NA | SPONS A&B | 2 | (BEAMS Note 2) Standard | - | - | 2 | FALSE
3991 | 41P64F | 5677 | 41P64F | Industrial Buildings | Uninsulated Buildings | Sheet Metal Cladding | 501 - 1,000m2 | Eaves Height - 5m | Building Area only; Site strip vegetation; Strip foundations; Column bases; Insulated Concrete GF slab with DPM and Mesh,150 thick up to 10,000m2, 200mm thick over 10,000m2 GIA; Steel Portal frame with bolts and baseplates; Coated galvanised trapezoidal roof sheets with no insulation, on steel purlins; Roof lights; valley gutters; matching fascia and soffit; Rainwater downpipes and gutters; trapezoidal uninsulated wall system cladding on cladding rails; External roller shutter doors and personnel doors; Single phase electrics, lighting and power; Gas fuelled hot air burners; Underslab storm drainage from internal downpipes on building area greater than 1,000m2; | Location Adjustment Applicable (See Guidance Notes) - ERC = UK mean of 1.00 | (BEAMS Note 2) The ERC for this item should be added to all other rateable items on the hereditament (except land). Therefore the total of the ERC of the other Building Items and the P&M ERC (where applicable) to enable the correct contract size adjustment to be made. ERC of Building Component + ERC of P&M = Total ERC to which contract size adjustment should be applied. The appropriate % adjustment should be made in accordance with the scale for contract size adjustment specified under section 6 of the RCG 2023 Guidance notes. The currency ERC rates are set at £4m (Four Million Pounds) @ 1st April 2021 (AVD) for the RCG 2023 Publication. | The data consists of a typical Industrial shell. Works include the Industrial shell as described and includes works up to 1m perimeter to the building (1m wide paving slabs & foul/storm drainage), The cost include 2 no. personnel doors and roller shutters are included at 1 door up to 1,000m2 , 2 roller doors over 1,000m2 (GIA), and 4 roller doors over 5,000m2. Costs are for the shell only and do not include for internal rooms such as offices or toilets which should be added for seperately. See Variations for assistance. | - | - | - | - | - | Cavity Wall construction to lower walls should be added by measuring wall area at an E/O rate of £97m2(£5m2 less for uninsulated), single block walls are cost neutral. Additional roller shutter doors over and above the beacon specification at should be added at additonal cost of £ 232 each (4 x 4m) . Additional personnel doors over the assumed 2nr. - add £1,077 each. If no heating is present a deduction of £28m2 (GIA) should be made to the beacon cost. Internal offices (in Industrial complexes) should be added by reference to Cost Guide code series 42P04A -42P40V, Internal WC - 42P40W, amenity blocks - showers & toilets (New code TBC) & Canteens (New CodeTBC) | - | - | - | 41P06H, 41P26H, 41R04F, 41U26I, 41U46I, 41Z06H, 41Z16H | m2 | - | 3 - INDUSTRIAL | David Grace | Jim Allen | 236.0302 | Option 1 | 292.6313 | 23.98% | 579.5785 | 416.1235 | 76.3% | 42.2% | 416.1235 | 76.3% | Price Book Data | P. Avo | VOA_GPN_GOV_UK\7243572 | 2021-09-17 | Low | - | Low | - | - | Copied to latest DCS. | NA | SPONS A&B | 2 | (BEAMS Note 2) Standard | - | - | 2 | FALSE
3992 | 41P64G | 5732 | 41P64G | Industrial Buildings | Uninsulated Buildings | Sheet Metal Cladding | 501 - 1,000m2 | Eaves Height - 5.5m | Building Area only; Site strip vegetation; Strip foundations; Column bases; Insulated Concrete GF slab with DPM and Mesh,150 thick up to 10,000m2, 200mm thick over 10,000m2 GIA; Steel Portal frame with bolts and baseplates; Coated galvanised trapezoidal roof sheets with no insulation, on steel purlins; Roof lights; valley gutters; matching fascia and soffit; Rainwater downpipes and gutters; trapezoidal uninsulated wall system cladding on cladding rails; External roller shutter doors and personnel doors; Single phase electrics, lighting and power; Gas fuelled hot air burners; Underslab storm drainage from internal downpipes on building area greater than 1,000m2; | Location Adjustment Applicable (See Guidance Notes) - ERC = UK mean of 1.00 | (BEAMS Note 2) The ERC for this item should be added to all other rateable items on the hereditament (except land). Therefore the total of the ERC of the other Building Items and the P&M ERC (where applicable) to enable the correct contract size adjustment to be made. ERC of Building Component + ERC of P&M = Total ERC to which contract size adjustment should be applied. The appropriate % adjustment should be made in accordance with the scale for contract size adjustment specified under section 6 of the RCG 2023 Guidance notes. The currency ERC rates are set at £4m (Four Million Pounds) @ 1st April 2021 (AVD) for the RCG 2023 Publication. | The data consists of a typical Industrial shell. Works include the Industrial shell as described and includes works up to 1m perimeter to the building (1m wide paving slabs & foul/storm drainage), The cost include 2 no. personnel doors and roller shutters are included at 1 door up to 1,000m2 , 2 roller doors over 1,000m2 (GIA), and 4 roller doors over 5,000m2. Costs are for the shell only and do not include for internal rooms such as offices or toilets which should be added for seperately. See Variations for assistance. | - | - | - | - | - | Cavity Wall construction to lower walls should be added by measuring wall area at an E/O rate of £97m2(£5m2 less for uninsulated), single block walls are cost neutral. Additional roller shutter doors over and above the beacon specification at should be added at additonal cost of £ 232 each (4 x 4m) . Additional personnel doors over the assumed 2nr. - add £1,077 each. If no heating is present a deduction of £28m2 (GIA) should be made to the beacon cost. Internal offices (in Industrial complexes) should be added by reference to Cost Guide code series 42P04A -42P40V, Internal WC - 42P40W, amenity blocks - showers & toilets (New code TBC) & Canteens (New CodeTBC) | - | - | - | 41P06K, 41P26K, 41R04G, 41U26K, 41U46K, 41Z06K, 41Z16K | m2 | - | 3 - INDUSTRIAL | David Grace | Jim Allen | 247.5627 | Option 1 | 306.9292 | 23.98% | 585.9882 | 420.7255 | 69.95% | 37.08% | 420.7255 | 69.95% | Price Book Data | P. Avo | VOA_GPN_GOV_UK\7243572 | 2021-09-17 | Low | - | Low | - | - | Copied to latest DCS. | NA | SPONS A&B | 2 | (BEAMS Note 2) Standard | - | - | 2 | FALSE
3993 | 41P64H | 5733 | 41P64H | Industrial Buildings | Uninsulated Buildings | Sheet Metal Cladding | 501 - 1,000m2 | Eaves Height - 6m | Building Area only; Site strip vegetation; Strip foundations; Column bases; Insulated Concrete GF slab with DPM and Mesh,150 thick up to 10,000m2, 200mm thick over 10,000m2 GIA; Steel Portal frame with bolts and baseplates; Coated galvanised trapezoidal roof sheets with no insulation, on steel purlins; Roof lights; valley gutters; matching fascia and soffit; Rainwater downpipes and gutters; trapezoidal uninsulated wall system cladding on cladding rails; External roller shutter doors and personnel doors; Single phase electrics, lighting and power; Gas fuelled hot air burners; Underslab storm drainage from internal downpipes on building area greater than 1,000m2; | Location Adjustment Applicable (See Guidance Notes) - ERC = UK mean of 1.00 | (BEAMS Note 2) The ERC for this item should be added to all other rateable items on the hereditament (except land). Therefore the total of the ERC of the other Building Items and the P&M ERC (where applicable) to enable the correct contract size adjustment to be made. ERC of Building Component + ERC of P&M = Total ERC to which contract size adjustment should be applied. The appropriate % adjustment should be made in accordance with the scale for contract size adjustment specified under section 6 of the RCG 2023 Guidance notes. The currency ERC rates are set at £4m (Four Million Pounds) @ 1st April 2021 (AVD) for the RCG 2023 Publication. | The data consists of a typical Industrial shell. Works include the Industrial shell as described and includes works up to 1m perimeter to the building (1m wide paving slabs & foul/storm drainage), The cost include 2 no. personnel doors and roller shutters are included at 1 door up to 1,000m2 , 2 roller doors over 1,000m2 (GIA), and 4 roller doors over 5,000m2. Costs are for the shell only and do not include for internal rooms such as offices or toilets which should be added for seperately. See Variations for assistance. | - | - | - | - | - | Cavity Wall construction to lower walls should be added by measuring wall area at an E/O rate of £97m2(£5m2 less for uninsulated), single block walls are cost neutral. Additional roller shutter doors over and above the beacon specification at should be added at additonal cost of £ 232 each (4 x 4m) . Additional personnel doors over the assumed 2nr. - add £1,077 each. If no heating is present a deduction of £28m2 (GIA) should be made to the beacon cost. Internal offices (in Industrial complexes) should be added by reference to Cost Guide code series 42P04A -42P40V, Internal WC - 42P40W, amenity blocks - showers & toilets (New code TBC) & Canteens (New CodeTBC) | - | - | - | 41P06M, 41P26M, 41R04H, 41U26M, 41U46M, 41Z06M, 41Z16M | m2 | - | 3 - INDUSTRIAL | David Grace | Jim Allen | 252.1756 | Option 1 | 312.6484 | 23.98% | 592.3978 | 425.3275 | 68.66% | 36.04% | 425.3275 | 68.66% | Price Book Data | P. Avo | VOA_GPN_GOV_UK\7243572 | 2021-09-17 | Low | - | Low | - | - | Copied to latest DCS. | NA | SPONS A&B | 2 | (BEAMS Note 2) Standard | - | - | 2 | FALSE
3994 | 41P64J | 5734 | 41P64J | Industrial Buildings | Uninsulated Buildings | Sheet Metal Cladding | 501 - 1,000m2 | Eaves Height - 6.5m | Building Area only; Site strip vegetation; Strip foundations; Column bases; Insulated Concrete GF slab with DPM and Mesh,150 thick up to 10,000m2, 200mm thick over 10,000m2 GIA; Steel Portal frame with bolts and baseplates; Coated galvanised trapezoidal roof sheets with no insulation, on steel purlins; Roof lights; valley gutters; matching fascia and soffit; Rainwater downpipes and gutters; trapezoidal uninsulated wall system cladding on cladding rails; External roller shutter doors and personnel doors; Single phase electrics, lighting and power; Gas fuelled hot air burners; Underslab storm drainage from internal downpipes on building area greater than 1,000m2; | Location Adjustment Applicable (See Guidance Notes) - ERC = UK mean of 1.00 | (BEAMS Note 2) The ERC for this item should be added to all other rateable items on the hereditament (except land). Therefore the total of the ERC of the other Building Items and the P&M ERC (where applicable) to enable the correct contract size adjustment to be made. ERC of Building Component + ERC of P&M = Total ERC to which contract size adjustment should be applied. The appropriate % adjustment should be made in accordance with the scale for contract size adjustment specified under section 6 of the RCG 2023 Guidance notes. The currency ERC rates are set at £4m (Four Million Pounds) @ 1st April 2021 (AVD) for the RCG 2023 Publication. | The data consists of a typical Industrial shell. Works include the Industrial shell as described and includes works up to 1m perimeter to the building (1m wide paving slabs & foul/storm drainage), The cost include 2 no. personnel doors and roller shutters are included at 1 door up to 1,000m2 , 2 roller doors over 1,000m2 (GIA), and 4 roller doors over 5,000m2. Costs are for the shell only and do not include for internal rooms such as offices or toilets which should be added for seperately. See Variations for assistance. | - | - | - | - | - | Cavity Wall construction to lower walls should be added by measuring wall area at an E/O rate of £97m2(£5m2 less for uninsulated), single block walls are cost neutral. Additional roller shutter doors over and above the beacon specification at should be added at additonal cost of £ 232 each (4 x 4m) . Additional personnel doors over the assumed 2nr. - add £1,077 each. If no heating is present a deduction of £28m2 (GIA) should be made to the beacon cost. Internal offices (in Industrial complexes) should be added by reference to Cost Guide code series 42P04A -42P40V, Internal WC - 42P40W, amenity blocks - showers & toilets (New code TBC) & Canteens (New CodeTBC) | - | - | - | 41P06P, 41P26P, 41R04J, 41U26P, 41U46P, 41Z06P, 41Z16P | m2 | - | 3 - INDUSTRIAL | David Grace | Jim Allen | 254.4821 | Option 1 | 315.508 | 23.98% | 598.8075 | 429.9295 | 68.94% | 36.27% | 429.9295 | 68.94% | Price Book Data | P. Avo | VOA_GPN_GOV_UK\7243572 | 2021-09-17 | Low | - | Low | - | - | Copied to latest DCS. | NA | SPONS A&B | 2 | (BEAMS Note 2) Standard | - | - | 2 | FALSE
3995 | 41P64L | 5735 | 41P64L | Industrial Buildings | Uninsulated Buildings | Sheet Metal Cladding | 501 - 1,000m2 | Eaves Height - 7m | Building Area only; Site strip vegetation; Strip foundations; Column bases; Insulated Concrete GF slab with DPM and Mesh,150 thick up to 10,000m2, 200mm thick over 10,000m2 GIA; Steel Portal frame with bolts and baseplates; Coated galvanised trapezoidal roof sheets with no insulation, on steel purlins; Roof lights; valley gutters; matching fascia and soffit; Rainwater downpipes and gutters; trapezoidal uninsulated wall system cladding on cladding rails; External roller shutter doors and personnel doors; Single phase electrics, lighting and power; Gas fuelled hot air burners; Underslab storm drainage from internal downpipes on building area greater than 1,000m2; | Location Adjustment Applicable (See Guidance Notes) - ERC = UK mean of 1.00 | (BEAMS Note 2) The ERC for this item should be added to all other rateable items on the hereditament (except land). Therefore the total of the ERC of the other Building Items and the P&M ERC (where applicable) to enable the correct contract size adjustment to be made. ERC of Building Component + ERC of P&M = Total ERC to which contract size adjustment should be applied. The appropriate % adjustment should be made in accordance with the scale for contract size adjustment specified under section 6 of the RCG 2023 Guidance notes. The currency ERC rates are set at £4m (Four Million Pounds) @ 1st April 2021 (AVD) for the RCG 2023 Publication. | The data consists of a typical Industrial shell. Works include the Industrial shell as described and includes works up to 1m perimeter to the building (1m wide paving slabs & foul/storm drainage), The cost include 2 no. personnel doors and roller shutters are included at 1 door up to 1,000m2 , 2 roller doors over 1,000m2 (GIA), and 4 roller doors over 5,000m2. Costs are for the shell only and do not include for internal rooms such as offices or toilets which should be added for seperately. See Variations for assistance. | - | - | - | - | - | Cavity Wall construction to lower walls should be added by measuring wall area at an E/O rate of £97m2(£5m2 less for uninsulated), single block walls are cost neutral. Additional roller shutter doors over and above the beacon specification at should be added at additonal cost of £ 232 each (4 x 4m) . Additional personnel doors over the assumed 2nr. - add £1,077 each. If no heating is present a deduction of £28m2 (GIA) should be made to the beacon cost. Internal offices (in Industrial complexes) should be added by reference to Cost Guide code series 42P04A -42P40V, Internal WC - 42P40W, amenity blocks - showers & toilets (New code TBC) & Canteens (New CodeTBC) | - | - | - | 41P06R, 41P26R, 41R04L, 41U26R, 41U46R, 41Z06R, 41Z16R | m2 | - | 3 - INDUSTRIAL | David Grace | Jim Allen | 260.6327 | Option 1 | 323.1335 | 23.98% | 605.2172 | 434.5315 | 66.72% | 34.47% | 434.5315 | 66.72% | Price Book Data | P. Avo | VOA_GPN_GOV_UK\7243572 | 2021-09-17 | Low | - | Low | - | - | Copied to latest DCS. | NA | SPONS A&B | 2 | (BEAMS Note 2) Standard | - | - | 2 | FALSE
3996 | 41P64M | 5739 | 41P64M | Industrial Buildings | Uninsulated Buildings | Sheet Metal Cladding | 501 - 1,000m2 | Eaves Height - 7.5m | Building Area only; Site strip vegetation; Strip foundations; Column bases; Insulated Concrete GF slab with DPM and Mesh,150 thick up to 10,000m2, 200mm thick over 10,000m2 GIA; Steel Portal frame with bolts and baseplates; Coated galvanised trapezoidal roof sheets with no insulation, on steel purlins; Roof lights; valley gutters; matching fascia and soffit; Rainwater downpipes and gutters; trapezoidal uninsulated wall system cladding on cladding rails; External roller shutter doors and personnel doors; Single phase electrics, lighting and power; Gas fuelled hot air burners; Underslab storm drainage from internal downpipes on building area greater than 1,000m2; | Location Adjustment Applicable (See Guidance Notes) - ERC = UK mean of 1.00 | (BEAMS Note 2) The ERC for this item should be added to all other rateable items on the hereditament (except land). Therefore the total of the ERC of the other Building Items and the P&M ERC (where applicable) to enable the correct contract size adjustment to be made. ERC of Building Component + ERC of P&M = Total ERC to which contract size adjustment should be applied. The appropriate % adjustment should be made in accordance with the scale for contract size adjustment specified under section 6 of the RCG 2023 Guidance notes. The currency ERC rates are set at £4m (Four Million Pounds) @ 1st April 2021 (AVD) for the RCG 2023 Publication. | The data consists of a typical Industrial shell. Works include the Industrial shell as described and includes works up to 1m perimeter to the building (1m wide paving slabs & foul/storm drainage), The cost include 2 no. personnel doors and roller shutters are included at 1 door up to 1,000m2 , 2 roller doors over 1,000m2 (GIA), and 4 roller doors over 5,000m2. Costs are for the shell only and do not include for internal rooms such as offices or toilets which should be added for seperately. See Variations for assistance. | - | - | - | - | - | Cavity Wall construction to lower walls should be added by measuring wall area at an E/O rate of £97m2(£5m2 less for uninsulated), single block walls are cost neutral. Additional roller shutter doors over and above the beacon specification at should be added at additonal cost of £ 232 each (4 x 4m) . Additional personnel doors over the assumed 2nr. - add £1,077 each. If no heating is present a deduction of £28m2 (GIA) should be made to the beacon cost. Internal offices (in Industrial complexes) should be added by reference to Cost Guide code series 42P04A -42P40V, Internal WC - 42P40W, amenity blocks - showers & toilets (New code TBC) & Canteens (New CodeTBC) | - | - | - | 41P06T, 41P26T, 41R04M, 41U26T, 41U46T, 41Z06T, 41Z16T | m2 | - | 3 - INDUSTRIAL | David Grace | Jim Allen | 265.2457 | Option 1 | 328.8527 | 23.98% | 611.6268 | 439.1334 | 65.56% | 33.53% | 439.1334 | 65.56% | Price Book Data | P. Avo | VOA_GPN_GOV_UK\7243572 | 2021-09-17 | Low | - | Low | - | - | Copied to latest DCS. | NA | SPONS A&B | 2 | (BEAMS Note 2) Standard | - | - | 2 | FALSE
| 41P64PA |  | 41P64PA | Industrial Buildings | Uninsulated Buildings | Sheet Metal Cladding | 501 - 1,000m2 | Eaves Height - 8m | Building Area only; Site strip vegetation; Strip foundations; Column bases; Insulated Concrete GF slab with DPM and Mesh,150 thick up to 10,000m2, 200mm thick over 10,000m2 GIA; Steel Portal frame with bolts and baseplates; Coated galvanised trapezoidal roof sheets with no insulation, on steel purlins; Roof lights; valley gutters; matching fascia and soffit; Rainwater downpipes and gutters; trapezoidal uninsulated wall system cladding on cladding rails; External roller shutter doors and personnel doors; Single phase electrics, lighting and power; Gas fuelled hot air burners; Underslab storm drainage from internal downpipes on building area greater than 1,000m2; | Location Adjustment Applicable (See Guidance Notes) - ERC = UK mean of 1.00 | (BEAMS Note 2) The ERC for this item should be added to all other rateable items on the hereditament (except land). Therefore the total of the ERC of the other Building Items and the P&M ERC (where applicable) to enable the correct contract size adjustment to be made. ERC of Building Component + ERC of P&M = Total ERC to which contract size adjustment should be applied. The appropriate % adjustment should be made in accordance with the scale for contract size adjustment specified under section 6 of the RCG 2023 Guidance notes. The currency ERC rates are set at £4m (Four Million Pounds) @ 1st April 2021 (AVD) for the RCG 2023 Publication. | The data consists of a typical Industrial shell. Works include the Industrial shell as described and includes works up to 1m perimeter to the building (1m wide paving slabs & foul/storm drainage), The cost include 2 no. personnel doors and roller shutters are included at 1 door up to 1,000m2 , 2 roller doors over 1,000m2 (GIA), and 4 roller doors over 5,000m2. Costs are for the shell only and do not include for internal rooms such as offices or toilets which should be added for seperately. See Variations for assistance. | - | - | - | - | - | Cavity Wall construction to lower walls should be added by measuring wall area at an E/O rate of £97m2(£5m2 less for uninsulated), single block walls are cost neutral. Additional roller shutter doors over and above the beacon specification at should be added at additonal cost of £ 232 each (4 x 4m) . Additional personnel doors over the assumed 2nr. - add £1,077 each. If no heating is present a deduction of £28m2 (GIA) should be made to the beacon cost. Internal offices (in Industrial complexes) should be added by reference to Cost Guide code series 42P04A -42P40V, Internal WC - 42P40W, amenity blocks - showers & toilets (New code TBC) & Canteens (New CodeTBC) | - | - | - | 41P07A, 41R04P, 41U27A, 41U47A, 41Z07A, 41Z17A | m2 | - | 3 - INDUSTRIAL | David Grace | Jim Allen | #N/A | Option 1 | ERROR | 0% | 618.0365 | 443.7354 | 0% | 0% | 443.7354 | 0% | Price Book Data | P. Avo | VOA_GPN_GOV_UK\7243572 | 2021-09-17 | - | - | Low | - | - | Copied to latest DCS. The 8m height in this size range appears to have been missed previously. 41P64P (the logical code based on the sequence) was already allocated to Factory Process, so reassigned 41P64PA. | NA | SPONS A&B | 2 | (BEAMS Note 2) Standard | - | - | 2 | FALSE
3997 | 41P64T | 5741 | 41P64T | Industrial Buildings | Uninsulated Buildings | Sheet Metal Cladding | 501 - 1,000m2 | Eaves Height - 8.5m | Building Area only; Site strip vegetation; Strip foundations; Column bases; Insulated Concrete GF slab with DPM and Mesh,150 thick up to 10,000m2, 200mm thick over 10,000m2 GIA; Steel Portal frame with bolts and baseplates; Coated galvanised trapezoidal roof sheets with no insulation, on steel purlins; Roof lights; valley gutters; matching fascia and soffit; Rainwater downpipes and gutters; trapezoidal uninsulated wall system cladding on cladding rails; External roller shutter doors and personnel doors; Single phase electrics, lighting and power; Gas fuelled hot air burners; Underslab storm drainage from internal downpipes on building area greater than 1,000m2; | Location Adjustment Applicable (See Guidance Notes) - ERC = UK mean of 1.00 | (BEAMS Note 2) The ERC for this item should be added to all other rateable items on the hereditament (except land). Therefore the total of the ERC of the other Building Items and the P&M ERC (where applicable) to enable the correct contract size adjustment to be made. ERC of Building Component + ERC of P&M = Total ERC to which contract size adjustment should be applied. The appropriate % adjustment should be made in accordance with the scale for contract size adjustment specified under section 6 of the RCG 2023 Guidance notes. The currency ERC rates are set at £4m (Four Million Pounds) @ 1st April 2021 (AVD) for the RCG 2023 Publication. | The data consists of a typical Industrial shell. Works include the Industrial shell as described and includes works up to 1m perimeter to the building (1m wide paving slabs & foul/storm drainage), The cost include 2 no. personnel doors and roller shutters are included at 1 door up to 1,000m2 , 2 roller doors over 1,000m2 (GIA), and 4 roller doors over 5,000m2. Costs are for the shell only and do not include for internal rooms such as offices or toilets which should be added for seperately. See Variations for assistance. | - | - | - | - | - | Cavity Wall construction to lower walls should be added by measuring wall area at an E/O rate of £97m2(£5m2 less for uninsulated), single block walls are cost neutral. Additional roller shutter doors over and above the beacon specification at should be added at additonal cost of £ 232 each (4 x 4m) . Additional personnel doors over the assumed 2nr. - add £1,077 each. If no heating is present a deduction of £28m2 (GIA) should be made to the beacon cost. Internal offices (in Industrial complexes) should be added by reference to Cost Guide code series 42P04A -42P40V, Internal WC - 42P40W, amenity blocks - showers & toilets (New code TBC) & Canteens (New CodeTBC) | - | - | - | 41P07C, 41P27A, 41R04T, 41U27C, 41U47C, 41Z07C, 41Z17C | m2 | - | 3 - INDUSTRIAL | David Grace | Jim Allen | 289.8482 | Option 1 | 359.355 | 23.98% | 624.4462 | 448.3374 | 54.68% | 24.76% | 448.3374 | 54.68% | Price Book Data | P. Avo | VOA_GPN_GOV_UK\7243572 | 2021-09-17 | Low | - | Low | - | - | Copied to latest DCS. | NA | SPONS A&B | 2 | (BEAMS Note 2) Standard | - | - | 2 | FALSE
3998 | 41P65A | 5742 | 41P65A | Industrial Buildings | Uninsulated Buildings | Sheet Metal Cladding | 501 - 1,000m2 | Eaves Height - 9m | Building Area only; Site strip vegetation; Strip foundations; Column bases; Insulated Concrete GF slab with DPM and Mesh,150 thick up to 10,000m2, 200mm thick over 10,000m2 GIA; Steel Portal frame with bolts and baseplates; Coated galvanised trapezoidal roof sheets with no insulation, on steel purlins; Roof lights; valley gutters; matching fascia and soffit; Rainwater downpipes and gutters; trapezoidal uninsulated wall system cladding on cladding rails; External roller shutter doors and personnel doors; Single phase electrics, lighting and power; Gas fuelled hot air burners; Underslab storm drainage from internal downpipes on building area greater than 1,000m2; | Location Adjustment Applicable (See Guidance Notes) - ERC = UK mean of 1.00 | (BEAMS Note 2) The ERC for this item should be added to all other rateable items on the hereditament (except land). Therefore the total of the ERC of the other Building Items and the P&M ERC (where applicable) to enable the correct contract size adjustment to be made. ERC of Building Component + ERC of P&M = Total ERC to which contract size adjustment should be applied. The appropriate % adjustment should be made in accordance with the scale for contract size adjustment specified under section 6 of the RCG 2023 Guidance notes. The currency ERC rates are set at £4m (Four Million Pounds) @ 1st April 2021 (AVD) for the RCG 2023 Publication. | The data consists of a typical Industrial shell. Works include the Industrial shell as described and includes works up to 1m perimeter to the building (1m wide paving slabs & foul/storm drainage), The cost include 2 no. personnel doors and roller shutters are included at 1 door up to 1,000m2 , 2 roller doors over 1,000m2 (GIA), and 4 roller doors over 5,000m2. Costs are for the shell only and do not include for internal rooms such as offices or toilets which should be added for seperately. See Variations for assistance. | - | - | - | - | - | Cavity Wall construction to lower walls should be added by measuring wall area at an E/O rate of £97m2(£5m2 less for uninsulated), single block walls are cost neutral. Additional roller shutter doors over and above the beacon specification at should be added at additonal cost of £ 232 each (4 x 4m) . Additional personnel doors over the assumed 2nr. - add £1,077 each. If no heating is present a deduction of £28m2 (GIA) should be made to the beacon cost. Internal offices (in Industrial complexes) should be added by reference to Cost Guide code series 42P04A -42P40V, Internal WC - 42P40W, amenity blocks - showers & toilets (New code TBC) & Canteens (New CodeTBC) | - | - | - | 41P07E, 41P27E, 41R04V, 41U27E, 41U47E, 41Z07E, 41Z17E | m2 | - | 3 - INDUSTRIAL | David Grace | Jim Allen | 295.23 | Option 1 | 366.0274 | 23.98% | 630.8558 | 452.9394 | 53.42% | 23.74% | 452.9394 | 53.42% | Price Book Data | P. Avo | VOA_GPN_GOV_UK\7243572 | 2021-09-17 | Low | - | Low | - | - | Copied to latest DCS. | NA | SPONS A&B | 2 | (BEAMS Note 2) Standard | - | - | 2 | FALSE
3999 | 41P65E | 5743 | 41P65E | Industrial Buildings | Uninsulated Buildings | Sheet Metal Cladding | 501 - 1,000m2 | Eaves Height - 9.5m | Building Area only; Site strip vegetation; Strip foundations; Column bases; Insulated Concrete GF slab with DPM and Mesh,150 thick up to 10,000m2, 200mm thick over 10,000m2 GIA; Steel Portal frame with bolts and baseplates; Coated galvanised trapezoidal roof sheets with no insulation, on steel purlins; Roof lights; valley gutters; matching fascia and soffit; Rainwater downpipes and gutters; trapezoidal uninsulated wall system cladding on cladding rails; External roller shutter doors and personnel doors; Single phase electrics, lighting and power; Gas fuelled hot air burners; Underslab storm drainage from internal downpipes on building area greater than 1,000m2; | Location Adjustment Applicable (See Guidance Notes) - ERC = UK mean of 1.00 | (BEAMS Note 2) The ERC for this item should be added to all other rateable items on the hereditament (except land). Therefore the total of the ERC of the other Building Items and the P&M ERC (where applicable) to enable the correct contract size adjustment to be made. ERC of Building Component + ERC of P&M = Total ERC to which contract size adjustment should be applied. The appropriate % adjustment should be made in accordance with the scale for contract size adjustment specified under section 6 of the RCG 2023 Guidance notes. The currency ERC rates are set at £4m (Four Million Pounds) @ 1st April 2021 (AVD) for the RCG 2023 Publication. | The data consists of a typical Industrial shell. Works include the Industrial shell as described and includes works up to 1m perimeter to the building (1m wide paving slabs & foul/storm drainage), The cost include 2 no. personnel doors and roller shutters are included at 1 door up to 1,000m2 , 2 roller doors over 1,000m2 (GIA), and 4 roller doors over 5,000m2. Costs are for the shell only and do not include for internal rooms such as offices or toilets which should be added for seperately. See Variations for assistance. | - | - | - | - | - | Cavity Wall construction to lower walls should be added by measuring wall area at an E/O rate of £97m2(£5m2 less for uninsulated), single block walls are cost neutral. Additional roller shutter doors over and above the beacon specification at should be added at additonal cost of £ 232 each (4 x 4m) . Additional personnel doors over the assumed 2nr. - add £1,077 each. If no heating is present a deduction of £28m2 (GIA) should be made to the beacon cost. Internal offices (in Industrial complexes) should be added by reference to Cost Guide code series 42P04A -42P40V, Internal WC - 42P40W, amenity blocks - showers & toilets (New code TBC) & Canteens (New CodeTBC) | - | - | - | 41P07G, 41P27G, 41R04X, 41U27G, 41U47G, 41Z07G, 41Z17G | m2 | - | 3 - INDUSTRIAL | David Grace | Jim Allen | 299.843 | Option 1 | 371.7465 | 23.98% | 637.2655 | 457.5414 | 52.59% | 23.08% | 457.5414 | 52.59% | Price Book Data | P. Avo | VOA_GPN_GOV_UK\7243572 | 2021-09-17 | Low | - | Low | - | - | Copied to latest DCS. | NA | SPONS A&B | 2 | (BEAMS Note 2) Standard | - | - | 2 | FALSE
4000 | 41P65K | 5744 | 41P65K | Industrial Buildings | Uninsulated Buildings | Sheet Metal Cladding | 501 - 1,000m2 | Eaves Height - 10m | Building Area only; Site strip vegetation; Strip foundations; Column bases; Insulated Concrete GF slab with DPM and Mesh,150 thick up to 10,000m2, 200mm thick over 10,000m2 GIA; Steel Portal frame with bolts and baseplates; Coated galvanised trapezoidal roof sheets with no insulation, on steel purlins; Roof lights; valley gutters; matching fascia and soffit; Rainwater downpipes and gutters; trapezoidal uninsulated wall system cladding on cladding rails; External roller shutter doors and personnel doors; Single phase electrics, lighting and power; Gas fuelled hot air burners; Underslab storm drainage from internal downpipes on building area greater than 1,000m2; | Location Adjustment Applicable (See Guidance Notes) - ERC = UK mean of 1.00 | (BEAMS Note 2) The ERC for this item should be added to all other rateable items on the hereditament (except land). Therefore the total of the ERC of the other Building Items and the P&M ERC (where applicable) to enable the correct contract size adjustment to be made. ERC of Building Component + ERC of P&M = Total ERC to which contract size adjustment should be applied. The appropriate % adjustment should be made in accordance with the scale for contract size adjustment specified under section 6 of the RCG 2023 Guidance notes. The currency ERC rates are set at £4m (Four Million Pounds) @ 1st April 2021 (AVD) for the RCG 2023 Publication. | The data consists of a typical Industrial shell. Works include the Industrial shell as described and includes works up to 1m perimeter to the building (1m wide paving slabs & foul/storm drainage), The cost include 2 no. personnel doors and roller shutters are included at 1 door up to 1,000m2 , 2 roller doors over 1,000m2 (GIA), and 4 roller doors over 5,000m2. Costs are for the shell only and do not include for internal rooms such as offices or toilets which should be added for seperately. See Variations for assistance. | - | - | - | - | - | Cavity Wall construction to lower walls should be added by measuring wall area at an E/O rate of £97m2(£5m2 less for uninsulated), single block walls are cost neutral. Additional roller shutter doors over and above the beacon specification at should be added at additonal cost of £ 232 each (4 x 4m) . Additional personnel doors over the assumed 2nr. - add £1,077 each. If no heating is present a deduction of £28m2 (GIA) should be made to the beacon cost. Internal offices (in Industrial complexes) should be added by reference to Cost Guide code series 42P04A -42P40V, Internal WC - 42P40W, amenity blocks - showers & toilets (New code TBC) & Canteens (New CodeTBC) | - | - | - | 41P07K, 41P27K, 41R04Y, 41U27K, 41U47K, 41Z07K, 41Z17K | m2 | - | 3 - INDUSTRIAL | David Grace | Jim Allen | 305.2248 | Option 1 | 378.4189 | 23.98% | 643.6752 | 462.1434 | 51.41% | 22.12% | 462.1434 | 51.41% | Price Book Data | P. Avo | VOA_GPN_GOV_UK\7243572 | 2021-09-17 | Low | - | Low | - | - | Copied to latest DCS. | NA | SPONS A&B | 2 | (BEAMS Note 2) Standard | - | - | 2 | FALSE
4001 | 41P66A | 5750 | 41P66A | Industrial Buildings | Uninsulated Buildings | Sheet Metal Cladding | 5,001 - 10,000m2 | Eaves Height - 3m | Building Area only; Site strip vegetation; Strip foundations; Column bases; Insulated Concrete GF slab with DPM and Mesh,150 thick up to 10,000m2, 200mm thick over 10,000m2 GIA; Steel Portal frame with bolts and baseplates; Coated galvanised trapezoidal roof sheets with no insulation, on steel purlins; Roof lights; valley gutters; matching fascia and soffit; Rainwater downpipes and gutters; trapezoidal uninsulated wall system cladding on cladding rails; External roller shutter doors and personnel doors; Single phase electrics, lighting and power; Gas fuelled hot air burners; Underslab storm drainage from internal downpipes on building area greater than 1,000m2; | Location Adjustment Applicable (See Guidance Notes) - ERC = UK mean of 1.00 | (BEAMS Note 2) The ERC for this item should be added to all other rateable items on the hereditament (except land). Therefore the total of the ERC of the other Building Items and the P&M ERC (where applicable) to enable the correct contract size adjustment to be made. ERC of Building Component + ERC of P&M = Total ERC to which contract size adjustment should be applied. The appropriate % adjustment should be made in accordance with the scale for contract size adjustment specified under section 6 of the RCG 2023 Guidance notes. The currency ERC rates are set at £4m (Four Million Pounds) @ 1st April 2021 (AVD) for the RCG 2023 Publication. | The data consists of a typical Industrial shell. Works include the Industrial shell as described and includes works up to 1m perimeter to the building (1m wide paving slabs & foul/storm drainage), The cost include 2 no. personnel doors and roller shutters are included at 1 door up to 1,000m2 , 2 roller doors over 1,000m2 (GIA), and 4 roller doors over 5,000m2. Costs are for the shell only and do not include for internal rooms such as offices or toilets which should be added for seperately. See Variations for assistance. | - | - | - | - | - | Cavity Wall construction to lower walls should be added by measuring wall area at an E/O rate of £97m2(£5m2 less for uninsulated), single block walls are cost neutral. Additional roller shutter doors over and above the beacon specification at should be added at additonal cost of £ 232 each (4 x 4m) . Additional personnel doors over the assumed 2nr. - add £1,077 each. If no heating is present a deduction of £28m2 (GIA) should be made to the beacon cost. Internal offices (in Industrial complexes) should be added by reference to Cost Guide code series 42P04A -42P40V, Internal WC - 42P40W, amenity blocks - showers & toilets (New code TBC) & Canteens (New CodeTBC) | - | - | - | 41P08A, 41P28A, 41R08A, 41U28A, 41U48A | m2 | - | 3 - INDUSTRIAL | David Grace | Jim Allen | 194.5135 | Option 1 | 241.1587 | 23.98% | 557.9694 | 400.6087 | 106% | 66.12% | 400.6087 | 106% | Price Book Data | P. Avo | VOA_GPN_GOV_UK\7243572 | 2021-09-20 | Low | - | Low | - | - | Copied to latest DCS. | NA | SPONS A&B | 2 | (BEAMS Note 2) Standard | - | - | 2 | FALSE
4002 | 41P66B | 5751 | 41P66B | Industrial Buildings | Uninsulated Buildings | Sheet Metal Cladding | 5,001 - 10,000m2 | Eaves Height - 3.5m | Building Area only; Site strip vegetation; Strip foundations; Column bases; Insulated Concrete GF slab with DPM and Mesh,150 thick up to 10,000m2, 200mm thick over 10,000m2 GIA; Steel Portal frame with bolts and baseplates; Coated galvanised trapezoidal roof sheets with no insulation, on steel purlins; Roof lights; valley gutters; matching fascia and soffit; Rainwater downpipes and gutters; trapezoidal uninsulated wall system cladding on cladding rails; External roller shutter doors and personnel doors; Single phase electrics, lighting and power; Gas fuelled hot air burners; Underslab storm drainage from internal downpipes on building area greater than 1,000m2; | Location Adjustment Applicable (See Guidance Notes) - ERC = UK mean of 1.00 | (BEAMS Note 2) The ERC for this item should be added to all other rateable items on the hereditament (except land). Therefore the total of the ERC of the other Building Items and the P&M ERC (where applicable) to enable the correct contract size adjustment to be made. ERC of Building Component + ERC of P&M = Total ERC to which contract size adjustment should be applied. The appropriate % adjustment should be made in accordance with the scale for contract size adjustment specified under section 6 of the RCG 2023 Guidance notes. The currency ERC rates are set at £4m (Four Million Pounds) @ 1st April 2021 (AVD) for the RCG 2023 Publication. | The data consists of a typical Industrial shell. Works include the Industrial shell as described and includes works up to 1m perimeter to the building (1m wide paving slabs & foul/storm drainage), The cost include 2 no. personnel doors and roller shutters are included at 1 door up to 1,000m2 , 2 roller doors over 1,000m2 (GIA), and 4 roller doors over 5,000m2. Costs are for the shell only and do not include for internal rooms such as offices or toilets which should be added for seperately. See Variations for assistance. | - | - | - | - | - | Cavity Wall construction to lower walls should be added by measuring wall area at an E/O rate of £97m2(£5m2 less for uninsulated), single block walls are cost neutral. Additional roller shutter doors over and above the beacon specification at should be added at additonal cost of £ 232 each (4 x 4m) . Additional personnel doors over the assumed 2nr. - add £1,077 each. If no heating is present a deduction of £28m2 (GIA) should be made to the beacon cost. Internal offices (in Industrial complexes) should be added by reference to Cost Guide code series 42P04A -42P40V, Internal WC - 42P40W, amenity blocks - showers & toilets (New code TBC) & Canteens (New CodeTBC) | - | - | - | 41P08C, 41P28C, 41R08B, 41U28C, 41U48C | m2 | - | 3 - INDUSTRIAL | David Grace | Jim Allen | 196.0512 | Option 1 | 243.0651 | 23.98% | 559.3784 | 401.6203 | 104.9% | 65.23% | 401.6203 | 104.9% | Price Book Data | P. Avo | VOA_GPN_GOV_UK\7243572 | 2021-09-20 | Low | - | Low | - | - | Copied to latest DCS. Wrong rate selected, now corrected. | NA | SPONS A&B | 2 | (BEAMS Note 2) Standard | - | - | 2 | FALSE
4003 | 41P66C | 5752 | 41P66C | Industrial Buildings | Uninsulated Buildings | Sheet Metal Cladding | 5,001 - 10,000m2 | Eaves Height - 4m | Building Area only; Site strip vegetation; Strip foundations; Column bases; Insulated Concrete GF slab with DPM and Mesh,150 thick up to 10,000m2, 200mm thick over 10,000m2 GIA; Steel Portal frame with bolts and baseplates; Coated galvanised trapezoidal roof sheets with no insulation, on steel purlins; Roof lights; valley gutters; matching fascia and soffit; Rainwater downpipes and gutters; trapezoidal uninsulated wall system cladding on cladding rails; External roller shutter doors and personnel doors; Single phase electrics, lighting and power; Gas fuelled hot air burners; Underslab storm drainage from internal downpipes on building area greater than 1,000m2; | Location Adjustment Applicable (See Guidance Notes) - ERC = UK mean of 1.00 | (BEAMS Note 2) The ERC for this item should be added to all other rateable items on the hereditament (except land). Therefore the total of the ERC of the other Building Items and the P&M ERC (where applicable) to enable the correct contract size adjustment to be made. ERC of Building Component + ERC of P&M = Total ERC to which contract size adjustment should be applied. The appropriate % adjustment should be made in accordance with the scale for contract size adjustment specified under section 6 of the RCG 2023 Guidance notes. The currency ERC rates are set at £4m (Four Million Pounds) @ 1st April 2021 (AVD) for the RCG 2023 Publication. | The data consists of a typical Industrial shell. Works include the Industrial shell as described and includes works up to 1m perimeter to the building (1m wide paving slabs & foul/storm drainage), The cost include 2 no. personnel doors and roller shutters are included at 1 door up to 1,000m2 , 2 roller doors over 1,000m2 (GIA), and 4 roller doors over 5,000m2. Costs are for the shell only and do not include for internal rooms such as offices or toilets which should be added for seperately. See Variations for assistance. | - | - | - | - | - | Cavity Wall construction to lower walls should be added by measuring wall area at an E/O rate of £97m2(£5m2 less for uninsulated), single block walls are cost neutral. Additional roller shutter doors over and above the beacon specification at should be added at additonal cost of £ 232 each (4 x 4m) . Additional personnel doors over the assumed 2nr. - add £1,077 each. If no heating is present a deduction of £28m2 (GIA) should be made to the beacon cost. Internal offices (in Industrial complexes) should be added by reference to Cost Guide code series 42P04A -42P40V, Internal WC - 42P40W, amenity blocks - showers & toilets (New code TBC) & Canteens (New CodeTBC) | - | - | - | 41P08E, 41P28E, 41R08C, 41U28E, 41U48E | m2 | - | 3 - INDUSTRIAL | David Grace | Jim Allen | 197.5888 | Option 1 | 244.9714 | 23.98% | 560.7874 | 402.6319 | 103.8% | 64.36% | 402.6319 | 103.8% | Price Book Data | P. Avo | VOA_GPN_GOV_UK\7243572 | 2021-09-20 | Low | - | Low | - | - | Copied to latest DCS. | NA | SPONS A&B | 2 | (BEAMS Note 2) Standard | - | - | 2 | FALSE
4004 | 41P66E | 5753 | 41P66E | Industrial Buildings | Uninsulated Buildings | Sheet Metal Cladding | 5,001 - 10,000m2 | Eaves Height - 4.5m | Building Area only; Site strip vegetation; Strip foundations; Column bases; Insulated Concrete GF slab with DPM and Mesh,150 thick up to 10,000m2, 200mm thick over 10,000m2 GIA; Steel Portal frame with bolts and baseplates; Coated galvanised trapezoidal roof sheets with no insulation, on steel purlins; Roof lights; valley gutters; matching fascia and soffit; Rainwater downpipes and gutters; trapezoidal uninsulated wall system cladding on cladding rails; External roller shutter doors and personnel doors; Single phase electrics, lighting and power; Gas fuelled hot air burners; Underslab storm drainage from internal downpipes on building area greater than 1,000m2; | Location Adjustment Applicable (See Guidance Notes) - ERC = UK mean of 1.00 | (BEAMS Note 2) The ERC for this item should be added to all other rateable items on the hereditament (except land). Therefore the total of the ERC of the other Building Items and the P&M ERC (where applicable) to enable the correct contract size adjustment to be made. ERC of Building Component + ERC of P&M = Total ERC to which contract size adjustment should be applied. The appropriate % adjustment should be made in accordance with the scale for contract size adjustment specified under section 6 of the RCG 2023 Guidance notes. The currency ERC rates are set at £4m (Four Million Pounds) @ 1st April 2021 (AVD) for the RCG 2023 Publication. | The data consists of a typical Industrial shell. Works include the Industrial shell as described and includes works up to 1m perimeter to the building (1m wide paving slabs & foul/storm drainage), The cost include 2 no. personnel doors and roller shutters are included at 1 door up to 1,000m2 , 2 roller doors over 1,000m2 (GIA), and 4 roller doors over 5,000m2. Costs are for the shell only and do not include for internal rooms such as offices or toilets which should be added for seperately. See Variations for assistance. | - | - | - | - | - | Cavity Wall construction to lower walls should be added by measuring wall area at an E/O rate of £97m2(£5m2 less for uninsulated), single block walls are cost neutral. Additional roller shutter doors over and above the beacon specification at should be added at additonal cost of £ 232 each (4 x 4m) . Additional personnel doors over the assumed 2nr. - add £1,077 each. If no heating is present a deduction of £28m2 (GIA) should be made to the beacon cost. Internal offices (in Industrial complexes) should be added by reference to Cost Guide code series 42P04A -42P40V, Internal WC - 42P40W, amenity blocks - showers & toilets (New code TBC) & Canteens (New CodeTBC) | - | - | - | 41P08G, 41P28G, 41R08E, 41U28G, 41U48G | m2 | - | 3 - INDUSTRIAL | David Grace | Jim Allen | 199.8953 | Option 1 | 247.831 | 23.98% | 562.1964 | 403.6436 | 101.9% | 62.87% | 403.6436 | 101.9% | Price Book Data | P. Avo | VOA_GPN_GOV_UK\7243572 | 2021-09-20 | Low | - | Low | - | - | Copied to latest DCS. | NA | SPONS A&B | 2 | (BEAMS Note 2) Standard | - | - | 2 | FALSE
4005 | 41P66F | 5754 | 41P66F | Industrial Buildings | Uninsulated Buildings | Sheet Metal Cladding | 5,001 - 10,000m2 | Eaves Height - 5m | Building Area only; Site strip vegetation; Strip foundations; Column bases; Insulated Concrete GF slab with DPM and Mesh,150 thick up to 10,000m2, 200mm thick over 10,000m2 GIA; Steel Portal frame with bolts and baseplates; Coated galvanised trapezoidal roof sheets with no insulation, on steel purlins; Roof lights; valley gutters; matching fascia and soffit; Rainwater downpipes and gutters; trapezoidal uninsulated wall system cladding on cladding rails; External roller shutter doors and personnel doors; Single phase electrics, lighting and power; Gas fuelled hot air burners; Underslab storm drainage from internal downpipes on building area greater than 1,000m2; | Location Adjustment Applicable (See Guidance Notes) - ERC = UK mean of 1.00 | (BEAMS Note 2) The ERC for this item should be added to all other rateable items on the hereditament (except land). Therefore the total of the ERC of the other Building Items and the P&M ERC (where applicable) to enable the correct contract size adjustment to be made. ERC of Building Component + ERC of P&M = Total ERC to which contract size adjustment should be applied. The appropriate % adjustment should be made in accordance with the scale for contract size adjustment specified under section 6 of the RCG 2023 Guidance notes. The currency ERC rates are set at £4m (Four Million Pounds) @ 1st April 2021 (AVD) for the RCG 2023 Publication. | The data consists of a typical Industrial shell. Works include the Industrial shell as described and includes works up to 1m perimeter to the building (1m wide paving slabs & foul/storm drainage), The cost include 2 no. personnel doors and roller shutters are included at 1 door up to 1,000m2 , 2 roller doors over 1,000m2 (GIA), and 4 roller doors over 5,000m2. Costs are for the shell only and do not include for internal rooms such as offices or toilets which should be added for seperately. See Variations for assistance. | - | - | - | - | - | Cavity Wall construction to lower walls should be added by measuring wall area at an E/O rate of £97m2(£5m2 less for uninsulated), single block walls are cost neutral. Additional roller shutter doors over and above the beacon specification at should be added at additonal cost of £ 232 each (4 x 4m) . Additional personnel doors over the assumed 2nr. - add £1,077 each. If no heating is present a deduction of £28m2 (GIA) should be made to the beacon cost. Internal offices (in Industrial complexes) should be added by reference to Cost Guide code series 42P04A -42P40V, Internal WC - 42P40W, amenity blocks - showers & toilets (New code TBC) & Canteens (New CodeTBC) | - | - | - | 41P08H, 41P28H, 41R08F, 41U28I, 41U48I | m2 | - | 3 - INDUSTRIAL | David Grace | Jim Allen | 201.433 | Option 1 | 249.7374 | 23.98% | 563.6054 | 404.6552 | 100.9% | 62.03% | 404.6552 | 100.9% | Price Book Data | P. Avo | VOA_GPN_GOV_UK\7243572 | 2021-09-20 | Low | - | Low | - | - | Copied to latest DCS. | NA | SPONS A&B | 2 | (BEAMS Note 2) Standard | - | - | 2 | FALSE
4006 | 41P66G | 5758 | 41P66G | Industrial Buildings | Uninsulated Buildings | Sheet Metal Cladding | 5,001 - 10,000m2 | Eaves Height - 5.5m | Building Area only; Site strip vegetation; Strip foundations; Column bases; Insulated Concrete GF slab with DPM and Mesh,150 thick up to 10,000m2, 200mm thick over 10,000m2 GIA; Steel Portal frame with bolts and baseplates; Coated galvanised trapezoidal roof sheets with no insulation, on steel purlins; Roof lights; valley gutters; matching fascia and soffit; Rainwater downpipes and gutters; trapezoidal uninsulated wall system cladding on cladding rails; External roller shutter doors and personnel doors; Single phase electrics, lighting and power; Gas fuelled hot air burners; Underslab storm drainage from internal downpipes on building area greater than 1,000m2; | Location Adjustment Applicable (See Guidance Notes) - ERC = UK mean of 1.00 | (BEAMS Note 2) The ERC for this item should be added to all other rateable items on the hereditament (except land). Therefore the total of the ERC of the other Building Items and the P&M ERC (where applicable) to enable the correct contract size adjustment to be made. ERC of Building Component + ERC of P&M = Total ERC to which contract size adjustment should be applied. The appropriate % adjustment should be made in accordance with the scale for contract size adjustment specified under section 6 of the RCG 2023 Guidance notes. The currency ERC rates are set at £4m (Four Million Pounds) @ 1st April 2021 (AVD) for the RCG 2023 Publication. | The data consists of a typical Industrial shell. Works include the Industrial shell as described and includes works up to 1m perimeter to the building (1m wide paving slabs & foul/storm drainage), The cost include 2 no. personnel doors and roller shutters are included at 1 door up to 1,000m2 , 2 roller doors over 1,000m2 (GIA), and 4 roller doors over 5,000m2. Costs are for the shell only and do not include for internal rooms such as offices or toilets which should be added for seperately. See Variations for assistance. | - | - | - | - | - | Cavity Wall construction to lower walls should be added by measuring wall area at an E/O rate of £97m2(£5m2 less for uninsulated), single block walls are cost neutral. Additional roller shutter doors over and above the beacon specification at should be added at additonal cost of £ 232 each (4 x 4m) . Additional personnel doors over the assumed 2nr. - add £1,077 each. If no heating is present a deduction of £28m2 (GIA) should be made to the beacon cost. Internal offices (in Industrial complexes) should be added by reference to Cost Guide code series 42P04A -42P40V, Internal WC - 42P40W, amenity blocks - showers & toilets (New code TBC) & Canteens (New CodeTBC) | - | - | - | 41P08K, 41P28K, 41R08G, 41U28K, 41U48K | m2 | - | 3 - INDUSTRIAL | David Grace | Jim Allen | 208.3524 | Option 1 | 258.3162 | 23.98% | 565.0145 | 405.6669 | 94.7% | 57.04% | 405.6669 | 94.7% | Price Book Data | P. Avo | VOA_GPN_GOV_UK\7243572 | 2021-09-20 | Low | - | Low | - | - | Copied to latest DCS. | NA | SPONS A&B | 2 | (BEAMS Note 2) Standard | - | - | 2 | FALSE
4007 | 41P66H | 5759 | 41P66H | Industrial Buildings | Uninsulated Buildings | Sheet Metal Cladding | 5,001 - 10,000m2 | Eaves Height - 6m | Building Area only; Site strip vegetation; Strip foundations; Column bases; Insulated Concrete GF slab with DPM and Mesh,150 thick up to 10,000m2, 200mm thick over 10,000m2 GIA; Steel Portal frame with bolts and baseplates; Coated galvanised trapezoidal roof sheets with no insulation, on steel purlins; Roof lights; valley gutters; matching fascia and soffit; Rainwater downpipes and gutters; trapezoidal uninsulated wall system cladding on cladding rails; External roller shutter doors and personnel doors; Single phase electrics, lighting and power; Gas fuelled hot air burners; Underslab storm drainage from internal downpipes on building area greater than 1,000m2; | Location Adjustment Applicable (See Guidance Notes) - ERC = UK mean of 1.00 | (BEAMS Note 2) The ERC for this item should be added to all other rateable items on the hereditament (except land). Therefore the total of the ERC of the other Building Items and the P&M ERC (where applicable) to enable the correct contract size adjustment to be made. ERC of Building Component + ERC of P&M = Total ERC to which contract size adjustment should be applied. The appropriate % adjustment should be made in accordance with the scale for contract size adjustment specified under section 6 of the RCG 2023 Guidance notes. The currency ERC rates are set at £4m (Four Million Pounds) @ 1st April 2021 (AVD) for the RCG 2023 Publication. | The data consists of a typical Industrial shell. Works include the Industrial shell as described and includes works up to 1m perimeter to the building (1m wide paving slabs & foul/storm drainage), The cost include 2 no. personnel doors and roller shutters are included at 1 door up to 1,000m2 , 2 roller doors over 1,000m2 (GIA), and 4 roller doors over 5,000m2. Costs are for the shell only and do not include for internal rooms such as offices or toilets which should be added for seperately. See Variations for assistance. | - | - | - | - | - | Cavity Wall construction to lower walls should be added by measuring wall area at an E/O rate of £97m2(£5m2 less for uninsulated), single block walls are cost neutral. Additional roller shutter doors over and above the beacon specification at should be added at additonal cost of £ 232 each (4 x 4m) . Additional personnel doors over the assumed 2nr. - add £1,077 each. If no heating is present a deduction of £28m2 (GIA) should be made to the beacon cost. Internal offices (in Industrial complexes) should be added by reference to Cost Guide code series 42P04A -42P40V, Internal WC - 42P40W, amenity blocks - showers & toilets (New code TBC) & Canteens (New CodeTBC) | - | - | - | 41P08M, 41P28M, 41R08H, 41U28M, 41U48M | m2 | - | 3 - INDUSTRIAL | David Grace | Jim Allen | 210.6589 | Option 1 | 261.1758 | 23.98% | 566.4235 | 406.6785 | 93.05% | 55.71% | 406.6785 | 93.05% | Price Book Data | P. Avo | VOA_GPN_GOV_UK\7243572 | 2021-09-20 | Low | - | Low | - | - | Copied to latest DCS. | NA | SPONS A&B | 2 | (BEAMS Note 2) Standard | - | - | 2 | FALSE
4008 | 41P66J | 5760 | 41P66J | Industrial Buildings | Uninsulated Buildings | Sheet Metal Cladding | 5,001 - 10,000m2 | Eaves Height - 6.5m | Building Area only; Site strip vegetation; Strip foundations; Column bases; Insulated Concrete GF slab with DPM and Mesh,150 thick up to 10,000m2, 200mm thick over 10,000m2 GIA; Steel Portal frame with bolts and baseplates; Coated galvanised trapezoidal roof sheets with no insulation, on steel purlins; Roof lights; valley gutters; matching fascia and soffit; Rainwater downpipes and gutters; trapezoidal uninsulated wall system cladding on cladding rails; External roller shutter doors and personnel doors; Single phase electrics, lighting and power; Gas fuelled hot air burners; Underslab storm drainage from internal downpipes on building area greater than 1,000m2; | Location Adjustment Applicable (See Guidance Notes) - ERC = UK mean of 1.00 | (BEAMS Note 2) The ERC for this item should be added to all other rateable items on the hereditament (except land). Therefore the total of the ERC of the other Building Items and the P&M ERC (where applicable) to enable the correct contract size adjustment to be made. ERC of Building Component + ERC of P&M = Total ERC to which contract size adjustment should be applied. The appropriate % adjustment should be made in accordance with the scale for contract size adjustment specified under section 6 of the RCG 2023 Guidance notes. The currency ERC rates are set at £4m (Four Million Pounds) @ 1st April 2021 (AVD) for the RCG 2023 Publication. | The data consists of a typical Industrial shell. Works include the Industrial shell as described and includes works up to 1m perimeter to the building (1m wide paving slabs & foul/storm drainage), The cost include 2 no. personnel doors and roller shutters are included at 1 door up to 1,000m2 , 2 roller doors over 1,000m2 (GIA), and 4 roller doors over 5,000m2. Costs are for the shell only and do not include for internal rooms such as offices or toilets which should be added for seperately. See Variations for assistance. | - | - | - | - | - | Cavity Wall construction to lower walls should be added by measuring wall area at an E/O rate of £97m2(£5m2 less for uninsulated), single block walls are cost neutral. Additional roller shutter doors over and above the beacon specification at should be added at additonal cost of £ 232 each (4 x 4m) . Additional personnel doors over the assumed 2nr. - add £1,077 each. If no heating is present a deduction of £28m2 (GIA) should be made to the beacon cost. Internal offices (in Industrial complexes) should be added by reference to Cost Guide code series 42P04A -42P40V, Internal WC - 42P40W, amenity blocks - showers & toilets (New code TBC) & Canteens (New CodeTBC) | - | - | - | 41P08P, 41P28P, 41R08J, 41U28P, 41U48P | m2 | - | 3 - INDUSTRIAL | David Grace | Jim Allen | 212.1966 | Option 1 | 263.0822 | 23.98% | 567.8325 | 407.6902 | 92.13% | 54.97% | 407.6902 | 92.13% | Price Book Data | P. Avo | VOA_GPN_GOV_UK\7243572 | 2021-09-20 | Low | - | Low | - | - | Copied to latest DCS. | NA | SPONS A&B | 2 | (BEAMS Note 2) Standard | - | - | 2 | FALSE
4009 | 41P66L | 5761 | 41P66L | Industrial Buildings | Uninsulated Buildings | Sheet Metal Cladding | 5,001 - 10,000m2 | Eaves Height - 7m | Building Area only; Site strip vegetation; Strip foundations; Column bases; Insulated Concrete GF slab with DPM and Mesh,150 thick up to 10,000m2, 200mm thick over 10,000m2 GIA; Steel Portal frame with bolts and baseplates; Coated galvanised trapezoidal roof sheets with no insulation, on steel purlins; Roof lights; valley gutters; matching fascia and soffit; Rainwater downpipes and gutters; trapezoidal uninsulated wall system cladding on cladding rails; External roller shutter doors and personnel doors; Single phase electrics, lighting and power; Gas fuelled hot air burners; Underslab storm drainage from internal downpipes on building area greater than 1,000m2; | Location Adjustment Applicable (See Guidance Notes) - ERC = UK mean of 1.00 | (BEAMS Note 2) The ERC for this item should be added to all other rateable items on the hereditament (except land). Therefore the total of the ERC of the other Building Items and the P&M ERC (where applicable) to enable the correct contract size adjustment to be made. ERC of Building Component + ERC of P&M = Total ERC to which contract size adjustment should be applied. The appropriate % adjustment should be made in accordance with the scale for contract size adjustment specified under section 6 of the RCG 2023 Guidance notes. The currency ERC rates are set at £4m (Four Million Pounds) @ 1st April 2021 (AVD) for the RCG 2023 Publication. | The data consists of a typical Industrial shell. Works include the Industrial shell as described and includes works up to 1m perimeter to the building (1m wide paving slabs & foul/storm drainage), The cost include 2 no. personnel doors and roller shutters are included at 1 door up to 1,000m2 , 2 roller doors over 1,000m2 (GIA), and 4 roller doors over 5,000m2. Costs are for the shell only and do not include for internal rooms such as offices or toilets which should be added for seperately. See Variations for assistance. | - | - | - | - | - | Cavity Wall construction to lower walls should be added by measuring wall area at an E/O rate of £97m2(£5m2 less for uninsulated), single block walls are cost neutral. Additional roller shutter doors over and above the beacon specification at should be added at additonal cost of £ 232 each (4 x 4m) . Additional personnel doors over the assumed 2nr. - add £1,077 each. If no heating is present a deduction of £28m2 (GIA) should be made to the beacon cost. Internal offices (in Industrial complexes) should be added by reference to Cost Guide code series 42P04A -42P40V, Internal WC - 42P40W, amenity blocks - showers & toilets (New code TBC) & Canteens (New CodeTBC) | - | - | - | 41P08R, 41P28R, 41R08L, 41R08M, 41U28R, 41U48R | m2 | - | 3 - INDUSTRIAL | David Grace | Jim Allen | 214.5031 | Option 1 | 265.9418 | 23.98% | 569.2415 | 408.7018 | 90.53% | 53.68% | 408.7018 | 90.53% | Price Book Data | P. Avo | VOA_GPN_GOV_UK\7243572 | 2021-09-20 | Low | - | Low | - | - | Copied to latest DCS. | NA | SPONS A&B | 2 | (BEAMS Note 2) Standard | - | - | 2 | FALSE
4010 | 41P66M | 5762 | 41P66M | Industrial Buildings | Uninsulated Buildings | Sheet Metal Cladding | 5,001 - 10,000m2 | Eaves Height - 7.5m | Building Area only; Site strip vegetation; Strip foundations; Column bases; Insulated Concrete GF slab with DPM and Mesh,150 thick up to 10,000m2, 200mm thick over 10,000m2 GIA; Steel Portal frame with bolts and baseplates; Coated galvanised trapezoidal roof sheets with no insulation, on steel purlins; Roof lights; valley gutters; matching fascia and soffit; Rainwater downpipes and gutters; trapezoidal uninsulated wall system cladding on cladding rails; External roller shutter doors and personnel doors; Single phase electrics, lighting and power; Gas fuelled hot air burners; Underslab storm drainage from internal downpipes on building area greater than 1,000m2; | Location Adjustment Applicable (See Guidance Notes) - ERC = UK mean of 1.00 | (BEAMS Note 2) The ERC for this item should be added to all other rateable items on the hereditament (except land). Therefore the total of the ERC of the other Building Items and the P&M ERC (where applicable) to enable the correct contract size adjustment to be made. ERC of Building Component + ERC of P&M = Total ERC to which contract size adjustment should be applied. The appropriate % adjustment should be made in accordance with the scale for contract size adjustment specified under section 6 of the RCG 2023 Guidance notes. The currency ERC rates are set at £4m (Four Million Pounds) @ 1st April 2021 (AVD) for the RCG 2023 Publication. | The data consists of a typical Industrial shell. Works include the Industrial shell as described and includes works up to 1m perimeter to the building (1m wide paving slabs & foul/storm drainage), The cost include 2 no. personnel doors and roller shutters are included at 1 door up to 1,000m2 , 2 roller doors over 1,000m2 (GIA), and 4 roller doors over 5,000m2. Costs are for the shell only and do not include for internal rooms such as offices or toilets which should be added for seperately. See Variations for assistance. | - | - | - | - | - | Cavity Wall construction to lower walls should be added by measuring wall area at an E/O rate of £97m2(£5m2 less for uninsulated), single block walls are cost neutral. Additional roller shutter doors over and above the beacon specification at should be added at additonal cost of £ 232 each (4 x 4m) . Additional personnel doors over the assumed 2nr. - add £1,077 each. If no heating is present a deduction of £28m2 (GIA) should be made to the beacon cost. Internal offices (in Industrial complexes) should be added by reference to Cost Guide code series 42P04A -42P40V, Internal WC - 42P40W, amenity blocks - showers & toilets (New code TBC) & Canteens (New CodeTBC) | - | - | - | 41P08T, 41P28T, 41U28T, 41U48T, 41R08M | m2 | - | 3 - INDUSTRIAL | David Grace | Jim Allen | 216.8095 | Option 1 | 268.8014 | 23.98% | 570.6506 | 409.7135 | 88.97% | 52.42% | 409.7135 | 88.97% | Price Book Data | P. Avo | VOA_GPN_GOV_UK\7243572 | 2021-09-20 | Low | - | Low | - | - | Copied to latest DCS. Redirect to 41R08M missed, now added. | NA | SPONS A&B | 2 | (BEAMS Note 2) Standard | - | - | 2 | FALSE
4011 | 41P66P | 5763 | 41P66P | Industrial Buildings | Uninsulated Buildings | Sheet Metal Cladding | 5,001 - 10,000m2 | Eaves Height - 8m | Building Area only; Site strip vegetation; Strip foundations; Column bases; Insulated Concrete GF slab with DPM and Mesh,150 thick up to 10,000m2, 200mm thick over 10,000m2 GIA; Steel Portal frame with bolts and baseplates; Coated galvanised trapezoidal roof sheets with no insulation, on steel purlins; Roof lights; valley gutters; matching fascia and soffit; Rainwater downpipes and gutters; trapezoidal uninsulated wall system cladding on cladding rails; External roller shutter doors and personnel doors; Single phase electrics, lighting and power; Gas fuelled hot air burners; Underslab storm drainage from internal downpipes on building area greater than 1,000m2; | Location Adjustment Applicable (See Guidance Notes) - ERC = UK mean of 1.00 | (BEAMS Note 2) The ERC for this item should be added to all other rateable items on the hereditament (except land). Therefore the total of the ERC of the other Building Items and the P&M ERC (where applicable) to enable the correct contract size adjustment to be made. ERC of Building Component + ERC of P&M = Total ERC to which contract size adjustment should be applied. The appropriate % adjustment should be made in accordance with the scale for contract size adjustment specified under section 6 of the RCG 2023 Guidance notes. The currency ERC rates are set at £4m (Four Million Pounds) @ 1st April 2021 (AVD) for the RCG 2023 Publication. | The data consists of a typical Industrial shell. Works include the Industrial shell as described and includes works up to 1m perimeter to the building (1m wide paving slabs & foul/storm drainage), The cost include 2 no. personnel doors and roller shutters are included at 1 door up to 1,000m2 , 2 roller doors over 1,000m2 (GIA), and 4 roller doors over 5,000m2. Costs are for the shell only and do not include for internal rooms such as offices or toilets which should be added for seperately. See Variations for assistance. | - | - | - | - | - | Cavity Wall construction to lower walls should be added by measuring wall area at an E/O rate of £97m2(£5m2 less for uninsulated), single block walls are cost neutral. Additional roller shutter doors over and above the beacon specification at should be added at additonal cost of £ 232 each (4 x 4m) . Additional personnel doors over the assumed 2nr. - add £1,077 each. If no heating is present a deduction of £28m2 (GIA) should be made to the beacon cost. Internal offices (in Industrial complexes) should be added by reference to Cost Guide code series 42P04A -42P40V, Internal WC - 42P40W, amenity blocks - showers & toilets (New code TBC) & Canteens (New CodeTBC) | - | - | - | 41P09A, 41P29A, 41R08P, 41U29A, 41U49A | m2 | - | 3 - INDUSTRIAL | David Grace | Jim Allen | 229.1108 | Option 1 | 284.0525 | 23.98% | 572.0596 | 410.7251 | 79.27% | 44.59% | 410.7251 | 79.27% | Price Book Data | P. Avo | VOA_GPN_GOV_UK\7243572 | 2021-09-20 | Low | - | Low | - | - | Copied to latest DCS. | NA | SPONS A&B | 2 | (BEAMS Note 2) Standard | - | - | 2 | FALSE
4012 | 41P66T | 5764 | 41P66T | Industrial Buildings | Uninsulated Buildings | Sheet Metal Cladding | 5,001 - 10,000m2 | Eaves Height - 8.5m | Building Area only; Site strip vegetation; Strip foundations; Column bases; Insulated Concrete GF slab with DPM and Mesh,150 thick up to 10,000m2, 200mm thick over 10,000m2 GIA; Steel Portal frame with bolts and baseplates; Coated galvanised trapezoidal roof sheets with no insulation, on steel purlins; Roof lights; valley gutters; matching fascia and soffit; Rainwater downpipes and gutters; trapezoidal uninsulated wall system cladding on cladding rails; External roller shutter doors and personnel doors; Single phase electrics, lighting and power; Gas fuelled hot air burners; Underslab storm drainage from internal downpipes on building area greater than 1,000m2; | Location Adjustment Applicable (See Guidance Notes) - ERC = UK mean of 1.00 | (BEAMS Note 2) The ERC for this item should be added to all other rateable items on the hereditament (except land). Therefore the total of the ERC of the other Building Items and the P&M ERC (where applicable) to enable the correct contract size adjustment to be made. ERC of Building Component + ERC of P&M = Total ERC to which contract size adjustment should be applied. The appropriate % adjustment should be made in accordance with the scale for contract size adjustment specified under section 6 of the RCG 2023 Guidance notes. The currency ERC rates are set at £4m (Four Million Pounds) @ 1st April 2021 (AVD) for the RCG 2023 Publication. | The data consists of a typical Industrial shell. Works include the Industrial shell as described and includes works up to 1m perimeter to the building (1m wide paving slabs & foul/storm drainage), The cost include 2 no. personnel doors and roller shutters are included at 1 door up to 1,000m2 , 2 roller doors over 1,000m2 (GIA), and 4 roller doors over 5,000m2. Costs are for the shell only and do not include for internal rooms such as offices or toilets which should be added for seperately. See Variations for assistance. | - | - | - | - | - | Cavity Wall construction to lower walls should be added by measuring wall area at an E/O rate of £97m2(£5m2 less for uninsulated), single block walls are cost neutral. Additional roller shutter doors over and above the beacon specification at should be added at additonal cost of £ 232 each (4 x 4m) . Additional personnel doors over the assumed 2nr. - add £1,077 each. If no heating is present a deduction of £28m2 (GIA) should be made to the beacon cost. Internal offices (in Industrial complexes) should be added by reference to Cost Guide code series 42P04A -42P40V, Internal WC - 42P40W, amenity blocks - showers & toilets (New code TBC) & Canteens (New CodeTBC) | - | - | - | 41P09C, 41P29C, 41R08T, 41U29C, 41U49C | m2 | - | 3 - INDUSTRIAL | David Grace | Jim Allen | 231.4173 | Option 1 | 286.9121 | 23.98% | 573.4686 | 411.7367 | 77.92% | 43.51% | 411.7367 | 77.92% | Price Book Data | P. Avo | VOA_GPN_GOV_UK\7243572 | 2021-09-20 | Low | - | Low | - | - | Copied to latest DCS. | NA | SPONS A&B | 2 | (BEAMS Note 2) Standard | - | - | 2 | FALSE
4013 | 41P67A | 5765 | 41P67A | Industrial Buildings | Uninsulated Buildings | Sheet Metal Cladding | 5,001 - 10,000m2 | Eaves Height - 9m | Building Area only; Site strip vegetation; Strip foundations; Column bases; Insulated Concrete GF slab with DPM and Mesh,150 thick up to 10,000m2, 200mm thick over 10,000m2 GIA; Steel Portal frame with bolts and baseplates; Coated galvanised trapezoidal roof sheets with no insulation, on steel purlins; Roof lights; valley gutters; matching fascia and soffit; Rainwater downpipes and gutters; trapezoidal uninsulated wall system cladding on cladding rails; External roller shutter doors and personnel doors; Single phase electrics, lighting and power; Gas fuelled hot air burners; Underslab storm drainage from internal downpipes on building area greater than 1,000m2; | Location Adjustment Applicable (See Guidance Notes) - ERC = UK mean of 1.00 | (BEAMS Note 2) The ERC for this item should be added to all other rateable items on the hereditament (except land). Therefore the total of the ERC of the other Building Items and the P&M ERC (where applicable) to enable the correct contract size adjustment to be made. ERC of Building Component + ERC of P&M = Total ERC to which contract size adjustment should be applied. The appropriate % adjustment should be made in accordance with the scale for contract size adjustment specified under section 6 of the RCG 2023 Guidance notes. The currency ERC rates are set at £4m (Four Million Pounds) @ 1st April 2021 (AVD) for the RCG 2023 Publication. | The data consists of a typical Industrial shell. Works include the Industrial shell as described and includes works up to 1m perimeter to the building (1m wide paving slabs & foul/storm drainage), The cost include 2 no. personnel doors and roller shutters are included at 1 door up to 1,000m2 , 2 roller doors over 1,000m2 (GIA), and 4 roller doors over 5,000m2. Costs are for the shell only and do not include for internal rooms such as offices or toilets which should be added for seperately. See Variations for assistance. | - | - | - | - | - | Cavity Wall construction to lower walls should be added by measuring wall area at an E/O rate of £97m2(£5m2 less for uninsulated), single block walls are cost neutral. Additional roller shutter doors over and above the beacon specification at should be added at additonal cost of £ 232 each (4 x 4m) . Additional personnel doors over the assumed 2nr. - add £1,077 each. If no heating is present a deduction of £28m2 (GIA) should be made to the beacon cost. Internal offices (in Industrial complexes) should be added by reference to Cost Guide code series 42P04A -42P40V, Internal WC - 42P40W, amenity blocks - showers & toilets (New code TBC) & Canteens (New CodeTBC) | - | - | - | 41P09E, 41P29E, 41R08V, 41U29E, 41U49E | m2 | - | 3 - INDUSTRIAL | David Grace | Jim Allen | 234.4926 | Option 1 | 290.7249 | 23.98% | 574.8776 | 412.7484 | 76.02% | 41.97% | 412.7484 | 76.02% | Price Book Data | P. Avo | VOA_GPN_GOV_UK\7243572 | 2021-09-20 | Low | - | Low | - | - | Copied to latest DCS. | NA | SPONS A&B | 2 | (BEAMS Note 2) Standard | - | - | 2 | FALSE
4014 | 41P67E | 5766 | 41P67E | Industrial Buildings | Uninsulated Buildings | Sheet Metal Cladding | 5,001 - 10,000m2 | Eaves Height - 9.5m | Building Area only; Site strip vegetation; Strip foundations; Column bases; Insulated Concrete GF slab with DPM and Mesh,150 thick up to 10,000m2, 200mm thick over 10,000m2 GIA; Steel Portal frame with bolts and baseplates; Coated galvanised trapezoidal roof sheets with no insulation, on steel purlins; Roof lights; valley gutters; matching fascia and soffit; Rainwater downpipes and gutters; trapezoidal uninsulated wall system cladding on cladding rails; External roller shutter doors and personnel doors; Single phase electrics, lighting and power; Gas fuelled hot air burners; Underslab storm drainage from internal downpipes on building area greater than 1,000m2; | Location Adjustment Applicable (See Guidance Notes) - ERC = UK mean of 1.00 | (BEAMS Note 2) The ERC for this item should be added to all other rateable items on the hereditament (except land). Therefore the total of the ERC of the other Building Items and the P&M ERC (where applicable) to enable the correct contract size adjustment to be made. ERC of Building Component + ERC of P&M = Total ERC to which contract size adjustment should be applied. The appropriate % adjustment should be made in accordance with the scale for contract size adjustment specified under section 6 of the RCG 2023 Guidance notes. The currency ERC rates are set at £4m (Four Million Pounds) @ 1st April 2021 (AVD) for the RCG 2023 Publication. | The data consists of a typical Industrial shell. Works include the Industrial shell as described and includes works up to 1m perimeter to the building (1m wide paving slabs & foul/storm drainage), The cost include 2 no. personnel doors and roller shutters are included at 1 door up to 1,000m2 , 2 roller doors over 1,000m2 (GIA), and 4 roller doors over 5,000m2. Costs are for the shell only and do not include for internal rooms such as offices or toilets which should be added for seperately. See Variations for assistance. | - | - | - | - | - | Cavity Wall construction to lower walls should be added by measuring wall area at an E/O rate of £97m2(£5m2 less for uninsulated), single block walls are cost neutral. Additional roller shutter doors over and above the beacon specification at should be added at additonal cost of £ 232 each (4 x 4m) . Additional personnel doors over the assumed 2nr. - add £1,077 each. If no heating is present a deduction of £28m2 (GIA) should be made to the beacon cost. Internal offices (in Industrial complexes) should be added by reference to Cost Guide code series 42P04A -42P40V, Internal WC - 42P40W, amenity blocks - showers & toilets (New code TBC) & Canteens (New CodeTBC) | - | - | - | 41P09G, 41P29G, 41R08X, 41U29G, 41U49G | m2 | - | 3 - INDUSTRIAL | David Grace | Jim Allen | 236.7991 | Option 1 | 293.5845 | 23.98% | 576.2866 | 413.76 | 74.73% | 40.93% | 413.76 | 74.73% | Price Book Data | P. Avo | VOA_GPN_GOV_UK\7243572 | 2021-09-20 | Low | - | Low | - | - | Copied to latest DCS. | NA | SPONS A&B | 2 | (BEAMS Note 2) Standard | - | - | 2 | FALSE
4015 | 41P67K | 5767 | 41P67K | Industrial Buildings | Uninsulated Buildings | Sheet Metal Cladding | 5,001 - 10,000m2 | Eaves Height - 10m | Building Area only; Site strip vegetation; Strip foundations; Column bases; Insulated Concrete GF slab with DPM and Mesh,150 thick up to 10,000m2, 200mm thick over 10,000m2 GIA; Steel Portal frame with bolts and baseplates; Coated galvanised trapezoidal roof sheets with no insulation, on steel purlins; Roof lights; valley gutters; matching fascia and soffit; Rainwater downpipes and gutters; trapezoidal uninsulated wall system cladding on cladding rails; External roller shutter doors and personnel doors; Single phase electrics, lighting and power; Gas fuelled hot air burners; Underslab storm drainage from internal downpipes on building area greater than 1,000m2; | Location Adjustment Applicable (See Guidance Notes) - ERC = UK mean of 1.00 | (BEAMS Note 2) The ERC for this item should be added to all other rateable items on the hereditament (except land). Therefore the total of the ERC of the other Building Items and the P&M ERC (where applicable) to enable the correct contract size adjustment to be made. ERC of Building Component + ERC of P&M = Total ERC to which contract size adjustment should be applied. The appropriate % adjustment should be made in accordance with the scale for contract size adjustment specified under section 6 of the RCG 2023 Guidance notes. The currency ERC rates are set at £4m (Four Million Pounds) @ 1st April 2021 (AVD) for the RCG 2023 Publication. | The data consists of a typical Industrial shell. Works include the Industrial shell as described and includes works up to 1m perimeter to the building (1m wide paving slabs & foul/storm drainage), The cost include 2 no. personnel doors and roller shutters are included at 1 door up to 1,000m2 , 2 roller doors over 1,000m2 (GIA), and 4 roller doors over 5,000m2. Costs are for the shell only and do not include for internal rooms such as offices or toilets which should be added for seperately. See Variations for assistance. | - | - | - | - | - | Cavity Wall construction to lower walls should be added by measuring wall area at an E/O rate of £97m2(£5m2 less for uninsulated), single block walls are cost neutral. Additional roller shutter doors over and above the beacon specification at should be added at additonal cost of £ 232 each (4 x 4m) . Additional personnel doors over the assumed 2nr. - add £1,077 each. If no heating is present a deduction of £28m2 (GIA) should be made to the beacon cost. Internal offices (in Industrial complexes) should be added by reference to Cost Guide code series 42P04A -42P40V, Internal WC - 42P40W, amenity blocks - showers & toilets (New code TBC) & Canteens (New CodeTBC) | - | - | - | 41P09K, 41P29K, 41R08Y, 41U29K, 41U49K | m2 | - | 3 - INDUSTRIAL | David Grace | Jim Allen | 239.1056 | Option 1 | 296.444 | 23.98% | 577.6957 | 414.7717 | 73.47% | 39.92% | 414.7717 | 73.47% | Price Book Data | P. Avo | VOA_GPN_GOV_UK\7243572 | 2021-09-20 | Low | - | Low | - | - | Copied to latest DCS. | NA | SPONS A&B | 2 | (BEAMS Note 2) Standard | - | - | 2 | FALSE
4016 | 41PBA0 | 5288 | 41PBA0 | Industrial Buildings | Uninsulated Buildings | Sheet Metal Cladding | 0 - 100m2 | Eaves Height - 7.5m | Building Area only; Site strip vegetation; Strip foundations; Column bases; Insulated Concrete GF slab with DPM and Mesh,150 thick up to 10,000m2, 200mm thick over 10,000m2 GIA; Steel Portal frame with bolts and baseplates; Coated galvanised trapezoidal roof sheets with no insulation, on steel purlins; Roof lights; valley gutters; matching fascia and soffit; Rainwater downpipes and gutters; trapezoidal uninsulated wall system cladding on cladding rails; External roller shutter doors and personnel doors; Single phase electrics, lighting and power ; EXCLUDES heating ; Underslab storm drainage from internal downpipes on building area greater than 1,000m2 | Location Adjustment Applicable (See Guidance Notes) - ERC = UK mean of 1.00 | (BEAMS Note 2) The ERC for this item should be added to all other rateable items on the hereditament (except land). Therefore the total of the ERC of the other Building Items and the P&M ERC (where applicable) to enable the correct contract size adjustment to be made. ERC of Building Component + ERC of P&M = Total ERC to which contract size adjustment should be applied. The appropriate % adjustment should be made in accordance with the scale for contract size adjustment specified under section 6 of the RCG 2023 Guidance notes. The currency ERC rates are set at £4m (Four Million Pounds) @ 1st April 2021 (AVD) for the RCG 2023 Publication. | The data consists of a typical Industrial shell. Works include the Industrial shell as described and includes works up to 1m perimeter to the building (1m wide paving slabs & foul/storm drainage), The cost include 2 no. personnel doors and roller shutters are included at 1 door up to 1,000m2 , 2 roller doors over 1,000m2 (GIA), and 4 roller doors over 5,000m2. Costs are for the shell only and do not include for internal rooms such as offices or toilets which should be added for seperately. See Variations for assistance. | - | - | - | - | - | Cavity Wall construction to lower walls should be added by measuring wall area at an E/O rate of £97m2(£5m2 less for uninsulated), single block walls are cost neutral. Additional roller shutter doors over and above the beacon specification at should be added at additonal cost of £ 232 each (4 x 4m) . Additional personnel doors over the assumed 2nr. - add £1,077 each. If heating is required an addition of £32/m2 (GIA) should be made to the beacon cost. Internal offices (in Industrial complexes) should be added by reference to Cost Guide code series 42P04A -42P40V, Internal WC - 42P40W | - | - | - | 41P00T, 41P20T, 41U20T, 41Z00T, 41Z10T | m2 | - | 3 - INDUSTRIAL | David Grace | Jim Allen | 492.8188 | Option 1 | 610.9988 | 23.98% | 1130.6953 | 811.8122 | 64.73% | 32.87% | 811.8122 | 64.73% | Price Book Data | P. Avo | VOA_GPN_GOV_UK\7243572 | 2021-09-15 | Low | - | Low | - | - | Copied to latest DCS. Redirect to 41R08M missed, now added. | NA | SPONS A&B | 2 | (BEAMS Note 2) Standard | - | - | 2 | TRUE
4017 | 41PBA1 | 5289 | 41PBA1 | Industrial Buildings | Uninsulated Buildings | Sheet Metal Cladding | 0 - 100m2 | Eaves Height - 3m | Building Area only; Site strip vegetation; Strip foundations; Column bases; Insulated Concrete GF slab with DPM and Mesh,150 thick up to 10,000m2, 200mm thick over 10,000m2 GIA; Steel Portal frame with bolts and baseplates; Coated galvanised trapezoidal roof sheets with no insulation, on steel purlins; Roof lights; valley gutters; matching fascia and soffit; Rainwater downpipes and gutters; trapezoidal uninsulated wall system cladding on cladding rails; External roller shutter doors and personnel doors; Single phase electrics, lighting and power ; EXCLUDES heating ; Underslab storm drainage from internal downpipes on building area greater than 1,000m2 | Location Adjustment Applicable (See Guidance Notes) - ERC = UK mean of 1.00 | (BEAMS Note 2) The ERC for this item should be added to all other rateable items on the hereditament (except land). Therefore the total of the ERC of the other Building Items and the P&M ERC (where applicable) to enable the correct contract size adjustment to be made. ERC of Building Component + ERC of P&M = Total ERC to which contract size adjustment should be applied. The appropriate % adjustment should be made in accordance with the scale for contract size adjustment specified under section 6 of the RCG 2023 Guidance notes. The currency ERC rates are set at £4m (Four Million Pounds) @ 1st April 2021 (AVD) for the RCG 2023 Publication. | The data consists of a typical Industrial shell. Works include the Industrial shell as described and includes works up to 1m perimeter to the building (1m wide paving slabs & foul/storm drainage), The cost include 2 no. personnel doors and roller shutters are included at 1 door up to 1,000m2 , 2 roller doors over 1,000m2 (GIA), and 4 roller doors over 5,000m2. Costs are for the shell only and do not include for internal rooms such as offices or toilets which should be added for seperately. See Variations for assistance. | - | - | - | - | - | Cavity Wall construction to lower walls should be added by measuring wall area at an E/O rate of £97m2(£5m2 less for uninsulated), single block walls are cost neutral. Additional roller shutter doors over and above the beacon specification at should be added at additonal cost of £ 232 each (4 x 4m) . Additional personnel doors over the assumed 2nr. - add £1,077 each. If heating is required an addition of £32/m2 (GIA) should be made to the beacon cost. Internal offices (in Industrial complexes) should be added by reference to Cost Guide code series 42P04A -42P40V, Internal WC - 42P40W | - | - | - | 41P00A, 41P20A, 41U20A, 41Z00A, 41Z10A | m2 | - | 3 - INDUSTRIAL | David Grace | Jim Allen | 346.7415 | Option 1 | 429.8915 | 23.98% | 952.4114 | 683.8086 | 97.21% | 59.07% | 683.8086 | 97.21% | Price Book Data | P. Avo | VOA_GPN_GOV_UK\7243572 | 2021-09-15 | Low | - | Low | - | - | Copied to latest DCS. | NA | SPONS A&B | 2 | (BEAMS Note 2) Standard | - | - | 2 | TRUE
4018 | 41PBA2 | 5290 | 41PBA2 | Industrial Buildings | Uninsulated Buildings | Sheet Metal Cladding | 0 - 100m2 | Eaves Height - 3.5m | Building Area only; Site strip vegetation; Strip foundations; Column bases; Insulated Concrete GF slab with DPM and Mesh,150 thick up to 10,000m2, 200mm thick over 10,000m2 GIA; Steel Portal frame with bolts and baseplates; Coated galvanised trapezoidal roof sheets with no insulation, on steel purlins; Roof lights; valley gutters; matching fascia and soffit; Rainwater downpipes and gutters; trapezoidal uninsulated wall system cladding on cladding rails; External roller shutter doors and personnel doors; Single phase electrics, lighting and power ; EXCLUDES heating ; Underslab storm drainage from internal downpipes on building area greater than 1,000m2 | Location Adjustment Applicable (See Guidance Notes) - ERC = UK mean of 1.00 | (BEAMS Note 2) The ERC for this item should be added to all other rateable items on the hereditament (except land). Therefore the total of the ERC of the other Building Items and the P&M ERC (where applicable) to enable the correct contract size adjustment to be made. ERC of Building Component + ERC of P&M = Total ERC to which contract size adjustment should be applied. The appropriate % adjustment should be made in accordance with the scale for contract size adjustment specified under section 6 of the RCG 2023 Guidance notes. The currency ERC rates are set at £4m (Four Million Pounds) @ 1st April 2021 (AVD) for the RCG 2023 Publication. | The data consists of a typical Industrial shell. Works include the Industrial shell as described and includes works up to 1m perimeter to the building (1m wide paving slabs & foul/storm drainage), The cost include 2 no. personnel doors and roller shutters are included at 1 door up to 1,000m2 , 2 roller doors over 1,000m2 (GIA), and 4 roller doors over 5,000m2. Costs are for the shell only and do not include for internal rooms such as offices or toilets which should be added for seperately. See Variations for assistance. | - | - | - | - | - | Cavity Wall construction to lower walls should be added by measuring wall area at an E/O rate of £97m2(£5m2 less for uninsulated), single block walls are cost neutral. Additional roller shutter doors over and above the beacon specification at should be added at additonal cost of £ 232 each (4 x 4m) . Additional personnel doors over the assumed 2nr. - add £1,077 each. If heating is required an addition of £32/m2 (GIA) should be made to the beacon cost. Internal offices (in Industrial complexes) should be added by reference to Cost Guide code series 42P04A -42P40V, Internal WC - 42P40W | - | - | - | 41P00C, 41P20C, 41U20C, 41Z00C, 41Z10C | m2 | - | 3 - INDUSTRIAL | David Grace | Jim Allen | 359.0427 | Option 1 | 445.1427 | 23.98% | 972.2208 | 698.0313 | 94.41% | 56.81% | 698.0313 | 94.41% | Price Book Data | P. Avo | VOA_GPN_GOV_UK\7243572 | 2021-09-16 | Low | - | Low | - | - | Copied to latest DCS. | NA | SPONS A&B | 2 | (BEAMS Note 2) Standard | - | - | 2 | TRUE
4019 | 41PBA3 | 5291 | 41PBA3 | Industrial Buildings | Uninsulated Buildings | Sheet Metal Cladding | 0 - 100m2 | Eaves Height - 4m | Building Area only; Site strip vegetation; Strip foundations; Column bases; Insulated Concrete GF slab with DPM and Mesh,150 thick up to 10,000m2, 200mm thick over 10,000m2 GIA; Steel Portal frame with bolts and baseplates; Coated galvanised trapezoidal roof sheets with no insulation, on steel purlins; Roof lights; valley gutters; matching fascia and soffit; Rainwater downpipes and gutters; trapezoidal uninsulated wall system cladding on cladding rails; External roller shutter doors and personnel doors; Single phase electrics, lighting and power ; EXCLUDES heating ; Underslab storm drainage from internal downpipes on building area greater than 1,000m2 | Location Adjustment Applicable (See Guidance Notes) - ERC = UK mean of 1.00 | (BEAMS Note 2) The ERC for this item should be added to all other rateable items on the hereditament (except land). Therefore the total of the ERC of the other Building Items and the P&M ERC (where applicable) to enable the correct contract size adjustment to be made. ERC of Building Component + ERC of P&M = Total ERC to which contract size adjustment should be applied. The appropriate % adjustment should be made in accordance with the scale for contract size adjustment specified under section 6 of the RCG 2023 Guidance notes. The currency ERC rates are set at £4m (Four Million Pounds) @ 1st April 2021 (AVD) for the RCG 2023 Publication. | The data consists of a typical Industrial shell. Works include the Industrial shell as described and includes works up to 1m perimeter to the building (1m wide paving slabs & foul/storm drainage), The cost include 2 no. personnel doors and roller shutters are included at 1 door up to 1,000m2 , 2 roller doors over 1,000m2 (GIA), and 4 roller doors over 5,000m2. Costs are for the shell only and do not include for internal rooms such as offices or toilets which should be added for seperately. See Variations for assistance. | - | - | - | - | - | Cavity Wall construction to lower walls should be added by measuring wall area at an E/O rate of £97m2(£5m2 less for uninsulated), single block walls are cost neutral. Additional roller shutter doors over and above the beacon specification at should be added at additonal cost of £ 232 each (4 x 4m) . Additional personnel doors over the assumed 2nr. - add £1,077 each. If heating is required an addition of £32/m2 (GIA) should be made to the beacon cost. Internal offices (in Industrial complexes) should be added by reference to Cost Guide code series 42P04A -42P40V, Internal WC - 42P40W | - | - | - | 41P00E, 41P20E, 41U20E, 41Z00E, 41Z10E | m2 | - | 3 - INDUSTRIAL | David Grace | Jim Allen | 375.957 | Option 1 | 466.113 | 23.98% | 992.0301 | 712.2539 | 89.45% | 52.81% | 712.2539 | 89.45% | Price Book Data | P. Avo | VOA_GPN_GOV_UK\7243572 | 2021-09-16 | Low | - | Low | - | - | Copied to latest DCS. | NA | SPONS A&B | 2 | (BEAMS Note 2) Standard | - | - | 2 | TRUE
4020 | 41PBA4 | 5292 | 41PBA4 | Industrial Buildings | Uninsulated Buildings | Sheet Metal Cladding | 0 - 100m2 | Eaves Height - 4.5m | Building Area only; Site strip vegetation; Strip foundations; Column bases; Insulated Concrete GF slab with DPM and Mesh,150 thick up to 10,000m2, 200mm thick over 10,000m2 GIA; Steel Portal frame with bolts and baseplates; Coated galvanised trapezoidal roof sheets with no insulation, on steel purlins; Roof lights; valley gutters; matching fascia and soffit; Rainwater downpipes and gutters; trapezoidal uninsulated wall system cladding on cladding rails; External roller shutter doors and personnel doors; Single phase electrics, lighting and power ; EXCLUDES heating ; Underslab storm drainage from internal downpipes on building area greater than 1,000m2 | Location Adjustment Applicable (See Guidance Notes) - ERC = UK mean of 1.00 | (BEAMS Note 2) The ERC for this item should be added to all other rateable items on the hereditament (except land). Therefore the total of the ERC of the other Building Items and the P&M ERC (where applicable) to enable the correct contract size adjustment to be made. ERC of Building Component + ERC of P&M = Total ERC to which contract size adjustment should be applied. The appropriate % adjustment should be made in accordance with the scale for contract size adjustment specified under section 6 of the RCG 2023 Guidance notes. The currency ERC rates are set at £4m (Four Million Pounds) @ 1st April 2021 (AVD) for the RCG 2023 Publication. | The data consists of a typical Industrial shell. Works include the Industrial shell as described and includes works up to 1m perimeter to the building (1m wide paving slabs & foul/storm drainage), The cost include 2 no. personnel doors and roller shutters are included at 1 door up to 1,000m2 , 2 roller doors over 1,000m2 (GIA), and 4 roller doors over 5,000m2. Costs are for the shell only and do not include for internal rooms such as offices or toilets which should be added for seperately. See Variations for assistance. | - | - | - | - | - | Cavity Wall construction to lower walls should be added by measuring wall area at an E/O rate of £97m2(£5m2 less for uninsulated), single block walls are cost neutral. Additional roller shutter doors over and above the beacon specification at should be added at additonal cost of £ 232 each (4 x 4m) . Additional personnel doors over the assumed 2nr. - add £1,077 each. If heating is required an addition of £32/m2 (GIA) should be made to the beacon cost. Internal offices (in Industrial complexes) should be added by reference to Cost Guide code series 42P04A -42P40V, Internal WC - 42P40W | - | - | - | 41P00G, 41P20G, 41U20G, 41Z00G, 41Z10G | m2 | - | 3 - INDUSTRIAL | David Grace | Jim Allen | 382.8764 | Option 1 | 474.6917 | 23.98% | 1011.8394 | 726.4765 | 89.74% | 53.04% | 726.4765 | 89.74% | Price Book Data | P. Avo | VOA_GPN_GOV_UK\7243572 | 2021-09-16 | Low | - | Low | - | - | Copied to latest DCS. | NA | SPONS A&B | 2 | (BEAMS Note 2) Standard | - | - | 2 | TRUE
4021 | 41PBA5 | 5293 | 41PBA5 | Industrial Buildings | Uninsulated Buildings | Sheet Metal Cladding | 0 - 100m2 | Eaves Height - 5m | Building Area only; Site strip vegetation; Strip foundations; Column bases; Insulated Concrete GF slab with DPM and Mesh,150 thick up to 10,000m2, 200mm thick over 10,000m2 GIA; Steel Portal frame with bolts and baseplates; Coated galvanised trapezoidal roof sheets with no insulation, on steel purlins; Roof lights; valley gutters; matching fascia and soffit; Rainwater downpipes and gutters; trapezoidal uninsulated wall system cladding on cladding rails; External roller shutter doors and personnel doors; Single phase electrics, lighting and power ; EXCLUDES heating ; Underslab storm drainage from internal downpipes on building area greater than 1,000m2 | Location Adjustment Applicable (See Guidance Notes) - ERC = UK mean of 1.00 | (BEAMS Note 2) The ERC for this item should be added to all other rateable items on the hereditament (except land). Therefore the total of the ERC of the other Building Items and the P&M ERC (where applicable) to enable the correct contract size adjustment to be made. ERC of Building Component + ERC of P&M = Total ERC to which contract size adjustment should be applied. The appropriate % adjustment should be made in accordance with the scale for contract size adjustment specified under section 6 of the RCG 2023 Guidance notes. The currency ERC rates are set at £4m (Four Million Pounds) @ 1st April 2021 (AVD) for the RCG 2023 Publication. | The data consists of a typical Industrial shell. Works include the Industrial shell as described and includes works up to 1m perimeter to the building (1m wide paving slabs & foul/storm drainage), The cost include 2 no. personnel doors and roller shutters are included at 1 door up to 1,000m2 , 2 roller doors over 1,000m2 (GIA), and 4 roller doors over 5,000m2. Costs are for the shell only and do not include for internal rooms such as offices or toilets which should be added for seperately. See Variations for assistance. | - | - | - | - | - | Cavity Wall construction to lower walls should be added by measuring wall area at an E/O rate of £97m2(£5m2 less for uninsulated), single block walls are cost neutral. Additional roller shutter doors over and above the beacon specification at should be added at additonal cost of £ 232 each (4 x 4m) . Additional personnel doors over the assumed 2nr. - add £1,077 each. If heating is required an addition of £32/m2 (GIA) should be made to the beacon cost. Internal offices (in Industrial complexes) should be added by reference to Cost Guide code series 42P04A -42P40V, Internal WC - 42P40W | - | - | - | 41P00H, 41P20H, 41U20I, 41Z00H, 41Z10H | m2 | - | 3 - INDUSTRIAL | David Grace | Jim Allen | 395.1777 | Option 1 | 489.9429 | 23.98% | 1031.6487 | 740.6991 | 87.43% | 51.18% | 740.6991 | 87.43% | Price Book Data | P. Avo | VOA_GPN_GOV_UK\7243572 | 2021-09-16 | Low | - | Low | - | - | Copied to latest DCS. | NA | SPONS A&B | 2 | (BEAMS Note 2) Standard | - | - | 2 | TRUE
4022 | 41PBA6 | 5294 | 41PBA6 | Industrial Buildings | Uninsulated Buildings | Sheet Metal Cladding | 0 - 100m2 | Eaves Height - 5.5m | Building Area only; Site strip vegetation; Strip foundations; Column bases; Insulated Concrete GF slab with DPM and Mesh,150 thick up to 10,000m2, 200mm thick over 10,000m2 GIA; Steel Portal frame with bolts and baseplates; Coated galvanised trapezoidal roof sheets with no insulation, on steel purlins; Roof lights; valley gutters; matching fascia and soffit; Rainwater downpipes and gutters; trapezoidal uninsulated wall system cladding on cladding rails; External roller shutter doors and personnel doors; Single phase electrics, lighting and power ; EXCLUDES heating ; Underslab storm drainage from internal downpipes on building area greater than 1,000m2 | Location Adjustment Applicable (See Guidance Notes) - ERC = UK mean of 1.00 | (BEAMS Note 2) The ERC for this item should be added to all other rateable items on the hereditament (except land). Therefore the total of the ERC of the other Building Items and the P&M ERC (where applicable) to enable the correct contract size adjustment to be made. ERC of Building Component + ERC of P&M = Total ERC to which contract size adjustment should be applied. The appropriate % adjustment should be made in accordance with the scale for contract size adjustment specified under section 6 of the RCG 2023 Guidance notes. The currency ERC rates are set at £4m (Four Million Pounds) @ 1st April 2021 (AVD) for the RCG 2023 Publication. | The data consists of a typical Industrial shell. Works include the Industrial shell as described and includes works up to 1m perimeter to the building (1m wide paving slabs & foul/storm drainage), The cost include 2 no. personnel doors and roller shutters are included at 1 door up to 1,000m2 , 2 roller doors over 1,000m2 (GIA), and 4 roller doors over 5,000m2. Costs are for the shell only and do not include for internal rooms such as offices or toilets which should be added for seperately. See Variations for assistance. | - | - | - | - | - | Cavity Wall construction to lower walls should be added by measuring wall area at an E/O rate of £97m2(£5m2 less for uninsulated), single block walls are cost neutral. Additional roller shutter doors over and above the beacon specification at should be added at additonal cost of £ 232 each (4 x 4m) . Additional personnel doors over the assumed 2nr. - add £1,077 each. If heating is required an addition of £32/m2 (GIA) should be made to the beacon cost. Internal offices (in Industrial complexes) should be added by reference to Cost Guide code series 42P04A -42P40V, Internal WC - 42P40W | - | - | - | 41P00K, 41P20K, 41U20K, 41Z00K, 41Z10K | m2 | - | 3 - INDUSTRIAL | David Grace | Jim Allen | 436.6944 | Option 1 | 541.4155 | 23.98% | 1051.458 | 754.9217 | 72.87% | 39.43% | 754.9217 | 72.87% | Price Book Data | P. Avo | VOA_GPN_GOV_UK\7243572 | 2021-09-16 | Low | - | Low | - | - | Copied to latest DCS. | NA | SPONS A&B | 2 | (BEAMS Note 2) Standard | - | - | 2 | TRUE
4023 | 41PBA7 | 5295 | 41PBA7 | Industrial Buildings | Uninsulated Buildings | Sheet Metal Cladding | 0 - 100m2 | Eaves Height - 6m | Building Area only; Site strip vegetation; Strip foundations; Column bases; Insulated Concrete GF slab with DPM and Mesh,150 thick up to 10,000m2, 200mm thick over 10,000m2 GIA; Steel Portal frame with bolts and baseplates; Coated galvanised trapezoidal roof sheets with no insulation, on steel purlins; Roof lights; valley gutters; matching fascia and soffit; Rainwater downpipes and gutters; trapezoidal uninsulated wall system cladding on cladding rails; External roller shutter doors and personnel doors; Single phase electrics, lighting and power ; EXCLUDES heating ; Underslab storm drainage from internal downpipes on building area greater than 1,000m2 | Location Adjustment Applicable (See Guidance Notes) - ERC = UK mean of 1.00 | (BEAMS Note 2) The ERC for this item should be added to all other rateable items on the hereditament (except land). Therefore the total of the ERC of the other Building Items and the P&M ERC (where applicable) to enable the correct contract size adjustment to be made. ERC of Building Component + ERC of P&M = Total ERC to which contract size adjustment should be applied. The appropriate % adjustment should be made in accordance with the scale for contract size adjustment specified under section 6 of the RCG 2023 Guidance notes. The currency ERC rates are set at £4m (Four Million Pounds) @ 1st April 2021 (AVD) for the RCG 2023 Publication. | The data consists of a typical Industrial shell. Works include the Industrial shell as described and includes works up to 1m perimeter to the building (1m wide paving slabs & foul/storm drainage), The cost include 2 no. personnel doors and roller shutters are included at 1 door up to 1,000m2 , 2 roller doors over 1,000m2 (GIA), and 4 roller doors over 5,000m2. Costs are for the shell only and do not include for internal rooms such as offices or toilets which should be added for seperately. See Variations for assistance. | - | - | - | - | - | Cavity Wall construction to lower walls should be added by measuring wall area at an E/O rate of £97m2(£5m2 less for uninsulated), single block walls are cost neutral. Additional roller shutter doors over and above the beacon specification at should be added at additonal cost of £ 232 each (4 x 4m) . Additional personnel doors over the assumed 2nr. - add £1,077 each. If heating is required an addition of £32/m2 (GIA) should be made to the beacon cost. Internal offices (in Industrial complexes) should be added by reference to Cost Guide code series 42P04A -42P40V, Internal WC - 42P40W | - | - | - | 41P00M, 41P20M, 41U20M, 41Z00M, 41Z10M | m2 | - | 3 - INDUSTRIAL | David Grace | Jim Allen | 451.3021 | Option 1 | 559.5262 | 23.98% | 1071.2674 | 769.1443 | 70.43% | 37.46% | 769.1443 | 70.43% | Price Book Data | P. Avo | VOA_GPN_GOV_UK\7243572 | 2021-09-16 | Low | - | Low | - | - | Copied to latest DCS. | NA | SPONS A&B | 2 | (BEAMS Note 2) Standard | - | - | 2 | TRUE
4024 | 41PBA8 | 5456 | 41PBA8 | Industrial Buildings | Uninsulated Buildings | Sheet Metal Cladding | 0 - 100m2 | Eaves Height - 6.5m | Building Area only; Site strip vegetation; Strip foundations; Column bases; Insulated Concrete GF slab with DPM and Mesh,150 thick up to 10,000m2, 200mm thick over 10,000m2 GIA; Steel Portal frame with bolts and baseplates; Coated galvanised trapezoidal roof sheets with no insulation, on steel purlins; Roof lights; valley gutters; matching fascia and soffit; Rainwater downpipes and gutters; trapezoidal uninsulated wall system cladding on cladding rails; External roller shutter doors and personnel doors; Single phase electrics, lighting and power ; EXCLUDES heating ; Underslab storm drainage from internal downpipes on building area greater than 1,000m2 | Location Adjustment Applicable (See Guidance Notes) - ERC = UK mean of 1.00 | (BEAMS Note 2) The ERC for this item should be added to all other rateable items on the hereditament (except land). Therefore the total of the ERC of the other Building Items and the P&M ERC (where applicable) to enable the correct contract size adjustment to be made. ERC of Building Component + ERC of P&M = Total ERC to which contract size adjustment should be applied. The appropriate % adjustment should be made in accordance with the scale for contract size adjustment specified under section 6 of the RCG 2023 Guidance notes. The currency ERC rates are set at £4m (Four Million Pounds) @ 1st April 2021 (AVD) for the RCG 2023 Publication. | The data consists of a typical Industrial shell. Works include the Industrial shell as described and includes works up to 1m perimeter to the building (1m wide paving slabs & foul/storm drainage), The cost include 2 no. personnel doors and roller shutters are included at 1 door up to 1,000m2 , 2 roller doors over 1,000m2 (GIA), and 4 roller doors over 5,000m2. Costs are for the shell only and do not include for internal rooms such as offices or toilets which should be added for seperately. See Variations for assistance. | - | - | - | - | - | Cavity Wall construction to lower walls should be added by measuring wall area at an E/O rate of £97m2(£5m2 less for uninsulated), single block walls are cost neutral. Additional roller shutter doors over and above the beacon specification at should be added at additonal cost of £ 232 each (4 x 4m) . Additional personnel doors over the assumed 2nr. - add £1,077 each. If heating is required an addition of £32/m2 (GIA) should be made to the beacon cost. Internal offices (in Industrial complexes) should be added by reference to Cost Guide code series 42P04A -42P40V, Internal WC - 42P40W | - | - | - | 41P00P, 41P20P, 41U20P, 41Z00P, 41Z10P | m2 | - | 3 - INDUSTRIAL | David Grace | Jim Allen | 465.141 | Option 1 | 576.6837 | 23.98% | 1091.0767 | 783.367 | 68.41% | 35.84% | 783.367 | 68.41% | Price Book Data | P. Avo | VOA_GPN_GOV_UK\7243572 | 2021-09-16 | Low | - | Low | - | - | Copied to latest DCS. | NA | SPONS A&B | 2 | (BEAMS Note 2) Standard | - | - | 2 | TRUE
4025 | 41PBA9 | 5296 | 41PBA9 | Industrial Buildings | Uninsulated Buildings | Sheet Metal Cladding | 0 - 100m2 | Eaves Height - 7m | Building Area only; Site strip vegetation; Strip foundations; Column bases; Insulated Concrete GF slab with DPM and Mesh,150 thick up to 10,000m2, 200mm thick over 10,000m2 GIA; Steel Portal frame with bolts and baseplates; Coated galvanised trapezoidal roof sheets with no insulation, on steel purlins; Roof lights; valley gutters; matching fascia and soffit; Rainwater downpipes and gutters; trapezoidal uninsulated wall system cladding on cladding rails; External roller shutter doors and personnel doors; Single phase electrics, lighting and power ; EXCLUDES heating ; Underslab storm drainage from internal downpipes on building area greater than 1,000m2 | Location Adjustment Applicable (See Guidance Notes) - ERC = UK mean of 1.00 | (BEAMS Note 2) The ERC for this item should be added to all other rateable items on the hereditament (except land). Therefore the total of the ERC of the other Building Items and the P&M ERC (where applicable) to enable the correct contract size adjustment to be made. ERC of Building Component + ERC of P&M = Total ERC to which contract size adjustment should be applied. The appropriate % adjustment should be made in accordance with the scale for contract size adjustment specified under section 6 of the RCG 2023 Guidance notes. The currency ERC rates are set at £4m (Four Million Pounds) @ 1st April 2021 (AVD) for the RCG 2023 Publication. | The data consists of a typical Industrial shell. Works include the Industrial shell as described and includes works up to 1m perimeter to the building (1m wide paving slabs & foul/storm drainage), The cost include 2 no. personnel doors and roller shutters are included at 1 door up to 1,000m2 , 2 roller doors over 1,000m2 (GIA), and 4 roller doors over 5,000m2. Costs are for the shell only and do not include for internal rooms such as offices or toilets which should be added for seperately. See Variations for assistance. | - | - | - | - | - | Cavity Wall construction to lower walls should be added by measuring wall area at an E/O rate of £97m2(£5m2 less for uninsulated), single block walls are cost neutral. Additional roller shutter doors over and above the beacon specification at should be added at additonal cost of £ 232 each (4 x 4m) . Additional personnel doors over the assumed 2nr. - add £1,077 each. If heating is required an addition of £32/m2 (GIA) should be made to the beacon cost. Internal offices (in Industrial complexes) should be added by reference to Cost Guide code series 42P04A -42P40V, Internal WC - 42P40W | - | - | - | 41U20R, 41Z10R, 41P20R, 41P00R, 41Z00R | m2 | - | 3 - INDUSTRIAL | David Grace | Jim Allen | 478.9799 | Option 1 | 593.8413 | 23.98% | 1110.886 | 797.5896 | 66.52% | 34.31% | 797.5896 | 66.52% | Price Book Data | P. Avo | VOA_GPN_GOV_UK\7243572 | 2021-09-16 | Low | - | Low | - | - | Copied to latest DCS. Typo in code, corrected. | NA | SPONS A&B | 2 | (BEAMS Note 2) Standard | - | - | 2 | TRUE
4026 | 41PBB1 | 5298 | 41PBB1 | Industrial Buildings | Uninsulated Buildings | Sheet Metal Cladding | 0 - 100m2 | Eaves Height - 8m | Building Area only; Site strip vegetation; Strip foundations; Column bases; Insulated Concrete GF slab with DPM and Mesh,150 thick up to 10,000m2, 200mm thick over 10,000m2 GIA; Steel Portal frame with bolts and baseplates; Coated galvanised trapezoidal roof sheets with no insulation, on steel purlins; Roof lights; valley gutters; matching fascia and soffit; Rainwater downpipes and gutters; trapezoidal uninsulated wall system cladding on cladding rails; External roller shutter doors and personnel doors; Single phase electrics, lighting and power ; EXCLUDES heating ; Underslab storm drainage from internal downpipes on building area greater than 1,000m2 | Location Adjustment Applicable (See Guidance Notes) - ERC = UK mean of 1.00 | (BEAMS Note 2) The ERC for this item should be added to all other rateable items on the hereditament (except land). Therefore the total of the ERC of the other Building Items and the P&M ERC (where applicable) to enable the correct contract size adjustment to be made. ERC of Building Component + ERC of P&M = Total ERC to which contract size adjustment should be applied. The appropriate % adjustment should be made in accordance with the scale for contract size adjustment specified under section 6 of the RCG 2023 Guidance notes. The currency ERC rates are set at £4m (Four Million Pounds) @ 1st April 2021 (AVD) for the RCG 2023 Publication. | The data consists of a typical Industrial shell. Works include the Industrial shell as described and includes works up to 1m perimeter to the building (1m wide paving slabs & foul/storm drainage), The cost include 2 no. personnel doors and roller shutters are included at 1 door up to 1,000m2 , 2 roller doors over 1,000m2 (GIA), and 4 roller doors over 5,000m2. Costs are for the shell only and do not include for internal rooms such as offices or toilets which should be added for seperately. See Variations for assistance. | - | - | - | - | - | Cavity Wall construction to lower walls should be added by measuring wall area at an E/O rate of £97m2(£5m2 less for uninsulated), single block walls are cost neutral. Additional roller shutter doors over and above the beacon specification at should be added at additonal cost of £ 232 each (4 x 4m) . Additional personnel doors over the assumed 2nr. - add £1,077 each. If heating is required an addition of £32/m2 (GIA) should be made to the beacon cost. Internal offices (in Industrial complexes) should be added by reference to Cost Guide code series 42P04A -42P40V, Internal WC - 42P40W | - | - | - | 41P01A, 41P21A, 41U21A, 41Z01A, 41Z11A | m2 | - | 3 - INDUSTRIAL | David Grace | Jim Allen | 557.4004 | Option 1 | 691.0673 | 23.98% | 1150.5046 | 826.0348 | 48.19% | 19.53% | 826.0348 | 48.19% | Price Book Data | P. Avo | VOA_GPN_GOV_UK\7243572 | 2021-09-16 | Low | - | Low | - | - | Copied to latest DCS. | NA | SPONS A&B | 2 | (BEAMS Note 2) Standard | - | - | 2 | TRUE
4027 | 41PBB2 | 5302 | 41PBB2 | Industrial Buildings | Uninsulated Buildings | Sheet Metal Cladding | 0 - 100m2 | Eaves Height - 8.5m | Building Area only; Site strip vegetation; Strip foundations; Column bases; Insulated Concrete GF slab with DPM and Mesh,150 thick up to 10,000m2, 200mm thick over 10,000m2 GIA; Steel Portal frame with bolts and baseplates; Coated galvanised trapezoidal roof sheets with no insulation, on steel purlins; Roof lights; valley gutters; matching fascia and soffit; Rainwater downpipes and gutters; trapezoidal uninsulated wall system cladding on cladding rails; External roller shutter doors and personnel doors; Single phase electrics, lighting and power ; EXCLUDES heating ; Underslab storm drainage from internal downpipes on building area greater than 1,000m2 | Location Adjustment Applicable (See Guidance Notes) - ERC = UK mean of 1.00 | (BEAMS Note 2) The ERC for this item should be added to all other rateable items on the hereditament (except land). Therefore the total of the ERC of the other Building Items and the P&M ERC (where applicable) to enable the correct contract size adjustment to be made. ERC of Building Component + ERC of P&M = Total ERC to which contract size adjustment should be applied. The appropriate % adjustment should be made in accordance with the scale for contract size adjustment specified under section 6 of the RCG 2023 Guidance notes. The currency ERC rates are set at £4m (Four Million Pounds) @ 1st April 2021 (AVD) for the RCG 2023 Publication. | The data consists of a typical Industrial shell. Works include the Industrial shell as described and includes works up to 1m perimeter to the building (1m wide paving slabs & foul/storm drainage), The cost include 2 no. personnel doors and roller shutters are included at 1 door up to 1,000m2 , 2 roller doors over 1,000m2 (GIA), and 4 roller doors over 5,000m2. Costs are for the shell only and do not include for internal rooms such as offices or toilets which should be added for seperately. See Variations for assistance. | - | - | - | - | - | Cavity Wall construction to lower walls should be added by measuring wall area at an E/O rate of £97m2(£5m2 less for uninsulated), single block walls are cost neutral. Additional roller shutter doors over and above the beacon specification at should be added at additonal cost of £ 232 each (4 x 4m) . Additional personnel doors over the assumed 2nr. - add £1,077 each. If heating is required an addition of £32/m2 (GIA) should be made to the beacon cost. Internal offices (in Industrial complexes) should be added by reference to Cost Guide code series 42P04A -42P40V, Internal WC - 42P40W | - | - | - | 41P01C, 41P21C, 41U21C, 41Z01C, 41Z11C | m2 | - | 3 - INDUSTRIAL | David Grace | Jim Allen | 573.5458 | Option 1 | 711.0844 | 23.98% | 1170.314 | 840.2574 | 46.5% | 18.17% | 840.2574 | 46.5% | Price Book Data | P. Avo | VOA_GPN_GOV_UK\7243572 | 2021-09-16 | Low | - | Low | - | - | Copied to latest DCS. | NA | SPONS A&B | 2 | (BEAMS Note 2) Standard | - | - | 2 | TRUE
4028 | 41PBB3 | 5303 | 41PBB3 | Industrial Buildings | Uninsulated Buildings | Sheet Metal Cladding | 0 - 100m2 | Eaves Height - 9m | Building Area only; Site strip vegetation; Strip foundations; Column bases; Insulated Concrete GF slab with DPM and Mesh,150 thick up to 10,000m2, 200mm thick over 10,000m2 GIA; Steel Portal frame with bolts and baseplates; Coated galvanised trapezoidal roof sheets with no insulation, on steel purlins; Roof lights; valley gutters; matching fascia and soffit; Rainwater downpipes and gutters; trapezoidal uninsulated wall system cladding on cladding rails; External roller shutter doors and personnel doors; Single phase electrics, lighting and power ; EXCLUDES heating ; Underslab storm drainage from internal downpipes on building area greater than 1,000m2 | Location Adjustment Applicable (See Guidance Notes) - ERC = UK mean of 1.00 | (BEAMS Note 2) The ERC for this item should be added to all other rateable items on the hereditament (except land). Therefore the total of the ERC of the other Building Items and the P&M ERC (where applicable) to enable the correct contract size adjustment to be made. ERC of Building Component + ERC of P&M = Total ERC to which contract size adjustment should be applied. The appropriate % adjustment should be made in accordance with the scale for contract size adjustment specified under section 6 of the RCG 2023 Guidance notes. The currency ERC rates are set at £4m (Four Million Pounds) @ 1st April 2021 (AVD) for the RCG 2023 Publication. | The data consists of a typical Industrial shell. Works include the Industrial shell as described and includes works up to 1m perimeter to the building (1m wide paving slabs & foul/storm drainage), The cost include 2 no. personnel doors and roller shutters are included at 1 door up to 1,000m2 , 2 roller doors over 1,000m2 (GIA), and 4 roller doors over 5,000m2. Costs are for the shell only and do not include for internal rooms such as offices or toilets which should be added for seperately. See Variations for assistance. | - | - | - | - | - | Cavity Wall construction to lower walls should be added by measuring wall area at an E/O rate of £97m2(£5m2 less for uninsulated), single block walls are cost neutral. Additional roller shutter doors over and above the beacon specification at should be added at additonal cost of £ 232 each (4 x 4m) . Additional personnel doors over the assumed 2nr. - add £1,077 each. If heating is required an addition of £32/m2 (GIA) should be made to the beacon cost. Internal offices (in Industrial complexes) should be added by reference to Cost Guide code series 42P04A -42P40V, Internal WC - 42P40W | - | - | - | 41P01E, 41P21E, 41U21E, 41Z01E, 41Z11E | m2 | - | 3 - INDUSTRIAL | David Grace | Jim Allen | 590.46 | Option 1 | 732.0547 | 23.98% | 1190.1233 | 854.4801 | 44.71% | 16.72% | 854.4801 | 44.71% | Price Book Data | P. Avo | VOA_GPN_GOV_UK\7243572 | 2021-09-16 | Low | - | Low | - | - | Copied to latest DCS. | NA | SPONS A&B | 2 | (BEAMS Note 2) Standard | - | - | 2 | TRUE
4029 | 41PBB4 | 5304 | 41PBB4 | Industrial Buildings | Uninsulated Buildings | Sheet Metal Cladding | 0 - 100m2 | Eaves Height - 9.5m | Building Area only; Site strip vegetation; Strip foundations; Column bases; Insulated Concrete GF slab with DPM and Mesh,150 thick up to 10,000m2, 200mm thick over 10,000m2 GIA; Steel Portal frame with bolts and baseplates; Coated galvanised trapezoidal roof sheets with no insulation, on steel purlins; Roof lights; valley gutters; matching fascia and soffit; Rainwater downpipes and gutters; trapezoidal uninsulated wall system cladding on cladding rails; External roller shutter doors and personnel doors; Single phase electrics, lighting and power ; EXCLUDES heating ; Underslab storm drainage from internal downpipes on building area greater than 1,000m2 | Location Adjustment Applicable (See Guidance Notes) - ERC = UK mean of 1.00 | (BEAMS Note 2) The ERC for this item should be added to all other rateable items on the hereditament (except land). Therefore the total of the ERC of the other Building Items and the P&M ERC (where applicable) to enable the correct contract size adjustment to be made. ERC of Building Component + ERC of P&M = Total ERC to which contract size adjustment should be applied. The appropriate % adjustment should be made in accordance with the scale for contract size adjustment specified under section 6 of the RCG 2023 Guidance notes. The currency ERC rates are set at £4m (Four Million Pounds) @ 1st April 2021 (AVD) for the RCG 2023 Publication. | The data consists of a typical Industrial shell. Works include the Industrial shell as described and includes works up to 1m perimeter to the building (1m wide paving slabs & foul/storm drainage), The cost include 2 no. personnel doors and roller shutters are included at 1 door up to 1,000m2 , 2 roller doors over 1,000m2 (GIA), and 4 roller doors over 5,000m2. Costs are for the shell only and do not include for internal rooms such as offices or toilets which should be added for seperately. See Variations for assistance. | - | - | - | - | - | Cavity Wall construction to lower walls should be added by measuring wall area at an E/O rate of £97m2(£5m2 less for uninsulated), single block walls are cost neutral. Additional roller shutter doors over and above the beacon specification at should be added at additonal cost of £ 232 each (4 x 4m) . Additional personnel doors over the assumed 2nr. - add £1,077 each. If heating is required an addition of £32/m2 (GIA) should be made to the beacon cost. Internal offices (in Industrial complexes) should be added by reference to Cost Guide code series 42P04A -42P40V, Internal WC - 42P40W | - | - | - | 41P01G, 41P21G, 41U21G, 41Z01G, 41Z11G | m2 | - | 3 - INDUSTRIAL | David Grace | Jim Allen | 607.3742 | Option 1 | 753.0251 | 23.98% | 1209.9326 | 868.7027 | 43.03% | 15.36% | 868.7027 | 43.03% | Price Book Data | P. Avo | VOA_GPN_GOV_UK\7243572 | 2021-09-16 | Low | - | Low | - | - | Copied to latest DCS. | NA | SPONS A&B | 2 | (BEAMS Note 2) Standard | - | - | 2 | TRUE
4030 | 41PBB5 | 5305 | 41PBB5 | Industrial Buildings | Uninsulated Buildings | Sheet Metal Cladding | 0 - 100m2 | Eaves Height - 10m | Building Area only; Site strip vegetation; Strip foundations; Column bases; Insulated Concrete GF slab with DPM and Mesh,150 thick up to 10,000m2, 200mm thick over 10,000m2 GIA; Steel Portal frame with bolts and baseplates; Coated galvanised trapezoidal roof sheets with no insulation, on steel purlins; Roof lights; valley gutters; matching fascia and soffit; Rainwater downpipes and gutters; trapezoidal uninsulated wall system cladding on cladding rails; External roller shutter doors and personnel doors; Single phase electrics, lighting and power ; EXCLUDES heating ; Underslab storm drainage from internal downpipes on building area greater than 1,000m2 | Location Adjustment Applicable (See Guidance Notes) - ERC = UK mean of 1.00 | (BEAMS Note 2) The ERC for this item should be added to all other rateable items on the hereditament (except land). Therefore the total of the ERC of the other Building Items and the P&M ERC (where applicable) to enable the correct contract size adjustment to be made. ERC of Building Component + ERC of P&M = Total ERC to which contract size adjustment should be applied. The appropriate % adjustment should be made in accordance with the scale for contract size adjustment specified under section 6 of the RCG 2023 Guidance notes. The currency ERC rates are set at £4m (Four Million Pounds) @ 1st April 2021 (AVD) for the RCG 2023 Publication. | The data consists of a typical Industrial shell. Works include the Industrial shell as described and includes works up to 1m perimeter to the building (1m wide paving slabs & foul/storm drainage), The cost include 2 no. personnel doors and roller shutters are included at 1 door up to 1,000m2 , 2 roller doors over 1,000m2 (GIA), and 4 roller doors over 5,000m2. Costs are for the shell only and do not include for internal rooms such as offices or toilets which should be added for seperately. See Variations for assistance. | - | - | - | - | - | Cavity Wall construction to lower walls should be added by measuring wall area at an E/O rate of £97m2(£5m2 less for uninsulated), single block walls are cost neutral. Additional roller shutter doors over and above the beacon specification at should be added at additonal cost of £ 232 each (4 x 4m) . Additional personnel doors over the assumed 2nr. - add £1,077 each. If heating is required an addition of £32/m2 (GIA) should be made to the beacon cost. Internal offices (in Industrial complexes) should be added by reference to Cost Guide code series 42P04A -42P40V, Internal WC - 42P40W | - | - | - | 41P01K, 41P21K, 41U21K, 41Z01K, 41Z11K | m2 | - | 3 - INDUSTRIAL | David Grace | Jim Allen | 623.5196 | Option 1 | 773.0422 | 23.98% | 1229.7419 | 882.9253 | 41.6% | 14.21% | 882.9253 | 41.6% | Price Book Data | P. Avo | VOA_GPN_GOV_UK\7243572 | 2021-09-16 | Low | - | Low | - | - | Copied to latest DCS. | NA | SPONS A&B | 2 | (BEAMS Note 2) Standard | - | - | 2 | TRUE
4031 | 41R06A | 5069 | 41R06A | Industrial Buildings | Uninsulated Buildings | Sheet Metal Cladding | 1,001 - 5,000m2 | Eaves Height - 3m | Building Area only; Site strip vegetation; Strip foundations; Column bases; Insulated Concrete GF slab with DPM and Mesh,150 thick up to 10,000m2, 200mm thick over 10,000m2 GIA; Steel Portal frame with bolts and baseplates; Coated galvanised trapezoidal roof sheets with no insulation, on steel purlins; Roof lights; valley gutters; matching fascia and soffit; Rainwater downpipes and gutters; trapezoidal uninsulated wall system cladding on cladding rails; External roller shutter doors and personnel doors; Single phase electrics, lighting and power; Gas fuelled hot air burners; Underslab storm drainage from internal downpipes on building area greater than 1,000m2; | Location Adjustment Applicable (See Guidance Notes) - ERC = UK mean of 1.00 | (BEAMS Note 2) The ERC for this item should be added to all other rateable items on the hereditament (except land). Therefore the total of the ERC of the other Building Items and the P&M ERC (where applicable) to enable the correct contract size adjustment to be made. ERC of Building Component + ERC of P&M = Total ERC to which contract size adjustment should be applied. The appropriate % adjustment should be made in accordance with the scale for contract size adjustment specified under section 6 of the RCG 2023 Guidance notes. The currency ERC rates are set at £4m (Four Million Pounds) @ 1st April 2021 (AVD) for the RCG 2023 Publication. | The data consists of a typical Industrial shell. Works include the Industrial shell as described and includes works up to 1m perimeter to the building (1m wide paving slabs & foul/storm drainage), The cost include 2 no. personnel doors and roller shutters are included at 1 door up to 1,000m2 , 2 roller doors over 1,000m2 (GIA), and 4 roller doors over 5,000m2. Costs are for the shell only and do not include for internal rooms such as offices or toilets which should be added for seperately. See Variations for assistance. | - | - | - | - | - | Cavity Wall construction to lower walls should be added by measuring wall area at an E/O rate of £97m2(£5m2 less for uninsulated), single block walls are cost neutral. Additional roller shutter doors over and above the beacon specification at should be added at additonal cost of £ 232 each (4 x 4m) . Additional personnel doors over the assumed 2nr. - add £1,077 each. If no heating is present a deduction of £28m2 (GIA) should be made to the beacon cost. Internal offices (in Industrial complexes) should be added by reference to Cost Guide code series 42P04A -42P40V, Internal WC - 42P40W, amenity blocks - showers & toilets (New code TBC) & Canteens (New CodeTBC) | - | - | - |  | m2 | - | 3 - INDUSTRIAL | David Grace | Jim Allen | 212.1966 | Option 1 | 263.0822 | 23.98% | 539.3486 | 387.2394 | 82.49% | 47.19% | 387.2394 | 82.49% | Price Book Data | P. Avo | VOA_GPN_GOV_UK\7243572 | 2021-09-20 | Low | - | Low | - | - | Copied to latest DCS. | NA | SPONS A&B | 2 | (BEAMS Note 2) Standard | - | - | 2 | FALSE
4032 | 41R06B | 5070 | 41R06B | Industrial Buildings | Uninsulated Buildings | Sheet Metal Cladding | 1,001 - 5,000m2 | Eaves Height - 3.5m | Building Area only; Site strip vegetation; Strip foundations; Column bases; Insulated Concrete GF slab with DPM and Mesh,150 thick up to 10,000m2, 200mm thick over 10,000m2 GIA; Steel Portal frame with bolts and baseplates; Coated galvanised trapezoidal roof sheets with no insulation, on steel purlins; Roof lights; valley gutters; matching fascia and soffit; Rainwater downpipes and gutters; trapezoidal uninsulated wall system cladding on cladding rails; External roller shutter doors and personnel doors; Single phase electrics, lighting and power; Gas fuelled hot air burners; Underslab storm drainage from internal downpipes on building area greater than 1,000m2; | Location Adjustment Applicable (See Guidance Notes) - ERC = UK mean of 1.00 | (BEAMS Note 2) The ERC for this item should be added to all other rateable items on the hereditament (except land). Therefore the total of the ERC of the other Building Items and the P&M ERC (where applicable) to enable the correct contract size adjustment to be made. ERC of Building Component + ERC of P&M = Total ERC to which contract size adjustment should be applied. The appropriate % adjustment should be made in accordance with the scale for contract size adjustment specified under section 6 of the RCG 2023 Guidance notes. The currency ERC rates are set at £4m (Four Million Pounds) @ 1st April 2021 (AVD) for the RCG 2023 Publication. | The data consists of a typical Industrial shell. Works include the Industrial shell as described and includes works up to 1m perimeter to the building (1m wide paving slabs & foul/storm drainage), The cost include 2 no. personnel doors and roller shutters are included at 1 door up to 1,000m2 , 2 roller doors over 1,000m2 (GIA), and 4 roller doors over 5,000m2. Costs are for the shell only and do not include for internal rooms such as offices or toilets which should be added for seperately. See Variations for assistance. | - | - | - | - | - | Cavity Wall construction to lower walls should be added by measuring wall area at an E/O rate of £97m2(£5m2 less for uninsulated), single block walls are cost neutral. Additional roller shutter doors over and above the beacon specification at should be added at additonal cost of £ 232 each (4 x 4m) . Additional personnel doors over the assumed 2nr. - add £1,077 each. If no heating is present a deduction of £28m2 (GIA) should be made to the beacon cost. Internal offices (in Industrial complexes) should be added by reference to Cost Guide code series 42P04A -42P40V, Internal WC - 42P40W, amenity blocks - showers & toilets (New code TBC) & Canteens (New CodeTBC) | - | - | - |  | m2 | - | 3 - INDUSTRIAL | David Grace | Jim Allen | 214.5031 | Option 1 | 265.9418 | 23.98% | 542.8015 | 389.7185 | 81.68% | 46.54% | 389.7185 | 81.68% | Price Book Data | P. Avo | VOA_GPN_GOV_UK\7243572 | 2021-09-20 | Low | - | Low | - | - | Copied to latest DCS. Wrong rate selected, now corrected. | NA | SPONS A&B | 2 | (BEAMS Note 2) Standard | - | - | 2 | FALSE
4033 | 41R06C | 5071 | 41R06C | Industrial Buildings | Uninsulated Buildings | Sheet Metal Cladding | 1,001 - 5,000m2 | Eaves Height - 4m | Building Area only; Site strip vegetation; Strip foundations; Column bases; Insulated Concrete GF slab with DPM and Mesh,150 thick up to 10,000m2, 200mm thick over 10,000m2 GIA; Steel Portal frame with bolts and baseplates; Coated galvanised trapezoidal roof sheets with no insulation, on steel purlins; Roof lights; valley gutters; matching fascia and soffit; Rainwater downpipes and gutters; trapezoidal uninsulated wall system cladding on cladding rails; External roller shutter doors and personnel doors; Single phase electrics, lighting and power; Gas fuelled hot air burners; Underslab storm drainage from internal downpipes on building area greater than 1,000m2; | Location Adjustment Applicable (See Guidance Notes) - ERC = UK mean of 1.00 | (BEAMS Note 2) The ERC for this item should be added to all other rateable items on the hereditament (except land). Therefore the total of the ERC of the other Building Items and the P&M ERC (where applicable) to enable the correct contract size adjustment to be made. ERC of Building Component + ERC of P&M = Total ERC to which contract size adjustment should be applied. The appropriate % adjustment should be made in accordance with the scale for contract size adjustment specified under section 6 of the RCG 2023 Guidance notes. The currency ERC rates are set at £4m (Four Million Pounds) @ 1st April 2021 (AVD) for the RCG 2023 Publication. | The data consists of a typical Industrial shell. Works include the Industrial shell as described and includes works up to 1m perimeter to the building (1m wide paving slabs & foul/storm drainage), The cost include 2 no. personnel doors and roller shutters are included at 1 door up to 1,000m2 , 2 roller doors over 1,000m2 (GIA), and 4 roller doors over 5,000m2. Costs are for the shell only and do not include for internal rooms such as offices or toilets which should be added for seperately. See Variations for assistance. | - | - | - | - | - | Cavity Wall construction to lower walls should be added by measuring wall area at an E/O rate of £97m2(£5m2 less for uninsulated), single block walls are cost neutral. Additional roller shutter doors over and above the beacon specification at should be added at additonal cost of £ 232 each (4 x 4m) . Additional personnel doors over the assumed 2nr. - add £1,077 each. If no heating is present a deduction of £28m2 (GIA) should be made to the beacon cost. Internal offices (in Industrial complexes) should be added by reference to Cost Guide code series 42P04A -42P40V, Internal WC - 42P40W, amenity blocks - showers & toilets (New code TBC) & Canteens (New CodeTBC) | - | - | - |  | m2 | - | 3 - INDUSTRIAL | David Grace | Jim Allen | 216.8095 | Option 1 | 268.8014 | 23.98% | 546.2545 | 392.1976 | 80.9% | 45.91% | 392.1976 | 80.9% | Price Book Data | P. Avo | VOA_GPN_GOV_UK\7243572 | 2021-09-20 | Low | - | Low | - | - | Copied to latest DCS. | NA | SPONS A&B | 2 | (BEAMS Note 2) Standard | - | - | 2 | FALSE
4034 | 41R06E | 5072 | 41R06E | Industrial Buildings | Uninsulated Buildings | Sheet Metal Cladding | 1,001 - 5,000m2 | Eaves Height - 4.5m | Building Area only; Site strip vegetation; Strip foundations; Column bases; Insulated Concrete GF slab with DPM and Mesh,150 thick up to 10,000m2, 200mm thick over 10,000m2 GIA; Steel Portal frame with bolts and baseplates; Coated galvanised trapezoidal roof sheets with no insulation, on steel purlins; Roof lights; valley gutters; matching fascia and soffit; Rainwater downpipes and gutters; trapezoidal uninsulated wall system cladding on cladding rails; External roller shutter doors and personnel doors; Single phase electrics, lighting and power; Gas fuelled hot air burners; Underslab storm drainage from internal downpipes on building area greater than 1,000m2; | Location Adjustment Applicable (See Guidance Notes) - ERC = UK mean of 1.00 | (BEAMS Note 2) The ERC for this item should be added to all other rateable items on the hereditament (except land). Therefore the total of the ERC of the other Building Items and the P&M ERC (where applicable) to enable the correct contract size adjustment to be made. ERC of Building Component + ERC of P&M = Total ERC to which contract size adjustment should be applied. The appropriate % adjustment should be made in accordance with the scale for contract size adjustment specified under section 6 of the RCG 2023 Guidance notes. The currency ERC rates are set at £4m (Four Million Pounds) @ 1st April 2021 (AVD) for the RCG 2023 Publication. | The data consists of a typical Industrial shell. Works include the Industrial shell as described and includes works up to 1m perimeter to the building (1m wide paving slabs & foul/storm drainage), The cost include 2 no. personnel doors and roller shutters are included at 1 door up to 1,000m2 , 2 roller doors over 1,000m2 (GIA), and 4 roller doors over 5,000m2. Costs are for the shell only and do not include for internal rooms such as offices or toilets which should be added for seperately. See Variations for assistance. | - | - | - | - | - | Cavity Wall construction to lower walls should be added by measuring wall area at an E/O rate of £97m2(£5m2 less for uninsulated), single block walls are cost neutral. Additional roller shutter doors over and above the beacon specification at should be added at additonal cost of £ 232 each (4 x 4m) . Additional personnel doors over the assumed 2nr. - add £1,077 each. If no heating is present a deduction of £28m2 (GIA) should be made to the beacon cost. Internal offices (in Industrial complexes) should be added by reference to Cost Guide code series 42P04A -42P40V, Internal WC - 42P40W, amenity blocks - showers & toilets (New code TBC) & Canteens (New CodeTBC) | - | - | - |  | m2 | - | 3 - INDUSTRIAL | David Grace | Jim Allen | 219.8848 | Option 1 | 272.6141 | 23.98% | 549.7074 | 394.6768 | 79.49% | 44.77% | 394.6768 | 79.49% | Price Book Data | P. Avo | VOA_GPN_GOV_UK\7243572 | 2021-09-20 | Low | - | Low | - | - | Copied to latest DCS. | NA | SPONS A&B | 2 | (BEAMS Note 2) Standard | - | - | 2 | FALSE
4035 | 41R06F | 5073 | 41R06F | Industrial Buildings | Uninsulated Buildings | Sheet Metal Cladding | 1,001 - 5,000m2 | Eaves Height - 5m | Building Area only; Site strip vegetation; Strip foundations; Column bases; Insulated Concrete GF slab with DPM and Mesh,150 thick up to 10,000m2, 200mm thick over 10,000m2 GIA; Steel Portal frame with bolts and baseplates; Coated galvanised trapezoidal roof sheets with no insulation, on steel purlins; Roof lights; valley gutters; matching fascia and soffit; Rainwater downpipes and gutters; trapezoidal uninsulated wall system cladding on cladding rails; External roller shutter doors and personnel doors; Single phase electrics, lighting and power ; EXCLUDES heating ; Underslab storm drainage from internal downpipes on building area greater than 1,000m2 | Location Adjustment Applicable (See Guidance Notes) - ERC = UK mean of 1.00 | (BEAMS Note 2) The ERC for this item should be added to all other rateable items on the hereditament (except land). Therefore the total of the ERC of the other Building Items and the P&M ERC (where applicable) to enable the correct contract size adjustment to be made. ERC of Building Component + ERC of P&M = Total ERC to which contract size adjustment should be applied. The appropriate % adjustment should be made in accordance with the scale for contract size adjustment specified under section 6 of the RCG 2023 Guidance notes. The currency ERC rates are set at £4m (Four Million Pounds) @ 1st April 2021 (AVD) for the RCG 2023 Publication. | The data consists of a typical Industrial shell. Works include the Industrial shell as described and includes works up to 1m perimeter to the building (1m wide paving slabs & foul/storm drainage), The cost include 2 no. personnel doors and roller shutters are included at 1 door up to 1,000m2 , 2 roller doors over 1,000m2 (GIA), and 4 roller doors over 5,000m2. Costs are for the shell only and do not include for internal rooms such as offices or toilets which should be added for seperately. See Variations for assistance. | - | - | - | - | - | Cavity Wall construction to lower walls should be added by measuring wall area at an E/O rate of £97m2(£5m2 less for uninsulated), single block walls are cost neutral. Additional roller shutter doors over and above the beacon specification at should be added at additonal cost of £ 232 each (4 x 4m) . Additional personnel doors over the assumed 2nr. - add £1,077 each. If heating is required an addition of £32/m2 (GIA) should be made to the beacon cost. Internal offices (in Industrial complexes) should be added by reference to Cost Guide code series 42P04A -42P40V, Internal WC - 42P40W | - | - | - |  | m2 | - | 3 - INDUSTRIAL | David Grace | Jim Allen | 222.1913 | Option 1 | 275.4737 | 23.98% | 553.1604 | 397.1559 | 78.75% | 44.17% | 397.1559 | 78.75% | Price Book Data | P. Avo | VOA_GPN_GOV_UK\7243572 | 2021-09-20 | Low | - | Low | - | - | Copied to latest DCS. | NA | SPONS A&B | 2 | (BEAMS Note 2) Standard | - | - | 2 | TRUE
4036 | 41R06G | 5074 | 41R06G | Industrial Buildings | Uninsulated Buildings | Sheet Metal Cladding | 1,001 - 5,000m2 | Eaves Height - 5.5m | Building Area only; Site strip vegetation; Strip foundations; Column bases; Insulated Concrete GF slab with DPM and Mesh,150 thick up to 10,000m2, 200mm thick over 10,000m2 GIA; Steel Portal frame with bolts and baseplates; Coated galvanised trapezoidal roof sheets with no insulation, on steel purlins; Roof lights; valley gutters; matching fascia and soffit; Rainwater downpipes and gutters; trapezoidal uninsulated wall system cladding on cladding rails; External roller shutter doors and personnel doors; Single phase electrics, lighting and power; Gas fuelled hot air burners; Underslab storm drainage from internal downpipes on building area greater than 1,000m2; | Location Adjustment Applicable (See Guidance Notes) - ERC = UK mean of 1.00 | (BEAMS Note 2) The ERC for this item should be added to all other rateable items on the hereditament (except land). Therefore the total of the ERC of the other Building Items and the P&M ERC (where applicable) to enable the correct contract size adjustment to be made. ERC of Building Component + ERC of P&M = Total ERC to which contract size adjustment should be applied. The appropriate % adjustment should be made in accordance with the scale for contract size adjustment specified under section 6 of the RCG 2023 Guidance notes. The currency ERC rates are set at £4m (Four Million Pounds) @ 1st April 2021 (AVD) for the RCG 2023 Publication. | The data consists of a typical Industrial shell. Works include the Industrial shell as described and includes works up to 1m perimeter to the building (1m wide paving slabs & foul/storm drainage), The cost include 2 no. personnel doors and roller shutters are included at 1 door up to 1,000m2 , 2 roller doors over 1,000m2 (GIA), and 4 roller doors over 5,000m2. Costs are for the shell only and do not include for internal rooms such as offices or toilets which should be added for seperately. See Variations for assistance. | - | - | - | - | - | Cavity Wall construction to lower walls should be added by measuring wall area at an E/O rate of £97m2(£5m2 less for uninsulated), single block walls are cost neutral. Additional roller shutter doors over and above the beacon specification at should be added at additonal cost of £ 232 each (4 x 4m) . Additional personnel doors over the assumed 2nr. - add £1,077 each. If no heating is present a deduction of £28m2 (GIA) should be made to the beacon cost. Internal offices (in Industrial complexes) should be added by reference to Cost Guide code series 42P04A -42P40V, Internal WC - 42P40W, amenity blocks - showers & toilets (New code TBC) & Canteens (New CodeTBC) | - | - | - |  | m2 | - | 3 - INDUSTRIAL | David Grace | Jim Allen | 235.2614 | Option 1 | 291.6781 | 23.98% | 556.6133 | 399.635 | 69.87% | 37.01% | 399.635 | 69.87% | Price Book Data | P. Avo | VOA_GPN_GOV_UK\7243572 | 2021-09-20 | Low | - | Low | - | - | Copied to latest DCS. | NA | SPONS A&B | 2 | (BEAMS Note 2) Standard | - | - | 2 | FALSE
4037 | 41R06H | 5075 | 41R06H | Industrial Buildings | Uninsulated Buildings | Sheet Metal Cladding | 1,001 - 5,000m2 | Eaves Height - 6m | Building Area only; Site strip vegetation; Strip foundations; Column bases; Insulated Concrete GF slab with DPM and Mesh,150 thick up to 10,000m2, 200mm thick over 10,000m2 GIA; Steel Portal frame with bolts and baseplates; Coated galvanised trapezoidal roof sheets with no insulation, on steel purlins; Roof lights; valley gutters; matching fascia and soffit; Rainwater downpipes and gutters; trapezoidal uninsulated wall system cladding on cladding rails; External roller shutter doors and personnel doors; Single phase electrics, lighting and power; Gas fuelled hot air burners; Underslab storm drainage from internal downpipes on building area greater than 1,000m2; | Location Adjustment Applicable (See Guidance Notes) - ERC = UK mean of 1.00 | (BEAMS Note 2) The ERC for this item should be added to all other rateable items on the hereditament (except land). Therefore the total of the ERC of the other Building Items and the P&M ERC (where applicable) to enable the correct contract size adjustment to be made. ERC of Building Component + ERC of P&M = Total ERC to which contract size adjustment should be applied. The appropriate % adjustment should be made in accordance with the scale for contract size adjustment specified under section 6 of the RCG 2023 Guidance notes. The currency ERC rates are set at £4m (Four Million Pounds) @ 1st April 2021 (AVD) for the RCG 2023 Publication. | The data consists of a typical Industrial shell. Works include the Industrial shell as described and includes works up to 1m perimeter to the building (1m wide paving slabs & foul/storm drainage), The cost include 2 no. personnel doors and roller shutters are included at 1 door up to 1,000m2 , 2 roller doors over 1,000m2 (GIA), and 4 roller doors over 5,000m2. Costs are for the shell only and do not include for internal rooms such as offices or toilets which should be added for seperately. See Variations for assistance. | - | - | - | - | - | Cavity Wall construction to lower walls should be added by measuring wall area at an E/O rate of £97m2(£5m2 less for uninsulated), single block walls are cost neutral. Additional roller shutter doors over and above the beacon specification at should be added at additonal cost of £ 232 each (4 x 4m) . Additional personnel doors over the assumed 2nr. - add £1,077 each. If no heating is present a deduction of £28m2 (GIA) should be made to the beacon cost. Internal offices (in Industrial complexes) should be added by reference to Cost Guide code series 42P04A -42P40V, Internal WC - 42P40W, amenity blocks - showers & toilets (New code TBC) & Canteens (New CodeTBC) | - | - | - |  | m2 | - | 3 - INDUSTRIAL | David Grace | Jim Allen | 238.3367 | Option 1 | 295.4908 | 23.98% | 560.0663 | 402.1142 | 68.72% | 36.08% | 402.1142 | 68.72% | Price Book Data | P. Avo | VOA_GPN_GOV_UK\7243572 | 2021-09-20 | Low | - | Low | - | - | Copied to latest DCS. | NA | SPONS A&B | 2 | (BEAMS Note 2) Standard | - | - | 2 | FALSE
4038 | 41R06J | 5076 | 41R06J | Industrial Buildings | Uninsulated Buildings | Sheet Metal Cladding | 1,001 - 5,000m2 | Eaves Height - 6.5m | Building Area only; Site strip vegetation; Strip foundations; Column bases; Insulated Concrete GF slab with DPM and Mesh,150 thick up to 10,000m2, 200mm thick over 10,000m2 GIA; Steel Portal frame with bolts and baseplates; Coated galvanised trapezoidal roof sheets with no insulation, on steel purlins; Roof lights; valley gutters; matching fascia and soffit; Rainwater downpipes and gutters; trapezoidal uninsulated wall system cladding on cladding rails; External roller shutter doors and personnel doors; Single phase electrics, lighting and power; Gas fuelled hot air burners; Underslab storm drainage from internal downpipes on building area greater than 1,000m2; | Location Adjustment Applicable (See Guidance Notes) - ERC = UK mean of 1.00 | (BEAMS Note 2) The ERC for this item should be added to all other rateable items on the hereditament (except land). Therefore the total of the ERC of the other Building Items and the P&M ERC (where applicable) to enable the correct contract size adjustment to be made. ERC of Building Component + ERC of P&M = Total ERC to which contract size adjustment should be applied. The appropriate % adjustment should be made in accordance with the scale for contract size adjustment specified under section 6 of the RCG 2023 Guidance notes. The currency ERC rates are set at £4m (Four Million Pounds) @ 1st April 2021 (AVD) for the RCG 2023 Publication. | The data consists of a typical Industrial shell. Works include the Industrial shell as described and includes works up to 1m perimeter to the building (1m wide paving slabs & foul/storm drainage), The cost include 2 no. personnel doors and roller shutters are included at 1 door up to 1,000m2 , 2 roller doors over 1,000m2 (GIA), and 4 roller doors over 5,000m2. Costs are for the shell only and do not include for internal rooms such as offices or toilets which should be added for seperately. See Variations for assistance. | - | - | - | - | - | Cavity Wall construction to lower walls should be added by measuring wall area at an E/O rate of £97m2(£5m2 less for uninsulated), single block walls are cost neutral. Additional roller shutter doors over and above the beacon specification at should be added at additonal cost of £ 232 each (4 x 4m) . Additional personnel doors over the assumed 2nr. - add £1,077 each. If no heating is present a deduction of £28m2 (GIA) should be made to the beacon cost. Internal offices (in Industrial complexes) should be added by reference to Cost Guide code series 42P04A -42P40V, Internal WC - 42P40W, amenity blocks - showers & toilets (New code TBC) & Canteens (New CodeTBC) | - | - | - |  | m2 | - | 3 - INDUSTRIAL | David Grace | Jim Allen | 241.412 | Option 1 | 299.3036 | 23.98% | 563.5192 | 404.5933 | 67.59% | 35.18% | 404.5933 | 67.59% | Price Book Data | P. Avo | VOA_GPN_GOV_UK\7243572 | 2021-09-20 | Low | - | Low | - | - | Copied to latest DCS. | NA | SPONS A&B | 2 | (BEAMS Note 2) Standard | - | - | 2 | FALSE
4039 | 41R06L | 5077 | 41R06L | Industrial Buildings | Uninsulated Buildings | Sheet Metal Cladding | 1,001 - 5,000m2 | Eaves Height - 7m | Building Area only; Site strip vegetation; Strip foundations; Column bases; Insulated Concrete GF slab with DPM and Mesh,150 thick up to 10,000m2, 200mm thick over 10,000m2 GIA; Steel Portal frame with bolts and baseplates; Coated galvanised trapezoidal roof sheets with no insulation, on steel purlins; Roof lights; valley gutters; matching fascia and soffit; Rainwater downpipes and gutters; trapezoidal uninsulated wall system cladding on cladding rails; External roller shutter doors and personnel doors; Single phase electrics, lighting and power; Gas fuelled hot air burners; Underslab storm drainage from internal downpipes on building area greater than 1,000m2; | Location Adjustment Applicable (See Guidance Notes) - ERC = UK mean of 1.00 | (BEAMS Note 2) The ERC for this item should be added to all other rateable items on the hereditament (except land). Therefore the total of the ERC of the other Building Items and the P&M ERC (where applicable) to enable the correct contract size adjustment to be made. ERC of Building Component + ERC of P&M = Total ERC to which contract size adjustment should be applied. The appropriate % adjustment should be made in accordance with the scale for contract size adjustment specified under section 6 of the RCG 2023 Guidance notes. The currency ERC rates are set at £4m (Four Million Pounds) @ 1st April 2021 (AVD) for the RCG 2023 Publication. | The data consists of a typical Industrial shell. Works include the Industrial shell as described and includes works up to 1m perimeter to the building (1m wide paving slabs & foul/storm drainage), The cost include 2 no. personnel doors and roller shutters are included at 1 door up to 1,000m2 , 2 roller doors over 1,000m2 (GIA), and 4 roller doors over 5,000m2. Costs are for the shell only and do not include for internal rooms such as offices or toilets which should be added for seperately. See Variations for assistance. | - | - | - | - | - | Cavity Wall construction to lower walls should be added by measuring wall area at an E/O rate of £97m2(£5m2 less for uninsulated), single block walls are cost neutral. Additional roller shutter doors over and above the beacon specification at should be added at additonal cost of £ 232 each (4 x 4m) . Additional personnel doors over the assumed 2nr. - add £1,077 each. If no heating is present a deduction of £28m2 (GIA) should be made to the beacon cost. Internal offices (in Industrial complexes) should be added by reference to Cost Guide code series 42P04A -42P40V, Internal WC - 42P40W, amenity blocks - showers & toilets (New code TBC) & Canteens (New CodeTBC) | - | - | - |  | m2 | - | 3 - INDUSTRIAL | David Grace | Jim Allen | 244.4873 | Option 1 | 303.1164 | 23.98% | 566.9721 | 407.0724 | 66.5% | 34.3% | 407.0724 | 66.5% | Price Book Data | P. Avo | VOA_GPN_GOV_UK\7243572 | 2021-09-20 | Low | - | Low | - | - | Copied to latest DCS. | NA | SPONS A&B | 2 | (BEAMS Note 2) Standard | - | - | 2 | FALSE
4040 | 41R06M | 5081 | 41R06M | Industrial Buildings | Uninsulated Buildings | Sheet Metal Cladding | 1,001 - 5,000m2 | Eaves Height - 7.5m | Building Area only; Site strip vegetation; Strip foundations; Column bases; Insulated Concrete GF slab with DPM and Mesh,150 thick up to 10,000m2, 200mm thick over 10,000m2 GIA; Steel Portal frame with bolts and baseplates; Coated galvanised trapezoidal roof sheets with no insulation, on steel purlins; Roof lights; valley gutters; matching fascia and soffit; Rainwater downpipes and gutters; trapezoidal uninsulated wall system cladding on cladding rails; External roller shutter doors and personnel doors; Single phase electrics, lighting and power; Gas fuelled hot air burners; Underslab storm drainage from internal downpipes on building area greater than 1,000m2; | Location Adjustment Applicable (See Guidance Notes) - ERC = UK mean of 1.00 | (BEAMS Note 2) The ERC for this item should be added to all other rateable items on the hereditament (except land). Therefore the total of the ERC of the other Building Items and the P&M ERC (where applicable) to enable the correct contract size adjustment to be made. ERC of Building Component + ERC of P&M = Total ERC to which contract size adjustment should be applied. The appropriate % adjustment should be made in accordance with the scale for contract size adjustment specified under section 6 of the RCG 2023 Guidance notes. The currency ERC rates are set at £4m (Four Million Pounds) @ 1st April 2021 (AVD) for the RCG 2023 Publication. | The data consists of a typical Industrial shell. Works include the Industrial shell as described and includes works up to 1m perimeter to the building (1m wide paving slabs & foul/storm drainage), The cost include 2 no. personnel doors and roller shutters are included at 1 door up to 1,000m2 , 2 roller doors over 1,000m2 (GIA), and 4 roller doors over 5,000m2. Costs are for the shell only and do not include for internal rooms such as offices or toilets which should be added for seperately. See Variations for assistance. | - | - | - | - | - | Cavity Wall construction to lower walls should be added by measuring wall area at an E/O rate of £97m2(£5m2 less for uninsulated), single block walls are cost neutral. Additional roller shutter doors over and above the beacon specification at should be added at additonal cost of £ 232 each (4 x 4m) . Additional personnel doors over the assumed 2nr. - add £1,077 each. If no heating is present a deduction of £28m2 (GIA) should be made to the beacon cost. Internal offices (in Industrial complexes) should be added by reference to Cost Guide code series 42P04A -42P40V, Internal WC - 42P40W, amenity blocks - showers & toilets (New code TBC) & Canteens (New CodeTBC) | - | - | - |  | m2 | - | 3 - INDUSTRIAL | David Grace | Jim Allen | 247.5627 | Option 1 | 306.9292 | 23.98% | 570.4251 | 409.5516 | 65.43% | 33.44% | 409.5516 | 65.43% | Price Book Data | P. Avo | VOA_GPN_GOV_UK\7243572 | 2021-09-20 | Low | - | Low | - | - | Copied to latest DCS. | NA | SPONS A&B | 2 | (BEAMS Note 2) Standard | - | - | 2 | FALSE
4041 | 41R06P | 5083 | 41R06P | Industrial Buildings | Uninsulated Buildings | Sheet Metal Cladding | 1,001 - 5,000m2 | Eaves Height - 8m | Building Area only; Site strip vegetation; Strip foundations; Column bases; Insulated Concrete GF slab with DPM and Mesh,150 thick up to 10,000m2, 200mm thick over 10,000m2 GIA; Steel Portal frame with bolts and baseplates; Coated galvanised trapezoidal roof sheets with no insulation, on steel purlins; Roof lights; valley gutters; matching fascia and soffit; Rainwater downpipes and gutters; trapezoidal uninsulated wall system cladding on cladding rails; External roller shutter doors and personnel doors; Single phase electrics, lighting and power; Gas fuelled hot air burners; Underslab storm drainage from internal downpipes on building area greater than 1,000m2; | Location Adjustment Applicable (See Guidance Notes) - ERC = UK mean of 1.00 | (BEAMS Note 2) The ERC for this item should be added to all other rateable items on the hereditament (except land). Therefore the total of the ERC of the other Building Items and the P&M ERC (where applicable) to enable the correct contract size adjustment to be made. ERC of Building Component + ERC of P&M = Total ERC to which contract size adjustment should be applied. The appropriate % adjustment should be made in accordance with the scale for contract size adjustment specified under section 6 of the RCG 2023 Guidance notes. The currency ERC rates are set at £4m (Four Million Pounds) @ 1st April 2021 (AVD) for the RCG 2023 Publication. | The data consists of a typical Industrial shell. Works include the Industrial shell as described and includes works up to 1m perimeter to the building (1m wide paving slabs & foul/storm drainage), The cost include 2 no. personnel doors and roller shutters are included at 1 door up to 1,000m2 , 2 roller doors over 1,000m2 (GIA), and 4 roller doors over 5,000m2. Costs are for the shell only and do not include for internal rooms such as offices or toilets which should be added for seperately. See Variations for assistance. | - | - | - | - | - | Cavity Wall construction to lower walls should be added by measuring wall area at an E/O rate of £97m2(£5m2 less for uninsulated), single block walls are cost neutral. Additional roller shutter doors over and above the beacon specification at should be added at additonal cost of £ 232 each (4 x 4m) . Additional personnel doors over the assumed 2nr. - add £1,077 each. If no heating is present a deduction of £28m2 (GIA) should be made to the beacon cost. Internal offices (in Industrial complexes) should be added by reference to Cost Guide code series 42P04A -42P40V, Internal WC - 42P40W, amenity blocks - showers & toilets (New code TBC) & Canteens (New CodeTBC) | - | - | - | 41P84P | m2 | - | 3 - INDUSTRIAL | David Grace | Jim Allen | 253.7133 | Option 1 | 314.5548 | 23.98% | 573.878 | 412.0307 | 62.4% | 30.99% | 412.0307 | 62.4% | Price Book Data | P. Avo | VOA_GPN_GOV_UK\7243572 | 2021-09-20 | Low | - | Low | - | - | Copied to latest DCS. Redirect added 41P27C but this was the 8m height at 500-1000m2 range. Correct redirect for this range is 41P84P, now added. | NA | SPONS A&B | 2 | (BEAMS Note 2) Standard | - | - | 2 | FALSE
4042 | 41R06T | 5087 | 41R06T | Industrial Buildings | Uninsulated Buildings | Sheet Metal Cladding | 1,001 - 5,000m2 | Eaves Height - 8.5m | Building Area only; Site strip vegetation; Strip foundations; Column bases; Insulated Concrete GF slab with DPM and Mesh,150 thick up to 10,000m2, 200mm thick over 10,000m2 GIA; Steel Portal frame with bolts and baseplates; Coated galvanised trapezoidal roof sheets with no insulation, on steel purlins; Roof lights; valley gutters; matching fascia and soffit; Rainwater downpipes and gutters; trapezoidal uninsulated wall system cladding on cladding rails; External roller shutter doors and personnel doors; Single phase electrics, lighting and power; Gas fuelled hot air burners; Underslab storm drainage from internal downpipes on building area greater than 1,000m2; | Location Adjustment Applicable (See Guidance Notes) - ERC = UK mean of 1.00 | (BEAMS Note 2) The ERC for this item should be added to all other rateable items on the hereditament (except land). Therefore the total of the ERC of the other Building Items and the P&M ERC (where applicable) to enable the correct contract size adjustment to be made. ERC of Building Component + ERC of P&M = Total ERC to which contract size adjustment should be applied. The appropriate % adjustment should be made in accordance with the scale for contract size adjustment specified under section 6 of the RCG 2023 Guidance notes. The currency ERC rates are set at £4m (Four Million Pounds) @ 1st April 2021 (AVD) for the RCG 2023 Publication. | The data consists of a typical Industrial shell. Works include the Industrial shell as described and includes works up to 1m perimeter to the building (1m wide paving slabs & foul/storm drainage), The cost include 2 no. personnel doors and roller shutters are included at 1 door up to 1,000m2 , 2 roller doors over 1,000m2 (GIA), and 4 roller doors over 5,000m2. Costs are for the shell only and do not include for internal rooms such as offices or toilets which should be added for seperately. See Variations for assistance. | - | - | - | - | - | Cavity Wall construction to lower walls should be added by measuring wall area at an E/O rate of £97m2(£5m2 less for uninsulated), single block walls are cost neutral. Additional roller shutter doors over and above the beacon specification at should be added at additonal cost of £ 232 each (4 x 4m) . Additional personnel doors over the assumed 2nr. - add £1,077 each. If no heating is present a deduction of £28m2 (GIA) should be made to the beacon cost. Internal offices (in Industrial complexes) should be added by reference to Cost Guide code series 42P04A -42P40V, Internal WC - 42P40W, amenity blocks - showers & toilets (New code TBC) & Canteens (New CodeTBC) | - | - | - |  | m2 | - | 3 - INDUSTRIAL | David Grace | Jim Allen | 257.5574 | Option 1 | 319.3208 | 23.98% | 577.331 | 414.5098 | 60.94% | 29.81% | 414.5098 | 60.94% | Price Book Data | P. Avo | VOA_GPN_GOV_UK\7243572 | 2021-09-20 | Low | - | Low | - | - | Copied to latest DCS. | NA | SPONS A&B | 2 | (BEAMS Note 2) Standard | - | - | 2 | FALSE
4043 | 41R06V | 5089 | 41R06V | Industrial Buildings | Uninsulated Buildings | Sheet Metal Cladding | 1,001 - 5,000m2 | Eaves Height - 9m | Building Area only; Site strip vegetation; Strip foundations; Column bases; Insulated Concrete GF slab with DPM and Mesh,150 thick up to 10,000m2, 200mm thick over 10,000m2 GIA; Steel Portal frame with bolts and baseplates; Coated galvanised trapezoidal roof sheets with no insulation, on steel purlins; Roof lights; valley gutters; matching fascia and soffit; Rainwater downpipes and gutters; trapezoidal uninsulated wall system cladding on cladding rails; External roller shutter doors and personnel doors; Single phase electrics, lighting and power; Gas fuelled hot air burners; Underslab storm drainage from internal downpipes on building area greater than 1,000m2; | Location Adjustment Applicable (See Guidance Notes) - ERC = UK mean of 1.00 | (BEAMS Note 2) The ERC for this item should be added to all other rateable items on the hereditament (except land). Therefore the total of the ERC of the other Building Items and the P&M ERC (where applicable) to enable the correct contract size adjustment to be made. ERC of Building Component + ERC of P&M = Total ERC to which contract size adjustment should be applied. The appropriate % adjustment should be made in accordance with the scale for contract size adjustment specified under section 6 of the RCG 2023 Guidance notes. The currency ERC rates are set at £4m (Four Million Pounds) @ 1st April 2021 (AVD) for the RCG 2023 Publication. | The data consists of a typical Industrial shell. Works include the Industrial shell as described and includes works up to 1m perimeter to the building (1m wide paving slabs & foul/storm drainage), The cost include 2 no. personnel doors and roller shutters are included at 1 door up to 1,000m2 , 2 roller doors over 1,000m2 (GIA), and 4 roller doors over 5,000m2. Costs are for the shell only and do not include for internal rooms such as offices or toilets which should be added for seperately. See Variations for assistance. | - | - | - | - | - | Cavity Wall construction to lower walls should be added by measuring wall area at an E/O rate of £97m2(£5m2 less for uninsulated), single block walls are cost neutral. Additional roller shutter doors over and above the beacon specification at should be added at additonal cost of £ 232 each (4 x 4m) . Additional personnel doors over the assumed 2nr. - add £1,077 each. If no heating is present a deduction of £28m2 (GIA) should be made to the beacon cost. Internal offices (in Industrial complexes) should be added by reference to Cost Guide code series 42P04A -42P40V, Internal WC - 42P40W, amenity blocks - showers & toilets (New code TBC) & Canteens (New CodeTBC) | - | - | - |  | m2 | - | 3 - INDUSTRIAL | David Grace | Jim Allen | 260.6327 | Option 1 | 323.1335 | 23.98% | 580.7839 | 416.989 | 59.99% | 29.05% | 416.989 | 59.99% | Price Book Data | P. Avo | VOA_GPN_GOV_UK\7243572 | 2021-09-20 | Low | - | Low | - | - | Copied to latest DCS. | NA | SPONS A&B | 2 | (BEAMS Note 2) Standard | - | - | 2 | FALSE
4044 | 41R06X | 5091 | 41R06X | Industrial Buildings | Uninsulated Buildings | Sheet Metal Cladding | 1,001 - 5,000m2 | Eaves Height - 9.5m | Building Area only; Site strip vegetation; Strip foundations; Column bases; Insulated Concrete GF slab with DPM and Mesh,150 thick up to 10,000m2, 200mm thick over 10,000m2 GIA; Steel Portal frame with bolts and baseplates; Coated galvanised trapezoidal roof sheets with no insulation, on steel purlins; Roof lights; valley gutters; matching fascia and soffit; Rainwater downpipes and gutters; trapezoidal uninsulated wall system cladding on cladding rails; External roller shutter doors and personnel doors; Single phase electrics, lighting and power; Gas fuelled hot air burners; Underslab storm drainage from internal downpipes on building area greater than 1,000m2; | Location Adjustment Applicable (See Guidance Notes) - ERC = UK mean of 1.00 | (BEAMS Note 2) The ERC for this item should be added to all other rateable items on the hereditament (except land). Therefore the total of the ERC of the other Building Items and the P&M ERC (where applicable) to enable the correct contract size adjustment to be made. ERC of Building Component + ERC of P&M = Total ERC to which contract size adjustment should be applied. The appropriate % adjustment should be made in accordance with the scale for contract size adjustment specified under section 6 of the RCG 2023 Guidance notes. The currency ERC rates are set at £4m (Four Million Pounds) @ 1st April 2021 (AVD) for the RCG 2023 Publication. | The data consists of a typical Industrial shell. Works include the Industrial shell as described and includes works up to 1m perimeter to the building (1m wide paving slabs & foul/storm drainage), The cost include 2 no. personnel doors and roller shutters are included at 1 door up to 1,000m2 , 2 roller doors over 1,000m2 (GIA), and 4 roller doors over 5,000m2. Costs are for the shell only and do not include for internal rooms such as offices or toilets which should be added for seperately. See Variations for assistance. | - | - | - | - | - | Cavity Wall construction to lower walls should be added by measuring wall area at an E/O rate of £97m2(£5m2 less for uninsulated), single block walls are cost neutral. Additional roller shutter doors over and above the beacon specification at should be added at additonal cost of £ 232 each (4 x 4m) . Additional personnel doors over the assumed 2nr. - add £1,077 each. If no heating is present a deduction of £28m2 (GIA) should be made to the beacon cost. Internal offices (in Industrial complexes) should be added by reference to Cost Guide code series 42P04A -42P40V, Internal WC - 42P40W, amenity blocks - showers & toilets (New code TBC) & Canteens (New CodeTBC) | - | - | - |  | m2 | - | 3 - INDUSTRIAL | David Grace | Jim Allen | 263.7081 | Option 1 | 326.9463 | 23.98% | 584.2369 | 419.4681 | 59.07% | 28.3% | 419.4681 | 59.07% | Price Book Data | P. Avo | VOA_GPN_GOV_UK\7243572 | 2021-09-20 | Low | - | Low | - | - | Copied to latest DCS. | NA | SPONS A&B | 2 | (BEAMS Note 2) Standard | - | - | 2 | FALSE
4045 | 41R06Y | 5092 | 41R06Y | Industrial Buildings | Uninsulated Buildings | Sheet Metal Cladding | 1,001 - 5,000m2 | Eaves Height - 10m | Building Area only; Site strip vegetation; Strip foundations; Column bases; Insulated Concrete GF slab with DPM and Mesh,150 thick up to 10,000m2, 200mm thick over 10,000m2 GIA; Steel Portal frame with bolts and baseplates; Coated galvanised trapezoidal roof sheets with no insulation, on steel purlins; Roof lights; valley gutters; matching fascia and soffit; Rainwater downpipes and gutters; trapezoidal uninsulated wall system cladding on cladding rails; External roller shutter doors and personnel doors; Single phase electrics, lighting and power; Gas fuelled hot air burners; Underslab storm drainage from internal downpipes on building area greater than 1,000m2; | Location Adjustment Applicable (See Guidance Notes) - ERC = UK mean of 1.00 | (BEAMS Note 2) The ERC for this item should be added to all other rateable items on the hereditament (except land). Therefore the total of the ERC of the other Building Items and the P&M ERC (where applicable) to enable the correct contract size adjustment to be made. ERC of Building Component + ERC of P&M = Total ERC to which contract size adjustment should be applied. The appropriate % adjustment should be made in accordance with the scale for contract size adjustment specified under section 6 of the RCG 2023 Guidance notes. The currency ERC rates are set at £4m (Four Million Pounds) @ 1st April 2021 (AVD) for the RCG 2023 Publication. | The data consists of a typical Industrial shell. Works include the Industrial shell as described and includes works up to 1m perimeter to the building (1m wide paving slabs & foul/storm drainage), The cost include 2 no. personnel doors and roller shutters are included at 1 door up to 1,000m2 , 2 roller doors over 1,000m2 (GIA), and 4 roller doors over 5,000m2. Costs are for the shell only and do not include for internal rooms such as offices or toilets which should be added for seperately. See Variations for assistance. | - | - | - | - | - | Cavity Wall construction to lower walls should be added by measuring wall area at an E/O rate of £97m2(£5m2 less for uninsulated), single block walls are cost neutral. Additional roller shutter doors over and above the beacon specification at should be added at additonal cost of £ 232 each (4 x 4m) . Additional personnel doors over the assumed 2nr. - add £1,077 each. If no heating is present a deduction of £28m2 (GIA) should be made to the beacon cost. Internal offices (in Industrial complexes) should be added by reference to Cost Guide code series 42P04A -42P40V, Internal WC - 42P40W, amenity blocks - showers & toilets (New code TBC) & Canteens (New CodeTBC) | - | - | - |  | m2 | - | 3 - INDUSTRIAL | David Grace | Jim Allen | 266.7834 | Option 1 | 330.7591 | 23.98% | 587.6898 | 421.9473 | 58.16% | 27.57% | 421.9473 | 58.16% | Price Book Data | P. Avo | VOA_GPN_GOV_UK\7243572 | 2021-09-20 | Low | - | Low | - | - | Copied to latest DCS. | NA | SPONS A&B | 2 | (BEAMS Note 2) Standard | - | - | 2 | FALSE
4046 | 42A04J | 9005 | 42A04J | Industrial Buildings | Uninsulated Buildings | Sheet Metal Cladding | 10,001 - 20,000m2 | Eaves Height - 3m | Building Area only; Site strip vegetation; Strip foundations; Column bases; Insulated Concrete GF slab with DPM and Mesh,150 thick up to 10,000m2, 200mm thick over 10,000m2 GIA; Steel Portal frame with bolts and baseplates; Coated galvanised trapezoidal roof sheets with no insulation, on steel purlins; Roof lights; valley gutters; matching fascia and soffit; Rainwater downpipes and gutters; trapezoidal uninsulated wall system cladding on cladding rails; External roller shutter doors and personnel doors; Single phase electrics, lighting and power; Gas fuelled hot air burners; Underslab storm drainage from internal downpipes on building area greater than 1,000m2; | Location Adjustment Applicable (See Guidance Notes) - ERC = UK mean of 1.00 | (BEAMS Note 2) The ERC for this item should be added to all other rateable items on the hereditament (except land). Therefore the total of the ERC of the other Building Items and the P&M ERC (where applicable) to enable the correct contract size adjustment to be made. ERC of Building Component + ERC of P&M = Total ERC to which contract size adjustment should be applied. The appropriate % adjustment should be made in accordance with the scale for contract size adjustment specified under section 6 of the RCG 2023 Guidance notes. The currency ERC rates are set at £4m (Four Million Pounds) @ 1st April 2021 (AVD) for the RCG 2023 Publication. | The data consists of a typical Industrial shell. Works include the Industrial shell as described and includes works up to 1m perimeter to the building (1m wide paving slabs & foul/storm drainage), The cost include 2 no. personnel doors and roller shutters are included at 1 door up to 1,000m2 , 2 roller doors over 1,000m2 (GIA), and 4 roller doors over 5,000m2. Costs are for the shell only and do not include for internal rooms such as offices or toilets which should be added for seperately. See Variations for assistance. | - | - | - | - | - | Cavity Wall construction to lower walls should be added by measuring wall area at an E/O rate of £97m2(£5m2 less for uninsulated), single block walls are cost neutral. Additional roller shutter doors over and above the beacon specification at should be added at additonal cost of £ 232 each (4 x 4m) . Additional personnel doors over the assumed 2nr. - add £1,077 each. If no heating is present a deduction of £28m2 (GIA) should be made to the beacon cost. Internal offices (in Industrial complexes) should be added by reference to Cost Guide code series 42P04A -42P40V, Internal WC - 42P40W, amenity blocks - showers & toilets (New code TBC) & Canteens (New CodeTBC) | - | - | - |  | m2 | - | 3 - INDUSTRIAL | David Grace | Jim Allen | #N/A | Option 1 | ERROR | 0% | 529.4778 | 380.1524 | 0% | 0% | 380.1524 | 0% | Price Book Data | P. Avo | VOA_GPN_GOV_UK\7243572 | 2021-09-17 | Low | - | Low | - | - | Copied to latest DCS. | NA | SPONS A&B | 2 | (BEAMS Note 2) Standard | - | - | 2 | FALSE
4047 | 42A04K | 9006 | 42A04K | Industrial Buildings | Uninsulated Buildings | Sheet Metal Cladding | 10,001 - 20,000m2 | Eaves Height - 3.5m | Building Area only; Site strip vegetation; Strip foundations; Column bases; Insulated Concrete GF slab with DPM and Mesh,150 thick up to 10,000m2, 200mm thick over 10,000m2 GIA; Steel Portal frame with bolts and baseplates; Coated galvanised trapezoidal roof sheets with no insulation, on steel purlins; Roof lights; valley gutters; matching fascia and soffit; Rainwater downpipes and gutters; trapezoidal uninsulated wall system cladding on cladding rails; External roller shutter doors and personnel doors; Single phase electrics, lighting and power; Gas fuelled hot air burners; Underslab storm drainage from internal downpipes on building area greater than 1,000m2; | Location Adjustment Applicable (See Guidance Notes) - ERC = UK mean of 1.00 | (BEAMS Note 2) The ERC for this item should be added to all other rateable items on the hereditament (except land). Therefore the total of the ERC of the other Building Items and the P&M ERC (where applicable) to enable the correct contract size adjustment to be made. ERC of Building Component + ERC of P&M = Total ERC to which contract size adjustment should be applied. The appropriate % adjustment should be made in accordance with the scale for contract size adjustment specified under section 6 of the RCG 2023 Guidance notes. The currency ERC rates are set at £4m (Four Million Pounds) @ 1st April 2021 (AVD) for the RCG 2023 Publication. | The data consists of a typical Industrial shell. Works include the Industrial shell as described and includes works up to 1m perimeter to the building (1m wide paving slabs & foul/storm drainage), The cost include 2 no. personnel doors and roller shutters are included at 1 door up to 1,000m2 , 2 roller doors over 1,000m2 (GIA), and 4 roller doors over 5,000m2. Costs are for the shell only and do not include for internal rooms such as offices or toilets which should be added for seperately. See Variations for assistance. | - | - | - | - | - | Cavity Wall construction to lower walls should be added by measuring wall area at an E/O rate of £97m2(£5m2 less for uninsulated), single block walls are cost neutral. Additional roller shutter doors over and above the beacon specification at should be added at additonal cost of £ 232 each (4 x 4m) . Additional personnel doors over the assumed 2nr. - add £1,077 each. If no heating is present a deduction of £28m2 (GIA) should be made to the beacon cost. Internal offices (in Industrial complexes) should be added by reference to Cost Guide code series 42P04A -42P40V, Internal WC - 42P40W, amenity blocks - showers & toilets (New code TBC) & Canteens (New CodeTBC) | - | - | - |  | m2 | - | 3 - INDUSTRIAL | David Grace | Jim Allen | #N/A | Option 1 | ERROR | 0% | 531.1097 | 381.3241 | 0% | 0% | 381.3241 | 0% | Price Book Data | P. Avo | VOA_GPN_GOV_UK\7243572 | 2021-09-17 | Low | - | Low | - | - | Copied to latest DCS. | NA | SPONS A&B | 2 | (BEAMS Note 2) Standard | - | - | 2 | FALSE
4048 | 42A04L | 9007 | 42A04L | Industrial Buildings | Uninsulated Buildings | Sheet Metal Cladding | 10,001 - 20,000m2 | Eaves Height - 4m | Building Area only; Site strip vegetation; Strip foundations; Column bases; Insulated Concrete GF slab with DPM and Mesh,150 thick up to 10,000m2, 200mm thick over 10,000m2 GIA; Steel Portal frame with bolts and baseplates; Coated galvanised trapezoidal roof sheets with no insulation, on steel purlins; Roof lights; valley gutters; matching fascia and soffit; Rainwater downpipes and gutters; trapezoidal uninsulated wall system cladding on cladding rails; External roller shutter doors and personnel doors; Single phase electrics, lighting and power; Gas fuelled hot air burners; Underslab storm drainage from internal downpipes on building area greater than 1,000m2; | Location Adjustment Applicable (See Guidance Notes) - ERC = UK mean of 1.00 | (BEAMS Note 2) The ERC for this item should be added to all other rateable items on the hereditament (except land). Therefore the total of the ERC of the other Building Items and the P&M ERC (where applicable) to enable the correct contract size adjustment to be made. ERC of Building Component + ERC of P&M = Total ERC to which contract size adjustment should be applied. The appropriate % adjustment should be made in accordance with the scale for contract size adjustment specified under section 6 of the RCG 2023 Guidance notes. The currency ERC rates are set at £4m (Four Million Pounds) @ 1st April 2021 (AVD) for the RCG 2023 Publication. | The data consists of a typical Industrial shell. Works include the Industrial shell as described and includes works up to 1m perimeter to the building (1m wide paving slabs & foul/storm drainage), The cost include 2 no. personnel doors and roller shutters are included at 1 door up to 1,000m2 , 2 roller doors over 1,000m2 (GIA), and 4 roller doors over 5,000m2. Costs are for the shell only and do not include for internal rooms such as offices or toilets which should be added for seperately. See Variations for assistance. | - | - | - | - | - | Cavity Wall construction to lower walls should be added by measuring wall area at an E/O rate of £97m2(£5m2 less for uninsulated), single block walls are cost neutral. Additional roller shutter doors over and above the beacon specification at should be added at additonal cost of £ 232 each (4 x 4m) . Additional personnel doors over the assumed 2nr. - add £1,077 each. If no heating is present a deduction of £28m2 (GIA) should be made to the beacon cost. Internal offices (in Industrial complexes) should be added by reference to Cost Guide code series 42P04A -42P40V, Internal WC - 42P40W, amenity blocks - showers & toilets (New code TBC) & Canteens (New CodeTBC) | - | - | - |  | m2 | - | 3 - INDUSTRIAL | David Grace | Jim Allen | #N/A | Option 1 | ERROR | 0% | 532.7417 | 382.4958 | 0% | 0% | 382.4958 | 0% | Price Book Data | P. Avo | VOA_GPN_GOV_UK\7243572 | 2021-09-17 | Low | - | Low | - | - | Copied to latest DCS. | NA | SPONS A&B | 2 | (BEAMS Note 2) Standard | - | - | 2 | FALSE
4049 | 42A04M | 9008 | 42A04M | Industrial Buildings | Uninsulated Buildings | Sheet Metal Cladding | 10,001 - 20,000m2 | Eaves Height - 4.5m | Building Area only; Site strip vegetation; Strip foundations; Column bases; Insulated Concrete GF slab with DPM and Mesh,150 thick up to 10,000m2, 200mm thick over 10,000m2 GIA; Steel Portal frame with bolts and baseplates; Coated galvanised trapezoidal roof sheets with no insulation, on steel purlins; Roof lights; valley gutters; matching fascia and soffit; Rainwater downpipes and gutters; trapezoidal uninsulated wall system cladding on cladding rails; External roller shutter doors and personnel doors; Single phase electrics, lighting and power; Gas fuelled hot air burners; Underslab storm drainage from internal downpipes on building area greater than 1,000m2; | Location Adjustment Applicable (See Guidance Notes) - ERC = UK mean of 1.00 | (BEAMS Note 2) The ERC for this item should be added to all other rateable items on the hereditament (except land). Therefore the total of the ERC of the other Building Items and the P&M ERC (where applicable) to enable the correct contract size adjustment to be made. ERC of Building Component + ERC of P&M = Total ERC to which contract size adjustment should be applied. The appropriate % adjustment should be made in accordance with the scale for contract size adjustment specified under section 6 of the RCG 2023 Guidance notes. The currency ERC rates are set at £4m (Four Million Pounds) @ 1st April 2021 (AVD) for the RCG 2023 Publication. | The data consists of a typical Industrial shell. Works include the Industrial shell as described and includes works up to 1m perimeter to the building (1m wide paving slabs & foul/storm drainage), The cost include 2 no. personnel doors and roller shutters are included at 1 door up to 1,000m2 , 2 roller doors over 1,000m2 (GIA), and 4 roller doors over 5,000m2. Costs are for the shell only and do not include for internal rooms such as offices or toilets which should be added for seperately. See Variations for assistance. | - | - | - | - | - | Cavity Wall construction to lower walls should be added by measuring wall area at an E/O rate of £97m2(£5m2 less for uninsulated), single block walls are cost neutral. Additional roller shutter doors over and above the beacon specification at should be added at additonal cost of £ 232 each (4 x 4m) . Additional personnel doors over the assumed 2nr. - add £1,077 each. If no heating is present a deduction of £28m2 (GIA) should be made to the beacon cost. Internal offices (in Industrial complexes) should be added by reference to Cost Guide code series 42P04A -42P40V, Internal WC - 42P40W, amenity blocks - showers & toilets (New code TBC) & Canteens (New CodeTBC) | - | - | - |  | m2 | - | 3 - INDUSTRIAL | David Grace | Jim Allen | #N/A | Option 1 | ERROR | 0% | 534.3736 | 383.6675 | 0% | 0% | 383.6675 | 0% | Price Book Data | P. Avo | VOA_GPN_GOV_UK\7243572 | 2021-09-17 | Low | - | Low | - | - | Copied to latest DCS. | NA | SPONS A&B | 2 | (BEAMS Note 2) Standard | - | - | 2 | FALSE
4050 | 42A04N | 9009 | 42A04N | Industrial Buildings | Uninsulated Buildings | Sheet Metal Cladding | 10,001 - 20,000m2 | Eaves Height - 5m | Building Area only; Site strip vegetation; Strip foundations; Column bases; Insulated Concrete GF slab with DPM and Mesh,150 thick up to 10,000m2, 200mm thick over 10,000m2 GIA; Steel Portal frame with bolts and baseplates; Coated galvanised trapezoidal roof sheets with no insulation, on steel purlins; Roof lights; valley gutters; matching fascia and soffit; Rainwater downpipes and gutters; trapezoidal uninsulated wall system cladding on cladding rails; External roller shutter doors and personnel doors; Single phase electrics, lighting and power; Gas fuelled hot air burners; Underslab storm drainage from internal downpipes on building area greater than 1,000m2; | Location Adjustment Applicable (See Guidance Notes) - ERC = UK mean of 1.00 | (BEAMS Note 2) The ERC for this item should be added to all other rateable items on the hereditament (except land). Therefore the total of the ERC of the other Building Items and the P&M ERC (where applicable) to enable the correct contract size adjustment to be made. ERC of Building Component + ERC of P&M = Total ERC to which contract size adjustment should be applied. The appropriate % adjustment should be made in accordance with the scale for contract size adjustment specified under section 6 of the RCG 2023 Guidance notes. The currency ERC rates are set at £4m (Four Million Pounds) @ 1st April 2021 (AVD) for the RCG 2023 Publication. | The data consists of a typical Industrial shell. Works include the Industrial shell as described and includes works up to 1m perimeter to the building (1m wide paving slabs & foul/storm drainage), The cost include 2 no. personnel doors and roller shutters are included at 1 door up to 1,000m2 , 2 roller doors over 1,000m2 (GIA), and 4 roller doors over 5,000m2. Costs are for the shell only and do not include for internal rooms such as offices or toilets which should be added for seperately. See Variations for assistance. | - | - | - | - | - | Cavity Wall construction to lower walls should be added by measuring wall area at an E/O rate of £97m2(£5m2 less for uninsulated), single block walls are cost neutral. Additional roller shutter doors over and above the beacon specification at should be added at additonal cost of £ 232 each (4 x 4m) . Additional personnel doors over the assumed 2nr. - add £1,077 each. If no heating is present a deduction of £28m2 (GIA) should be made to the beacon cost. Internal offices (in Industrial complexes) should be added by reference to Cost Guide code series 42P04A -42P40V, Internal WC - 42P40W, amenity blocks - showers & toilets (New code TBC) & Canteens (New CodeTBC) | - | - | - |  | m2 | - | 3 - INDUSTRIAL | David Grace | Jim Allen | #N/A | Option 1 | ERROR | 0% | 536.0055 | 384.8392 | 0% | 0% | 384.8392 | 0% | Price Book Data | P. Avo | VOA_GPN_GOV_UK\7243572 | 2021-09-17 | Low | - | Low | - | - | Copied to latest DCS. | NA | SPONS A&B | 2 | (BEAMS Note 2) Standard | - | - | 2 | FALSE
4051 | 42A04P | 9010 | 42A04P | Industrial Buildings | Uninsulated Buildings | Sheet Metal Cladding | 10,001 - 20,000m2 | Eaves Height - 5.5m | Building Area only; Site strip vegetation; Strip foundations; Column bases; Insulated Concrete GF slab with DPM and Mesh,150 thick up to 10,000m2, 200mm thick over 10,000m2 GIA; Steel Portal frame with bolts and baseplates; Coated galvanised trapezoidal roof sheets with no insulation, on steel purlins; Roof lights; valley gutters; matching fascia and soffit; Rainwater downpipes and gutters; trapezoidal uninsulated wall system cladding on cladding rails; External roller shutter doors and personnel doors; Single phase electrics, lighting and power; Gas fuelled hot air burners; Underslab storm drainage from internal downpipes on building area greater than 1,000m2; | Location Adjustment Applicable (See Guidance Notes) - ERC = UK mean of 1.00 | (BEAMS Note 2) The ERC for this item should be added to all other rateable items on the hereditament (except land). Therefore the total of the ERC of the other Building Items and the P&M ERC (where applicable) to enable the correct contract size adjustment to be made. ERC of Building Component + ERC of P&M = Total ERC to which contract size adjustment should be applied. The appropriate % adjustment should be made in accordance with the scale for contract size adjustment specified under section 6 of the RCG 2023 Guidance notes. The currency ERC rates are set at £4m (Four Million Pounds) @ 1st April 2021 (AVD) for the RCG 2023 Publication. | The data consists of a typical Industrial shell. Works include the Industrial shell as described and includes works up to 1m perimeter to the building (1m wide paving slabs & foul/storm drainage), The cost include 2 no. personnel doors and roller shutters are included at 1 door up to 1,000m2 , 2 roller doors over 1,000m2 (GIA), and 4 roller doors over 5,000m2. Costs are for the shell only and do not include for internal rooms such as offices or toilets which should be added for seperately. See Variations for assistance. | - | - | - | - | - | Cavity Wall construction to lower walls should be added by measuring wall area at an E/O rate of £97m2(£5m2 less for uninsulated), single block walls are cost neutral. Additional roller shutter doors over and above the beacon specification at should be added at additonal cost of £ 232 each (4 x 4m) . Additional personnel doors over the assumed 2nr. - add £1,077 each. If no heating is present a deduction of £28m2 (GIA) should be made to the beacon cost. Internal offices (in Industrial complexes) should be added by reference to Cost Guide code series 42P04A -42P40V, Internal WC - 42P40W, amenity blocks - showers & toilets (New code TBC) & Canteens (New CodeTBC) | - | - | - |  | m2 | - | 3 - INDUSTRIAL | David Grace | Jim Allen | #N/A | Option 1 | ERROR | 0% | 537.6375 | 386.0109 | 0% | 0% | 386.0109 | 0% | Price Book Data | P. Avo | VOA_GPN_GOV_UK\7243572 | 2021-09-17 | Low | - | Low | - | - | Copied to latest DCS. | NA | SPONS A&B | 2 | (BEAMS Note 2) Standard | - | - | 2 | FALSE
4052 | 42A04Q | 9011 | 42A04Q | Industrial Buildings | Uninsulated Buildings | Sheet Metal Cladding | 10,001 - 20,000m2 | Eaves Height - 6m | Building Area only; Site strip vegetation; Strip foundations; Column bases; Insulated Concrete GF slab with DPM and Mesh,150 thick up to 10,000m2, 200mm thick over 10,000m2 GIA; Steel Portal frame with bolts and baseplates; Coated galvanised trapezoidal roof sheets with no insulation, on steel purlins; Roof lights; valley gutters; matching fascia and soffit; Rainwater downpipes and gutters; trapezoidal uninsulated wall system cladding on cladding rails; External roller shutter doors and personnel doors; Single phase electrics, lighting and power; Gas fuelled hot air burners; Underslab storm drainage from internal downpipes on building area greater than 1,000m2; | Location Adjustment Applicable (See Guidance Notes) - ERC = UK mean of 1.00 | (BEAMS Note 2) The ERC for this item should be added to all other rateable items on the hereditament (except land). Therefore the total of the ERC of the other Building Items and the P&M ERC (where applicable) to enable the correct contract size adjustment to be made. ERC of Building Component + ERC of P&M = Total ERC to which contract size adjustment should be applied. The appropriate % adjustment should be made in accordance with the scale for contract size adjustment specified under section 6 of the RCG 2023 Guidance notes. The currency ERC rates are set at £4m (Four Million Pounds) @ 1st April 2021 (AVD) for the RCG 2023 Publication. | The data consists of a typical Industrial shell. Works include the Industrial shell as described and includes works up to 1m perimeter to the building (1m wide paving slabs & foul/storm drainage), The cost include 2 no. personnel doors and roller shutters are included at 1 door up to 1,000m2 , 2 roller doors over 1,000m2 (GIA), and 4 roller doors over 5,000m2. Costs are for the shell only and do not include for internal rooms such as offices or toilets which should be added for seperately. See Variations for assistance. | - | - | - | - | - | Cavity Wall construction to lower walls should be added by measuring wall area at an E/O rate of £97m2(£5m2 less for uninsulated), single block walls are cost neutral. Additional roller shutter doors over and above the beacon specification at should be added at additonal cost of £ 232 each (4 x 4m) . Additional personnel doors over the assumed 2nr. - add £1,077 each. If no heating is present a deduction of £28m2 (GIA) should be made to the beacon cost. Internal offices (in Industrial complexes) should be added by reference to Cost Guide code series 42P04A -42P40V, Internal WC - 42P40W, amenity blocks - showers & toilets (New code TBC) & Canteens (New CodeTBC) | - | - | - |  | m2 | - | 3 - INDUSTRIAL | David Grace | Jim Allen | #N/A | Option 1 | ERROR | 0% | 539.2694 | 387.1826 | 0% | 0% | 387.1826 | 0% | Price Book Data | P. Avo | VOA_GPN_GOV_UK\7243572 | 2021-09-17 | Low | - | Low | - | - | Copied to latest DCS. | NA | SPONS A&B | 2 | (BEAMS Note 2) Standard | - | - | 2 | FALSE
4053 | 42A04R | 9012 | 42A04R | Industrial Buildings | Uninsulated Buildings | Sheet Metal Cladding | 10,001 - 20,000m2 | Eaves Height - 6.5m | Building Area only; Site strip vegetation; Strip foundations; Column bases; Insulated Concrete GF slab with DPM and Mesh,150 thick up to 10,000m2, 200mm thick over 10,000m2 GIA; Steel Portal frame with bolts and baseplates; Coated galvanised trapezoidal roof sheets with no insulation, on steel purlins; Roof lights; valley gutters; matching fascia and soffit; Rainwater downpipes and gutters; trapezoidal uninsulated wall system cladding on cladding rails; External roller shutter doors and personnel doors; Single phase electrics, lighting and power; Gas fuelled hot air burners; Underslab storm drainage from internal downpipes on building area greater than 1,000m2; | Location Adjustment Applicable (See Guidance Notes) - ERC = UK mean of 1.00 | (BEAMS Note 2) The ERC for this item should be added to all other rateable items on the hereditament (except land). Therefore the total of the ERC of the other Building Items and the P&M ERC (where applicable) to enable the correct contract size adjustment to be made. ERC of Building Component + ERC of P&M = Total ERC to which contract size adjustment should be applied. The appropriate % adjustment should be made in accordance with the scale for contract size adjustment specified under section 6 of the RCG 2023 Guidance notes. The currency ERC rates are set at £4m (Four Million Pounds) @ 1st April 2021 (AVD) for the RCG 2023 Publication. | The data consists of a typical Industrial shell. Works include the Industrial shell as described and includes works up to 1m perimeter to the building (1m wide paving slabs & foul/storm drainage), The cost include 2 no. personnel doors and roller shutters are included at 1 door up to 1,000m2 , 2 roller doors over 1,000m2 (GIA), and 4 roller doors over 5,000m2. Costs are for the shell only and do not include for internal rooms such as offices or toilets which should be added for seperately. See Variations for assistance. | - | - | - | - | - | Cavity Wall construction to lower walls should be added by measuring wall area at an E/O rate of £97m2(£5m2 less for uninsulated), single block walls are cost neutral. Additional roller shutter doors over and above the beacon specification at should be added at additonal cost of £ 232 each (4 x 4m) . Additional personnel doors over the assumed 2nr. - add £1,077 each. If no heating is present a deduction of £28m2 (GIA) should be made to the beacon cost. Internal offices (in Industrial complexes) should be added by reference to Cost Guide code series 42P04A -42P40V, Internal WC - 42P40W, amenity blocks - showers & toilets (New code TBC) & Canteens (New CodeTBC) | - | - | - |  | m2 | - | 3 - INDUSTRIAL | David Grace | Jim Allen | #N/A | Option 1 | ERROR | 0% | 540.9014 | 388.3543 | 0% | 0% | 388.3543 | 0% | Price Book Data | P. Avo | VOA_GPN_GOV_UK\7243572 | 2021-09-17 | Low | - | Low | - | - | Copied to latest DCS. | NA | SPONS A&B | 2 | (BEAMS Note 2) Standard | - | - | 2 | FALSE
4054 | 42A04S | 9013 | 42A04S | Industrial Buildings | Uninsulated Buildings | Sheet Metal Cladding | 10,001 - 20,000m2 | Eaves Height - 7m | Building Area only; Site strip vegetation; Strip foundations; Column bases; Insulated Concrete GF slab with DPM and Mesh,150 thick up to 10,000m2, 200mm thick over 10,000m2 GIA; Steel Portal frame with bolts and baseplates; Coated galvanised trapezoidal roof sheets with no insulation, on steel purlins; Roof lights; valley gutters; matching fascia and soffit; Rainwater downpipes and gutters; trapezoidal uninsulated wall system cladding on cladding rails; External roller shutter doors and personnel doors; Single phase electrics, lighting and power; Gas fuelled hot air burners; Underslab storm drainage from internal downpipes on building area greater than 1,000m2; | Location Adjustment Applicable (See Guidance Notes) - ERC = UK mean of 1.00 | (BEAMS Note 2) The ERC for this item should be added to all other rateable items on the hereditament (except land). Therefore the total of the ERC of the other Building Items and the P&M ERC (where applicable) to enable the correct contract size adjustment to be made. ERC of Building Component + ERC of P&M = Total ERC to which contract size adjustment should be applied. The appropriate % adjustment should be made in accordance with the scale for contract size adjustment specified under section 6 of the RCG 2023 Guidance notes. The currency ERC rates are set at £4m (Four Million Pounds) @ 1st April 2021 (AVD) for the RCG 2023 Publication. | The data consists of a typical Industrial shell. Works include the Industrial shell as described and includes works up to 1m perimeter to the building (1m wide paving slabs & foul/storm drainage), The cost include 2 no. personnel doors and roller shutters are included at 1 door up to 1,000m2 , 2 roller doors over 1,000m2 (GIA), and 4 roller doors over 5,000m2. Costs are for the shell only and do not include for internal rooms such as offices or toilets which should be added for seperately. See Variations for assistance. | - | - | - | - | - | Cavity Wall construction to lower walls should be added by measuring wall area at an E/O rate of £97m2(£5m2 less for uninsulated), single block walls are cost neutral. Additional roller shutter doors over and above the beacon specification at should be added at additonal cost of £ 232 each (4 x 4m) . Additional personnel doors over the assumed 2nr. - add £1,077 each. If no heating is present a deduction of £28m2 (GIA) should be made to the beacon cost. Internal offices (in Industrial complexes) should be added by reference to Cost Guide code series 42P04A -42P40V, Internal WC - 42P40W, amenity blocks - showers & toilets (New code TBC) & Canteens (New CodeTBC) | - | - | - |  | m2 | - | 3 - INDUSTRIAL | David Grace | Jim Allen | #N/A | Option 1 | ERROR | 0% | 542.5333 | 389.526 | 0% | 0% | 389.526 | 0% | Price Book Data | P. Avo | VOA_GPN_GOV_UK\7243572 | 2021-09-17 | Low | - | Low | - | - | Copied to latest DCS. | NA | SPONS A&B | 2 | (BEAMS Note 2) Standard | - | - | 2 | FALSE
4055 | 42A04T | 9014 | 42A04T | Industrial Buildings | Uninsulated Buildings | Sheet Metal Cladding | 10,001 - 20,000m2 | Eaves Height - 7.5m | Building Area only; Site strip vegetation; Strip foundations; Column bases; Insulated Concrete GF slab with DPM and Mesh,150 thick up to 10,000m2, 200mm thick over 10,000m2 GIA; Steel Portal frame with bolts and baseplates; Coated galvanised trapezoidal roof sheets with no insulation, on steel purlins; Roof lights; valley gutters; matching fascia and soffit; Rainwater downpipes and gutters; trapezoidal uninsulated wall system cladding on cladding rails; External roller shutter doors and personnel doors; Single phase electrics, lighting and power; Gas fuelled hot air burners; Underslab storm drainage from internal downpipes on building area greater than 1,000m2; | Location Adjustment Applicable (See Guidance Notes) - ERC = UK mean of 1.00 | (BEAMS Note 2) The ERC for this item should be added to all other rateable items on the hereditament (except land). Therefore the total of the ERC of the other Building Items and the P&M ERC (where applicable) to enable the correct contract size adjustment to be made. ERC of Building Component + ERC of P&M = Total ERC to which contract size adjustment should be applied. The appropriate % adjustment should be made in accordance with the scale for contract size adjustment specified under section 6 of the RCG 2023 Guidance notes. The currency ERC rates are set at £4m (Four Million Pounds) @ 1st April 2021 (AVD) for the RCG 2023 Publication. | The data consists of a typical Industrial shell. Works include the Industrial shell as described and includes works up to 1m perimeter to the building (1m wide paving slabs & foul/storm drainage), The cost include 2 no. personnel doors and roller shutters are included at 1 door up to 1,000m2 , 2 roller doors over 1,000m2 (GIA), and 4 roller doors over 5,000m2. Costs are for the shell only and do not include for internal rooms such as offices or toilets which should be added for seperately. See Variations for assistance. | - | - | - | - | - | Cavity Wall construction to lower walls should be added by measuring wall area at an E/O rate of £97m2(£5m2 less for uninsulated), single block walls are cost neutral. Additional roller shutter doors over and above the beacon specification at should be added at additonal cost of £ 232 each (4 x 4m) . Additional personnel doors over the assumed 2nr. - add £1,077 each. If no heating is present a deduction of £28m2 (GIA) should be made to the beacon cost. Internal offices (in Industrial complexes) should be added by reference to Cost Guide code series 42P04A -42P40V, Internal WC - 42P40W, amenity blocks - showers & toilets (New code TBC) & Canteens (New CodeTBC) | - | - | - |  | m2 | - | 3 - INDUSTRIAL | David Grace | Jim Allen | #N/A | Option 1 | ERROR | 0% | 544.1653 | 390.6977 | 0% | 0% | 390.6977 | 0% | Price Book Data | P. Avo | VOA_GPN_GOV_UK\7243572 | 2021-09-17 | Low | - | Low | - | - | Copied to latest DCS. | NA | SPONS A&B | 2 | (BEAMS Note 2) Standard | - | - | 2 | FALSE
4056 | 42A04U | 9015 | 42A04U | Industrial Buildings | Uninsulated Buildings | Sheet Metal Cladding | 10,001 - 20,000m2 | Eaves Height - 8m | Building Area only; Site strip vegetation; Strip foundations; Column bases; Insulated Concrete GF slab with DPM and Mesh,150 thick up to 10,000m2, 200mm thick over 10,000m2 GIA; Steel Portal frame with bolts and baseplates; Coated galvanised trapezoidal roof sheets with no insulation, on steel purlins; Roof lights; valley gutters; matching fascia and soffit; Rainwater downpipes and gutters; trapezoidal uninsulated wall system cladding on cladding rails; External roller shutter doors and personnel doors; Single phase electrics, lighting and power; Gas fuelled hot air burners; Underslab storm drainage from internal downpipes on building area greater than 1,000m2; | Location Adjustment Applicable (See Guidance Notes) - ERC = UK mean of 1.00 | (BEAMS Note 2) The ERC for this item should be added to all other rateable items on the hereditament (except land). Therefore the total of the ERC of the other Building Items and the P&M ERC (where applicable) to enable the correct contract size adjustment to be made. ERC of Building Component + ERC of P&M = Total ERC to which contract size adjustment should be applied. The appropriate % adjustment should be made in accordance with the scale for contract size adjustment specified under section 6 of the RCG 2023 Guidance notes. The currency ERC rates are set at £4m (Four Million Pounds) @ 1st April 2021 (AVD) for the RCG 2023 Publication. | The data consists of a typical Industrial shell. Works include the Industrial shell as described and includes works up to 1m perimeter to the building (1m wide paving slabs & foul/storm drainage), The cost include 2 no. personnel doors and roller shutters are included at 1 door up to 1,000m2 , 2 roller doors over 1,000m2 (GIA), and 4 roller doors over 5,000m2. Costs are for the shell only and do not include for internal rooms such as offices or toilets which should be added for seperately. See Variations for assistance. | - | - | - | - | - | Cavity Wall construction to lower walls should be added by measuring wall area at an E/O rate of £97m2(£5m2 less for uninsulated), single block walls are cost neutral. Additional roller shutter doors over and above the beacon specification at should be added at additonal cost of £ 232 each (4 x 4m) . Additional personnel doors over the assumed 2nr. - add £1,077 each. If no heating is present a deduction of £28m2 (GIA) should be made to the beacon cost. Internal offices (in Industrial complexes) should be added by reference to Cost Guide code series 42P04A -42P40V, Internal WC - 42P40W, amenity blocks - showers & toilets (New code TBC) & Canteens (New CodeTBC) | - | - | - |  | m2 | - | 3 - INDUSTRIAL | David Grace | Jim Allen | #N/A | Option 1 | ERROR | 0% | 545.7972 | 391.8694 | 0% | 0% | 391.8694 | 0% | Price Book Data | P. Avo | VOA_GPN_GOV_UK\7243572 | 2021-09-17 | Low | - | Low | - | - | Copied to latest DCS. Redirect to 41R08M missed, now added. | NA | SPONS A&B | 2 | (BEAMS Note 2) Standard | - | - | 2 | FALSE
4057 | 42A04V | 9016 | 42A04V | Industrial Buildings | Uninsulated Buildings | Sheet Metal Cladding | 10,001 - 20,000m2 | Eaves Height - 8.5m | Building Area only; Site strip vegetation; Strip foundations; Column bases; Insulated Concrete GF slab with DPM and Mesh,150 thick up to 10,000m2, 200mm thick over 10,000m2 GIA; Steel Portal frame with bolts and baseplates; Coated galvanised trapezoidal roof sheets with no insulation, on steel purlins; Roof lights; valley gutters; matching fascia and soffit; Rainwater downpipes and gutters; trapezoidal uninsulated wall system cladding on cladding rails; External roller shutter doors and personnel doors; Single phase electrics, lighting and power; Gas fuelled hot air burners; Underslab storm drainage from internal downpipes on building area greater than 1,000m2; | Location Adjustment Applicable (See Guidance Notes) - ERC = UK mean of 1.00 | (BEAMS Note 2) The ERC for this item should be added to all other rateable items on the hereditament (except land). Therefore the total of the ERC of the other Building Items and the P&M ERC (where applicable) to enable the correct contract size adjustment to be made. ERC of Building Component + ERC of P&M = Total ERC to which contract size adjustment should be applied. The appropriate % adjustment should be made in accordance with the scale for contract size adjustment specified under section 6 of the RCG 2023 Guidance notes. The currency ERC rates are set at £4m (Four Million Pounds) @ 1st April 2021 (AVD) for the RCG 2023 Publication. | The data consists of a typical Industrial shell. Works include the Industrial shell as described and includes works up to 1m perimeter to the building (1m wide paving slabs & foul/storm drainage), The cost include 2 no. personnel doors and roller shutters are included at 1 door up to 1,000m2 , 2 roller doors over 1,000m2 (GIA), and 4 roller doors over 5,000m2. Costs are for the shell only and do not include for internal rooms such as offices or toilets which should be added for seperately. See Variations for assistance. | - | - | - | - | - | Cavity Wall construction to lower walls should be added by measuring wall area at an E/O rate of £97m2(£5m2 less for uninsulated), single block walls are cost neutral. Additional roller shutter doors over and above the beacon specification at should be added at additonal cost of £ 232 each (4 x 4m) . Additional personnel doors over the assumed 2nr. - add £1,077 each. If no heating is present a deduction of £28m2 (GIA) should be made to the beacon cost. Internal offices (in Industrial complexes) should be added by reference to Cost Guide code series 42P04A -42P40V, Internal WC - 42P40W, amenity blocks - showers & toilets (New code TBC) & Canteens (New CodeTBC) | - | - | - |  | m2 | - | 3 - INDUSTRIAL | David Grace | Jim Allen | #N/A | Option 1 | ERROR | 0% | 547.4292 | 393.0411 | 0% | 0% | 393.0411 | 0% | Price Book Data | P. Avo | VOA_GPN_GOV_UK\7243572 | 2021-09-17 | Low | - | Low | - | - | Copied to latest DCS. | NA | SPONS A&B | 2 | (BEAMS Note 2) Standard | - | - | 2 | FALSE
4058 | 42A04W | 9017 | 42A04W | Industrial Buildings | Uninsulated Buildings | Sheet Metal Cladding | 10,001 - 20,000m2 | Eaves Height - 9m | Building Area only; Site strip vegetation; Strip foundations; Column bases; Insulated Concrete GF slab with DPM and Mesh,150 thick up to 10,000m2, 200mm thick over 10,000m2 GIA; Steel Portal frame with bolts and baseplates; Coated galvanised trapezoidal roof sheets with no insulation, on steel purlins; Roof lights; valley gutters; matching fascia and soffit; Rainwater downpipes and gutters; trapezoidal uninsulated wall system cladding on cladding rails; External roller shutter doors and personnel doors; Single phase electrics, lighting and power; Gas fuelled hot air burners; Underslab storm drainage from internal downpipes on building area greater than 1,000m2; | Location Adjustment Applicable (See Guidance Notes) - ERC = UK mean of 1.00 | (BEAMS Note 2) The ERC for this item should be added to all other rateable items on the hereditament (except land). Therefore the total of the ERC of the other Building Items and the P&M ERC (where applicable) to enable the correct contract size adjustment to be made. ERC of Building Component + ERC of P&M = Total ERC to which contract size adjustment should be applied. The appropriate % adjustment should be made in accordance with the scale for contract size adjustment specified under section 6 of the RCG 2023 Guidance notes. The currency ERC rates are set at £4m (Four Million Pounds) @ 1st April 2021 (AVD) for the RCG 2023 Publication. | The data consists of a typical Industrial shell. Works include the Industrial shell as described and includes works up to 1m perimeter to the building (1m wide paving slabs & foul/storm drainage), The cost include 2 no. personnel doors and roller shutters are included at 1 door up to 1,000m2 , 2 roller doors over 1,000m2 (GIA), and 4 roller doors over 5,000m2. Costs are for the shell only and do not include for internal rooms such as offices or toilets which should be added for seperately. See Variations for assistance. | - | - | - | - | - | Cavity Wall construction to lower walls should be added by measuring wall area at an E/O rate of £97m2(£5m2 less for uninsulated), single block walls are cost neutral. Additional roller shutter doors over and above the beacon specification at should be added at additonal cost of £ 232 each (4 x 4m) . Additional personnel doors over the assumed 2nr. - add £1,077 each. If no heating is present a deduction of £28m2 (GIA) should be made to the beacon cost. Internal offices (in Industrial complexes) should be added by reference to Cost Guide code series 42P04A -42P40V, Internal WC - 42P40W, amenity blocks - showers & toilets (New code TBC) & Canteens (New CodeTBC) | - | - | - |  | m2 | - | 3 - INDUSTRIAL | David Grace | Jim Allen | #N/A | Option 1 | ERROR | 0% | 549.0611 | 394.2128 | 0% | 0% | 394.2128 | 0% | Price Book Data | P. Avo | VOA_GPN_GOV_UK\7243572 | 2021-09-17 | Low | - | Low | - | - | Copied to latest DCS. | NA | SPONS A&B | 2 | (BEAMS Note 2) Standard | - | - | 2 | FALSE
4059 | 42A04X | 9018 | 42A04X | Industrial Buildings | Uninsulated Buildings | Sheet Metal Cladding | 10,001 - 20,000m2 | Eaves Height - 9.5m | Building Area only; Site strip vegetation; Strip foundations; Column bases; Insulated Concrete GF slab with DPM and Mesh,150 thick up to 10,000m2, 200mm thick over 10,000m2 GIA; Steel Portal frame with bolts and baseplates; Coated galvanised trapezoidal roof sheets with no insulation, on steel purlins; Roof lights; valley gutters; matching fascia and soffit; Rainwater downpipes and gutters; trapezoidal uninsulated wall system cladding on cladding rails; External roller shutter doors and personnel doors; Single phase electrics, lighting and power; Gas fuelled hot air burners; Underslab storm drainage from internal downpipes on building area greater than 1,000m2; | Location Adjustment Applicable (See Guidance Notes) - ERC = UK mean of 1.00 | (BEAMS Note 2) The ERC for this item should be added to all other rateable items on the hereditament (except land). Therefore the total of the ERC of the other Building Items and the P&M ERC (where applicable) to enable the correct contract size adjustment to be made. ERC of Building Component + ERC of P&M = Total ERC to which contract size adjustment should be applied. The appropriate % adjustment should be made in accordance with the scale for contract size adjustment specified under section 6 of the RCG 2023 Guidance notes. The currency ERC rates are set at £4m (Four Million Pounds) @ 1st April 2021 (AVD) for the RCG 2023 Publication. | The data consists of a typical Industrial shell. Works include the Industrial shell as described and includes works up to 1m perimeter to the building (1m wide paving slabs & foul/storm drainage), The cost include 2 no. personnel doors and roller shutters are included at 1 door up to 1,000m2 , 2 roller doors over 1,000m2 (GIA), and 4 roller doors over 5,000m2. Costs are for the shell only and do not include for internal rooms such as offices or toilets which should be added for seperately. See Variations for assistance. | - | - | - | - | - | Cavity Wall construction to lower walls should be added by measuring wall area at an E/O rate of £97m2(£5m2 less for uninsulated), single block walls are cost neutral. Additional roller shutter doors over and above the beacon specification at should be added at additonal cost of £ 232 each (4 x 4m) . Additional personnel doors over the assumed 2nr. - add £1,077 each. If no heating is present a deduction of £28m2 (GIA) should be made to the beacon cost. Internal offices (in Industrial complexes) should be added by reference to Cost Guide code series 42P04A -42P40V, Internal WC - 42P40W, amenity blocks - showers & toilets (New code TBC) & Canteens (New CodeTBC) | - | - | - |  | m2 | - | 3 - INDUSTRIAL | David Grace | Jim Allen | #N/A | Option 1 | ERROR | 0% | 550.6931 | 395.3845 | 0% | 0% | 395.3845 | 0% | Price Book Data | P. Avo | VOA_GPN_GOV_UK\7243572 | 2021-09-17 | Low | - | Low | - | - | Copied to latest DCS. | NA | SPONS A&B | 2 | (BEAMS Note 2) Standard | - | - | 2 | FALSE
4060 | 42A04Y | 9019 | 42A04Y | Industrial Buildings | Uninsulated Buildings | Sheet Metal Cladding | 10,001 - 20,000m2 | Eaves Height - 10m | Building Area only; Site strip vegetation; Strip foundations; Column bases; Insulated Concrete GF slab with DPM and Mesh,150 thick up to 10,000m2, 200mm thick over 10,000m2 GIA; Steel Portal frame with bolts and baseplates; Coated galvanised trapezoidal roof sheets with no insulation, on steel purlins; Roof lights; valley gutters; matching fascia and soffit; Rainwater downpipes and gutters; trapezoidal uninsulated wall system cladding on cladding rails; External roller shutter doors and personnel doors; Single phase electrics, lighting and power; Gas fuelled hot air burners; Underslab storm drainage from internal downpipes on building area greater than 1,000m2; | Location Adjustment Applicable (See Guidance Notes) - ERC = UK mean of 1.00 | (BEAMS Note 2) The ERC for this item should be added to all other rateable items on the hereditament (except land). Therefore the total of the ERC of the other Building Items and the P&M ERC (where applicable) to enable the correct contract size adjustment to be made. ERC of Building Component + ERC of P&M = Total ERC to which contract size adjustment should be applied. The appropriate % adjustment should be made in accordance with the scale for contract size adjustment specified under section 6 of the RCG 2023 Guidance notes. The currency ERC rates are set at £4m (Four Million Pounds) @ 1st April 2021 (AVD) for the RCG 2023 Publication. | The data consists of a typical Industrial shell. Works include the Industrial shell as described and includes works up to 1m perimeter to the building (1m wide paving slabs & foul/storm drainage), The cost include 2 no. personnel doors and roller shutters are included at 1 door up to 1,000m2 , 2 roller doors over 1,000m2 (GIA), and 4 roller doors over 5,000m2. Costs are for the shell only and do not include for internal rooms such as offices or toilets which should be added for seperately. See Variations for assistance. | - | - | - | - | - | Cavity Wall construction to lower walls should be added by measuring wall area at an E/O rate of £97m2(£5m2 less for uninsulated), single block walls are cost neutral. Additional roller shutter doors over and above the beacon specification at should be added at additonal cost of £ 232 each (4 x 4m) . Additional personnel doors over the assumed 2nr. - add £1,077 each. If no heating is present a deduction of £28m2 (GIA) should be made to the beacon cost. Internal offices (in Industrial complexes) should be added by reference to Cost Guide code series 42P04A -42P40V, Internal WC - 42P40W, amenity blocks - showers & toilets (New code TBC) & Canteens (New CodeTBC) | - | - | - |  | m2 | - | 3 - INDUSTRIAL | David Grace | Jim Allen | #N/A | Option 1 | ERROR | 0% | 552.325 | 396.5562 | 0% | 0% | 396.5562 | 0% | Price Book Data | P. Avo | VOA_GPN_GOV_UK\7243572 | 2021-09-17 | Low | - | Low | - | - | Copied to latest DCS. | NA | SPONS A&B | 2 | (BEAMS Note 2) Standard | - | - | 2 | FALSE
4061 | 42A06A | 9045 | 42A06A | Industrial Buildings | Uninsulated Buildings | Sheet Metal Cladding | over 20,000m2 | Eaves Height - 3m | Building Area only; Site strip vegetation; Strip foundations; Column bases; Insulated Concrete GF slab with DPM and Mesh,150 thick up to 10,000m2, 200mm thick over 10,000m2 GIA; Steel Portal frame with bolts and baseplates; Coated galvanised trapezoidal roof sheets with no insulation, on steel purlins; Roof lights; valley gutters; matching fascia and soffit; Rainwater downpipes and gutters; trapezoidal uninsulated wall system cladding on cladding rails; External roller shutter doors and personnel doors; Single phase electrics, lighting and power; Gas fuelled hot air burners; Underslab storm drainage from internal downpipes on building area greater than 1,000m2; | Location Adjustment Applicable (See Guidance Notes) - ERC = UK mean of 1.00 | (BEAMS Note 2) The ERC for this item should be added to all other rateable items on the hereditament (except land). Therefore the total of the ERC of the other Building Items and the P&M ERC (where applicable) to enable the correct contract size adjustment to be made. ERC of Building Component + ERC of P&M = Total ERC to which contract size adjustment should be applied. The appropriate % adjustment should be made in accordance with the scale for contract size adjustment specified under section 6 of the RCG 2023 Guidance notes. The currency ERC rates are set at £4m (Four Million Pounds) @ 1st April 2021 (AVD) for the RCG 2023 Publication. | The data consists of a typical Industrial shell. Works include the Industrial shell as described and includes works up to 1m perimeter to the building (1m wide paving slabs & foul/storm drainage), The cost include 2 no. personnel doors and roller shutters are included at 1 door up to 1,000m2 , 2 roller doors over 1,000m2 (GIA), and 4 roller doors over 5,000m2. Costs are for the shell only and do not include for internal rooms such as offices or toilets which should be added for seperately. See Variations for assistance. | - | - | - | - | - | Cavity Wall construction to lower walls should be added by measuring wall area at an E/O rate of £97m2(£5m2 less for uninsulated), single block walls are cost neutral. Additional roller shutter doors over and above the beacon specification at should be added at additonal cost of £ 232 each (4 x 4m) . Additional personnel doors over the assumed 2nr. - add £1,077 each. If no heating is present a deduction of £28m2 (GIA) should be made to the beacon cost. Internal offices (in Industrial complexes) should be added by reference to Cost Guide code series 42P04A -42P40V, Internal WC - 42P40W, amenity blocks - showers & toilets (New code TBC) & Canteens (New CodeTBC) | - | - | - |  | m2 | - | 3 - INDUSTRIAL | David Grace | Jim Allen | #N/A | Option 1 | ERROR | 0% | 490.8771 | 352.438 | 0% | 0% | 352.438 | 0% | Price Book Data | P. Avo | VOA_GPN_GOV_UK\7243572 | 2021-09-17 | Low | - | Low | - | - | Copied to latest DCS. | NA | SPONS A&B | 2 | (BEAMS Note 2) Standard | - | - | 2 | FALSE
4062 | 42A06B | 9046 | 42A06B | Industrial Buildings | Uninsulated Buildings | Sheet Metal Cladding | over 20,000m2 | Eaves Height - 3.5m | Building Area only; Site strip vegetation; Strip foundations; Column bases; Insulated Concrete GF slab with DPM and Mesh,150 thick up to 10,000m2, 200mm thick over 10,000m2 GIA; Steel Portal frame with bolts and baseplates; Coated galvanised trapezoidal roof sheets with no insulation, on steel purlins; Roof lights; valley gutters; matching fascia and soffit; Rainwater downpipes and gutters; trapezoidal uninsulated wall system cladding on cladding rails; External roller shutter doors and personnel doors; Single phase electrics, lighting and power ; EXCLUDES heating ; Underslab storm drainage from internal downpipes on building area greater than 1,000m2 | Location Adjustment Applicable (See Guidance Notes) - ERC = UK mean of 1.00 | (BEAMS Note 2) The ERC for this item should be added to all other rateable items on the hereditament (except land). Therefore the total of the ERC of the other Building Items and the P&M ERC (where applicable) to enable the correct contract size adjustment to be made. ERC of Building Component + ERC of P&M = Total ERC to which contract size adjustment should be applied. The appropriate % adjustment should be made in accordance with the scale for contract size adjustment specified under section 6 of the RCG 2023 Guidance notes. The currency ERC rates are set at £4m (Four Million Pounds) @ 1st April 2021 (AVD) for the RCG 2023 Publication. | The data consists of a typical Industrial shell. Works include the Industrial shell as described and includes works up to 1m perimeter to the building (1m wide paving slabs & foul/storm drainage), The cost include 2 no. personnel doors and roller shutters are included at 1 door up to 1,000m2 , 2 roller doors over 1,000m2 (GIA), and 4 roller doors over 5,000m2. Costs are for the shell only and do not include for internal rooms such as offices or toilets which should be added for seperately. See Variations for assistance. | - | - | - | - | - | Cavity Wall construction to lower walls should be added by measuring wall area at an E/O rate of £97m2(£5m2 less for uninsulated), single block walls are cost neutral. Additional roller shutter doors over and above the beacon specification at should be added at additonal cost of £ 232 each (4 x 4m) . Additional personnel doors over the assumed 2nr. - add £1,077 each. If heating is required an addition of £32/m2 (GIA) should be made to the beacon cost. Internal offices (in Industrial complexes) should be added by reference to Cost Guide code series 42P04A -42P40V, Internal WC - 42P40W | - | - | - |  | m2 | - | 3 - INDUSTRIAL | David Grace | Jim Allen | #N/A | Option 1 | ERROR | 0% | 492.0662 | 353.2918 | 0% | 0% | 353.2918 | 0% | Price Book Data | P. Avo | VOA_GPN_GOV_UK\7243572 | 2021-09-17 | Low | - | Low | - | - | Copied to latest DCS. | NA | SPONS A&B | 2 | (BEAMS Note 2) Standard | - | - | 2 | TRUE
4063 | 42A06C | 9047 | 42A06C | Industrial Buildings | Uninsulated Buildings | Sheet Metal Cladding | over 20,000m2 | Eaves Height - 4m | Building Area only; Site strip vegetation; Strip foundations; Column bases; Insulated Concrete GF slab with DPM and Mesh,150 thick up to 10,000m2, 200mm thick over 10,000m2 GIA; Steel Portal frame with bolts and baseplates; Coated galvanised trapezoidal roof sheets with no insulation, on steel purlins; Roof lights; valley gutters; matching fascia and soffit; Rainwater downpipes and gutters; trapezoidal uninsulated wall system cladding on cladding rails; External roller shutter doors and personnel doors; Single phase electrics, lighting and power; Gas fuelled hot air burners; Underslab storm drainage from internal downpipes on building area greater than 1,000m2; | Location Adjustment Applicable (See Guidance Notes) - ERC = UK mean of 1.00 | (BEAMS Note 2) The ERC for this item should be added to all other rateable items on the hereditament (except land). Therefore the total of the ERC of the other Building Items and the P&M ERC (where applicable) to enable the correct contract size adjustment to be made. ERC of Building Component + ERC of P&M = Total ERC to which contract size adjustment should be applied. The appropriate % adjustment should be made in accordance with the scale for contract size adjustment specified under section 6 of the RCG 2023 Guidance notes. The currency ERC rates are set at £4m (Four Million Pounds) @ 1st April 2021 (AVD) for the RCG 2023 Publication. | The data consists of a typical Industrial shell. Works include the Industrial shell as described and includes works up to 1m perimeter to the building (1m wide paving slabs & foul/storm drainage), The cost include 2 no. personnel doors and roller shutters are included at 1 door up to 1,000m2 , 2 roller doors over 1,000m2 (GIA), and 4 roller doors over 5,000m2. Costs are for the shell only and do not include for internal rooms such as offices or toilets which should be added for seperately. See Variations for assistance. | - | - | - | - | - | Cavity Wall construction to lower walls should be added by measuring wall area at an E/O rate of £97m2(£5m2 less for uninsulated), single block walls are cost neutral. Additional roller shutter doors over and above the beacon specification at should be added at additonal cost of £ 232 each (4 x 4m) . Additional personnel doors over the assumed 2nr. - add £1,077 each. If no heating is present a deduction of £28m2 (GIA) should be made to the beacon cost. Internal offices (in Industrial complexes) should be added by reference to Cost Guide code series 42P04A -42P40V, Internal WC - 42P40W, amenity blocks - showers & toilets (New code TBC) & Canteens (New CodeTBC) | - | - | - |  | m2 | - | 3 - INDUSTRIAL | David Grace | Jim Allen | #N/A | Option 1 | ERROR | 0% | 493.2553 | 354.1455 | 0% | 0% | 354.1455 | 0% | Price Book Data | P. Avo | VOA_GPN_GOV_UK\7243572 | 2021-09-17 | Low | - | Low | - | - | Copied to latest DCS. | NA | SPONS A&B | 2 | (BEAMS Note 2) Standard | - | - | 2 | FALSE
4064 | 42A06D | 9048 | 42A06D | Industrial Buildings | Uninsulated Buildings | Sheet Metal Cladding | over 20,000m2 | Eaves Height - 4.5m | Building Area only; Site strip vegetation; Strip foundations; Column bases; Insulated Concrete GF slab with DPM and Mesh,150 thick up to 10,000m2, 200mm thick over 10,000m2 GIA; Steel Portal frame with bolts and baseplates; Coated galvanised trapezoidal roof sheets with no insulation, on steel purlins; Roof lights; valley gutters; matching fascia and soffit; Rainwater downpipes and gutters; trapezoidal uninsulated wall system cladding on cladding rails; External roller shutter doors and personnel doors; Single phase electrics, lighting and power; Gas fuelled hot air burners; Underslab storm drainage from internal downpipes on building area greater than 1,000m2; | Location Adjustment Applicable (See Guidance Notes) - ERC = UK mean of 1.00 | (BEAMS Note 2) The ERC for this item should be added to all other rateable items on the hereditament (except land). Therefore the total of the ERC of the other Building Items and the P&M ERC (where applicable) to enable the correct contract size adjustment to be made. ERC of Building Component + ERC of P&M = Total ERC to which contract size adjustment should be applied. The appropriate % adjustment should be made in accordance with the scale for contract size adjustment specified under section 6 of the RCG 2023 Guidance notes. The currency ERC rates are set at £4m (Four Million Pounds) @ 1st April 2021 (AVD) for the RCG 2023 Publication. | The data consists of a typical Industrial shell. Works include the Industrial shell as described and includes works up to 1m perimeter to the building (1m wide paving slabs & foul/storm drainage), The cost include 2 no. personnel doors and roller shutters are included at 1 door up to 1,000m2 , 2 roller doors over 1,000m2 (GIA), and 4 roller doors over 5,000m2. Costs are for the shell only and do not include for internal rooms such as offices or toilets which should be added for seperately. See Variations for assistance. | - | - | - | - | - | Cavity Wall construction to lower walls should be added by measuring wall area at an E/O rate of £97m2(£5m2 less for uninsulated), single block walls are cost neutral. Additional roller shutter doors over and above the beacon specification at should be added at additonal cost of £ 232 each (4 x 4m) . Additional personnel doors over the assumed 2nr. - add £1,077 each. If no heating is present a deduction of £28m2 (GIA) should be made to the beacon cost. Internal offices (in Industrial complexes) should be added by reference to Cost Guide code series 42P04A -42P40V, Internal WC - 42P40W, amenity blocks - showers & toilets (New code TBC) & Canteens (New CodeTBC) | - | - | - |  | m2 | - | 3 - INDUSTRIAL | David Grace | Jim Allen | #N/A | Option 1 | ERROR | 0% | 494.4445 | 354.9993 | 0% | 0% | 354.9993 | 0% | Price Book Data | P. Avo | VOA_GPN_GOV_UK\7243572 | 2021-09-17 | Low | - | Low | - | - | Copied to latest DCS. | NA | SPONS A&B | 2 | (BEAMS Note 2) Standard | - | - | 2 | FALSE
4065 | 42A06E | 9049 | 42A06E | Industrial Buildings | Uninsulated Buildings | Sheet Metal Cladding | over 20,000m2 | Eaves Height - 5m | Building Area only; Site strip vegetation; Strip foundations; Column bases; Insulated Concrete GF slab with DPM and Mesh,150 thick up to 10,000m2, 200mm thick over 10,000m2 GIA; Steel Portal frame with bolts and baseplates; Coated galvanised trapezoidal roof sheets with no insulation, on steel purlins; Roof lights; valley gutters; matching fascia and soffit; Rainwater downpipes and gutters; trapezoidal uninsulated wall system cladding on cladding rails; External roller shutter doors and personnel doors; Single phase electrics, lighting and power; Gas fuelled hot air burners; Underslab storm drainage from internal downpipes on building area greater than 1,000m2; | Location Adjustment Applicable (See Guidance Notes) - ERC = UK mean of 1.00 | (BEAMS Note 2) The ERC for this item should be added to all other rateable items on the hereditament (except land). Therefore the total of the ERC of the other Building Items and the P&M ERC (where applicable) to enable the correct contract size adjustment to be made. ERC of Building Component + ERC of P&M = Total ERC to which contract size adjustment should be applied. The appropriate % adjustment should be made in accordance with the scale for contract size adjustment specified under section 6 of the RCG 2023 Guidance notes. The currency ERC rates are set at £4m (Four Million Pounds) @ 1st April 2021 (AVD) for the RCG 2023 Publication. | The data consists of a typical Industrial shell. Works include the Industrial shell as described and includes works up to 1m perimeter to the building (1m wide paving slabs & foul/storm drainage), The cost include 2 no. personnel doors and roller shutters are included at 1 door up to 1,000m2 , 2 roller doors over 1,000m2 (GIA), and 4 roller doors over 5,000m2. Costs are for the shell only and do not include for internal rooms such as offices or toilets which should be added for seperately. See Variations for assistance. | - | - | - | - | - | Cavity Wall construction to lower walls should be added by measuring wall area at an E/O rate of £97m2(£5m2 less for uninsulated), single block walls are cost neutral. Additional roller shutter doors over and above the beacon specification at should be added at additonal cost of £ 232 each (4 x 4m) . Additional personnel doors over the assumed 2nr. - add £1,077 each. If no heating is present a deduction of £28m2 (GIA) should be made to the beacon cost. Internal offices (in Industrial complexes) should be added by reference to Cost Guide code series 42P04A -42P40V, Internal WC - 42P40W, amenity blocks - showers & toilets (New code TBC) & Canteens (New CodeTBC) | - | - | - |  | m2 | - | 3 - INDUSTRIAL | David Grace | Jim Allen | #N/A | Option 1 | ERROR | 0% | 495.6336 | 355.853 | 0% | 0% | 355.853 | 0% | Price Book Data | P. Avo | VOA_GPN_GOV_UK\7243572 | 2021-09-17 | Low | - | Low | - | - | Copied to latest DCS. | NA | SPONS A&B | 2 | (BEAMS Note 2) Standard | - | - | 2 | FALSE
4066 | 42A06F | 9050 | 42A06F | Industrial Buildings | Uninsulated Buildings | Sheet Metal Cladding | over 20,000m2 | Eaves Height - 5.5m | Building Area only; Site strip vegetation; Strip foundations; Column bases; Insulated Concrete GF slab with DPM and Mesh,150 thick up to 10,000m2, 200mm thick over 10,000m2 GIA; Steel Portal frame with bolts and baseplates; Coated galvanised trapezoidal roof sheets with no insulation, on steel purlins; Roof lights; valley gutters; matching fascia and soffit; Rainwater downpipes and gutters; trapezoidal uninsulated wall system cladding on cladding rails; External roller shutter doors and personnel doors; Single phase electrics, lighting and power; Gas fuelled hot air burners; Underslab storm drainage from internal downpipes on building area greater than 1,000m2; | Location Adjustment Applicable (See Guidance Notes) - ERC = UK mean of 1.00 | (BEAMS Note 2) The ERC for this item should be added to all other rateable items on the hereditament (except land). Therefore the total of the ERC of the other Building Items and the P&M ERC (where applicable) to enable the correct contract size adjustment to be made. ERC of Building Component + ERC of P&M = Total ERC to which contract size adjustment should be applied. The appropriate % adjustment should be made in accordance with the scale for contract size adjustment specified under section 6 of the RCG 2023 Guidance notes. The currency ERC rates are set at £4m (Four Million Pounds) @ 1st April 2021 (AVD) for the RCG 2023 Publication. | The data consists of a typical Industrial shell. Works include the Industrial shell as described and includes works up to 1m perimeter to the building (1m wide paving slabs & foul/storm drainage), The cost include 2 no. personnel doors and roller shutters are included at 1 door up to 1,000m2 , 2 roller doors over 1,000m2 (GIA), and 4 roller doors over 5,000m2. Costs are for the shell only and do not include for internal rooms such as offices or toilets which should be added for seperately. See Variations for assistance. | - | - | - | - | - | Cavity Wall construction to lower walls should be added by measuring wall area at an E/O rate of £97m2(£5m2 less for uninsulated), single block walls are cost neutral. Additional roller shutter doors over and above the beacon specification at should be added at additonal cost of £ 232 each (4 x 4m) . Additional personnel doors over the assumed 2nr. - add £1,077 each. If no heating is present a deduction of £28m2 (GIA) should be made to the beacon cost. Internal offices (in Industrial complexes) should be added by reference to Cost Guide code series 42P04A -42P40V, Internal WC - 42P40W, amenity blocks - showers & toilets (New code TBC) & Canteens (New CodeTBC) | - | - | - |  | m2 | - | 3 - INDUSTRIAL | David Grace | Jim Allen | #N/A | Option 1 | ERROR | 0% | 496.8227 | 356.7068 | 0% | 0% | 356.7068 | 0% | Price Book Data | P. Avo | VOA_GPN_GOV_UK\7243572 | 2021-09-17 | Low | - | Low | - | - | Copied to latest DCS. | NA | SPONS A&B | 2 | (BEAMS Note 2) Standard | - | - | 2 | FALSE
4067 | 42A06G | 9051 | 42A06G | Industrial Buildings | Uninsulated Buildings | Sheet Metal Cladding | over 20,000m2 | Eaves Height - 6m | Building Area only; Site strip vegetation; Strip foundations; Column bases; Insulated Concrete GF slab with DPM and Mesh,150 thick up to 10,000m2, 200mm thick over 10,000m2 GIA; Steel Portal frame with bolts and baseplates; Coated galvanised trapezoidal roof sheets with no insulation, on steel purlins; Roof lights; valley gutters; matching fascia and soffit; Rainwater downpipes and gutters; trapezoidal uninsulated wall system cladding on cladding rails; External roller shutter doors and personnel doors; Single phase electrics, lighting and power; Gas fuelled hot air burners; Underslab storm drainage from internal downpipes on building area greater than 1,000m2; | Location Adjustment Applicable (See Guidance Notes) - ERC = UK mean of 1.00 | (BEAMS Note 2) The ERC for this item should be added to all other rateable items on the hereditament (except land). Therefore the total of the ERC of the other Building Items and the P&M ERC (where applicable) to enable the correct contract size adjustment to be made. ERC of Building Component + ERC of P&M = Total ERC to which contract size adjustment should be applied. The appropriate % adjustment should be made in accordance with the scale for contract size adjustment specified under section 6 of the RCG 2023 Guidance notes. The currency ERC rates are set at £4m (Four Million Pounds) @ 1st April 2021 (AVD) for the RCG 2023 Publication. | The data consists of a typical Industrial shell. Works include the Industrial shell as described and includes works up to 1m perimeter to the building (1m wide paving slabs & foul/storm drainage), The cost include 2 no. personnel doors and roller shutters are included at 1 door up to 1,000m2 , 2 roller doors over 1,000m2 (GIA), and 4 roller doors over 5,000m2. Costs are for the shell only and do not include for internal rooms such as offices or toilets which should be added for seperately. See Variations for assistance. | - | - | - | - | - | Cavity Wall construction to lower walls should be added by measuring wall area at an E/O rate of £97m2(£5m2 less for uninsulated), single block walls are cost neutral. Additional roller shutter doors over and above the beacon specification at should be added at additonal cost of £ 232 each (4 x 4m) . Additional personnel doors over the assumed 2nr. - add £1,077 each. If no heating is present a deduction of £28m2 (GIA) should be made to the beacon cost. Internal offices (in Industrial complexes) should be added by reference to Cost Guide code series 42P04A -42P40V, Internal WC - 42P40W, amenity blocks - showers & toilets (New code TBC) & Canteens (New CodeTBC) | - | - | - |  | m2 | - | 3 - INDUSTRIAL | David Grace | Jim Allen | #N/A | Option 1 | ERROR | 0% | 498.0118 | 357.5605 | 0% | 0% | 357.5605 | 0% | Price Book Data | P. Avo | VOA_GPN_GOV_UK\7243572 | 2021-09-17 | Low | - | Low | - | - | Copied to latest DCS. | NA | SPONS A&B | 2 | (BEAMS Note 2) Standard | - | - | 2 | FALSE
4068 | 42A06H | 9052 | 42A06H | Industrial Buildings | Uninsulated Buildings | Sheet Metal Cladding | over 20,000m2 | Eaves Height - 6.5m | Building Area only; Site strip vegetation; Strip foundations; Column bases; Insulated Concrete GF slab with DPM and Mesh,150 thick up to 10,000m2, 200mm thick over 10,000m2 GIA; Steel Portal frame with bolts and baseplates; Coated galvanised trapezoidal roof sheets with no insulation, on steel purlins; Roof lights; valley gutters; matching fascia and soffit; Rainwater downpipes and gutters; trapezoidal uninsulated wall system cladding on cladding rails; External roller shutter doors and personnel doors; Single phase electrics, lighting and power; Gas fuelled hot air burners; Underslab storm drainage from internal downpipes on building area greater than 1,000m2; | Location Adjustment Applicable (See Guidance Notes) - ERC = UK mean of 1.00 | (BEAMS Note 2) The ERC for this item should be added to all other rateable items on the hereditament (except land). Therefore the total of the ERC of the other Building Items and the P&M ERC (where applicable) to enable the correct contract size adjustment to be made. ERC of Building Component + ERC of P&M = Total ERC to which contract size adjustment should be applied. The appropriate % adjustment should be made in accordance with the scale for contract size adjustment specified under section 6 of the RCG 2023 Guidance notes. The currency ERC rates are set at £4m (Four Million Pounds) @ 1st April 2021 (AVD) for the RCG 2023 Publication. | The data consists of a typical Industrial shell. Works include the Industrial shell as described and includes works up to 1m perimeter to the building (1m wide paving slabs & foul/storm drainage), The cost include 2 no. personnel doors and roller shutters are included at 1 door up to 1,000m2 , 2 roller doors over 1,000m2 (GIA), and 4 roller doors over 5,000m2. Costs are for the shell only and do not include for internal rooms such as offices or toilets which should be added for seperately. See Variations for assistance. | - | - | - | - | - | Cavity Wall construction to lower walls should be added by measuring wall area at an E/O rate of £97m2(£5m2 less for uninsulated), single block walls are cost neutral. Additional roller shutter doors over and above the beacon specification at should be added at additonal cost of £ 232 each (4 x 4m) . Additional personnel doors over the assumed 2nr. - add £1,077 each. If no heating is present a deduction of £28m2 (GIA) should be made to the beacon cost. Internal offices (in Industrial complexes) should be added by reference to Cost Guide code series 42P04A -42P40V, Internal WC - 42P40W, amenity blocks - showers & toilets (New code TBC) & Canteens (New CodeTBC) | - | - | - |  | m2 | - | 3 - INDUSTRIAL | David Grace | Jim Allen | #N/A | Option 1 | ERROR | 0% | 499.2009 | 358.4143 | 0% | 0% | 358.4143 | 0% | Price Book Data | P. Avo | VOA_GPN_GOV_UK\7243572 | 2021-09-17 | Low | - | Low | - | - | Copied to latest DCS. | NA | SPONS A&B | 2 | (BEAMS Note 2) Standard | - | - | 2 | FALSE
4069 | 42A06J | 9053 | 42A06J | Industrial Buildings | Uninsulated Buildings | Sheet Metal Cladding | over 20,000m2 | Eaves Height - 7m | Building Area only; Site strip vegetation; Strip foundations; Column bases; Insulated Concrete GF slab with DPM and Mesh,150 thick up to 10,000m2, 200mm thick over 10,000m2 GIA; Steel Portal frame with bolts and baseplates; Coated galvanised trapezoidal roof sheets with no insulation, on steel purlins; Roof lights; valley gutters; matching fascia and soffit; Rainwater downpipes and gutters; trapezoidal uninsulated wall system cladding on cladding rails; External roller shutter doors and personnel doors; Single phase electrics, lighting and power; Gas fuelled hot air burners; Underslab storm drainage from internal downpipes on building area greater than 1,000m2; | Location Adjustment Applicable (See Guidance Notes) - ERC = UK mean of 1.00 | (BEAMS Note 2) The ERC for this item should be added to all other rateable items on the hereditament (except land). Therefore the total of the ERC of the other Building Items and the P&M ERC (where applicable) to enable the correct contract size adjustment to be made. ERC of Building Component + ERC of P&M = Total ERC to which contract size adjustment should be applied. The appropriate % adjustment should be made in accordance with the scale for contract size adjustment specified under section 6 of the RCG 2023 Guidance notes. The currency ERC rates are set at £4m (Four Million Pounds) @ 1st April 2021 (AVD) for the RCG 2023 Publication. | The data consists of a typical Industrial shell. Works include the Industrial shell as described and includes works up to 1m perimeter to the building (1m wide paving slabs & foul/storm drainage), The cost include 2 no. personnel doors and roller shutters are included at 1 door up to 1,000m2 , 2 roller doors over 1,000m2 (GIA), and 4 roller doors over 5,000m2. Costs are for the shell only and do not include for internal rooms such as offices or toilets which should be added for seperately. See Variations for assistance. | - | - | - | - | - | Cavity Wall construction to lower walls should be added by measuring wall area at an E/O rate of £97m2(£5m2 less for uninsulated), single block walls are cost neutral. Additional roller shutter doors over and above the beacon specification at should be added at additonal cost of £ 232 each (4 x 4m) . Additional personnel doors over the assumed 2nr. - add £1,077 each. If no heating is present a deduction of £28m2 (GIA) should be made to the beacon cost. Internal offices (in Industrial complexes) should be added by reference to Cost Guide code series 42P04A -42P40V, Internal WC - 42P40W, amenity blocks - showers & toilets (New code TBC) & Canteens (New CodeTBC) | - | - | - |  | m2 | - | 3 - INDUSTRIAL | David Grace | Jim Allen | #N/A | Option 1 | ERROR | 0% | 500.39 | 359.268 | 0% | 0% | 359.268 | 0% | Price Book Data | P. Avo | VOA_GPN_GOV_UK\7243572 | 2021-09-17 | Low | - | Low | - | - | Copied to latest DCS. | NA | SPONS A&B | 2 | (BEAMS Note 2) Standard | - | - | 2 | FALSE
4070 | 42A06K | 9054 | 42A06K | Industrial Buildings | Uninsulated Buildings | Sheet Metal Cladding | over 20,000m2 | Eaves Height - 7.5m | Building Area only; Site strip vegetation; Strip foundations; Column bases; Insulated Concrete GF slab with DPM and Mesh,150 thick up to 10,000m2, 200mm thick over 10,000m2 GIA; Steel Portal frame with bolts and baseplates; Coated galvanised trapezoidal roof sheets with no insulation, on steel purlins; Roof lights; valley gutters; matching fascia and soffit; Rainwater downpipes and gutters; trapezoidal uninsulated wall system cladding on cladding rails; External roller shutter doors and personnel doors; Single phase electrics, lighting and power; Gas fuelled hot air burners; Underslab storm drainage from internal downpipes on building area greater than 1,000m2; | Location Adjustment Applicable (See Guidance Notes) - ERC = UK mean of 1.00 | (BEAMS Note 2) The ERC for this item should be added to all other rateable items on the hereditament (except land). Therefore the total of the ERC of the other Building Items and the P&M ERC (where applicable) to enable the correct contract size adjustment to be made. ERC of Building Component + ERC of P&M = Total ERC to which contract size adjustment should be applied. The appropriate % adjustment should be made in accordance with the scale for contract size adjustment specified under section 6 of the RCG 2023 Guidance notes. The currency ERC rates are set at £4m (Four Million Pounds) @ 1st April 2021 (AVD) for the RCG 2023 Publication. | The data consists of a typical Industrial shell. Works include the Industrial shell as described and includes works up to 1m perimeter to the building (1m wide paving slabs & foul/storm drainage), The cost include 2 no. personnel doors and roller shutters are included at 1 door up to 1,000m2 , 2 roller doors over 1,000m2 (GIA), and 4 roller doors over 5,000m2. Costs are for the shell only and do not include for internal rooms such as offices or toilets which should be added for seperately. See Variations for assistance. | - | - | - | - | - | Cavity Wall construction to lower walls should be added by measuring wall area at an E/O rate of £97m2(£5m2 less for uninsulated), single block walls are cost neutral. Additional roller shutter doors over and above the beacon specification at should be added at additonal cost of £ 232 each (4 x 4m) . Additional personnel doors over the assumed 2nr. - add £1,077 each. If no heating is present a deduction of £28m2 (GIA) should be made to the beacon cost. Internal offices (in Industrial complexes) should be added by reference to Cost Guide code series 42P04A -42P40V, Internal WC - 42P40W, amenity blocks - showers & toilets (New code TBC) & Canteens (New CodeTBC) | - | - | - |  | m2 | - | 3 - INDUSTRIAL | David Grace | Jim Allen | #N/A | Option 1 | ERROR | 0% | 501.5791 | 360.1218 | 0% | 0% | 360.1218 | 0% | Price Book Data | P. Avo | VOA_GPN_GOV_UK\7243572 | 2021-09-17 | Low | - | Low | - | - | Copied to latest DCS. | NA | SPONS A&B | 2 | (BEAMS Note 2) Standard | - | - | 2 | FALSE
4071 | 42A06L | 9055 | 42A06L | Industrial Buildings | Uninsulated Buildings | Sheet Metal Cladding | over 20,000m2 | Eaves Height - 8m | Building Area only; Site strip vegetation; Strip foundations; Column bases; Insulated Concrete GF slab with DPM and Mesh,150 thick up to 10,000m2, 200mm thick over 10,000m2 GIA; Steel Portal frame with bolts and baseplates; Coated galvanised trapezoidal roof sheets with no insulation, on steel purlins; Roof lights; valley gutters; matching fascia and soffit; Rainwater downpipes and gutters; trapezoidal uninsulated wall system cladding on cladding rails; External roller shutter doors and personnel doors; Single phase electrics, lighting and power; Gas fuelled hot air burners; Underslab storm drainage from internal downpipes on building area greater than 1,000m2; | Location Adjustment Applicable (See Guidance Notes) - ERC = UK mean of 1.00 | (BEAMS Note 2) The ERC for this item should be added to all other rateable items on the hereditament (except land). Therefore the total of the ERC of the other Building Items and the P&M ERC (where applicable) to enable the correct contract size adjustment to be made. ERC of Building Component + ERC of P&M = Total ERC to which contract size adjustment should be applied. The appropriate % adjustment should be made in accordance with the scale for contract size adjustment specified under section 6 of the RCG 2023 Guidance notes. The currency ERC rates are set at £4m (Four Million Pounds) @ 1st April 2021 (AVD) for the RCG 2023 Publication. | The data consists of a typical Industrial shell. Works include the Industrial shell as described and includes works up to 1m perimeter to the building (1m wide paving slabs & foul/storm drainage), The cost include 2 no. personnel doors and roller shutters are included at 1 door up to 1,000m2 , 2 roller doors over 1,000m2 (GIA), and 4 roller doors over 5,000m2. Costs are for the shell only and do not include for internal rooms such as offices or toilets which should be added for seperately. See Variations for assistance. | - | - | - | - | - | Cavity Wall construction to lower walls should be added by measuring wall area at an E/O rate of £97m2(£5m2 less for uninsulated), single block walls are cost neutral. Additional roller shutter doors over and above the beacon specification at should be added at additonal cost of £ 232 each (4 x 4m) . Additional personnel doors over the assumed 2nr. - add £1,077 each. If no heating is present a deduction of £28m2 (GIA) should be made to the beacon cost. Internal offices (in Industrial complexes) should be added by reference to Cost Guide code series 42P04A -42P40V, Internal WC - 42P40W, amenity blocks - showers & toilets (New code TBC) & Canteens (New CodeTBC) | - | - | - |  | m2 | - | 3 - INDUSTRIAL | David Grace | Jim Allen | #N/A | Option 1 | ERROR | 0% | 502.7682 | 360.9755 | 0% | 0% | 360.9755 | 0% | Price Book Data | P. Avo | VOA_GPN_GOV_UK\7243572 | 2021-09-17 | Low | - | Low | - | - | Copied to latest DCS. | NA | SPONS A&B | 2 | (BEAMS Note 2) Standard | - | - | 2 | FALSE
4072 | 42A06M | 9056 | 42A06M | Industrial Buildings | Uninsulated Buildings | Sheet Metal Cladding | over 20,000m2 | Eaves Height - 8.5m | Building Area only; Site strip vegetation; Strip foundations; Column bases; Insulated Concrete GF slab with DPM and Mesh,150 thick up to 10,000m2, 200mm thick over 10,000m2 GIA; Steel Portal frame with bolts and baseplates; Coated galvanised trapezoidal roof sheets with no insulation, on steel purlins; Roof lights; valley gutters; matching fascia and soffit; Rainwater downpipes and gutters; trapezoidal uninsulated wall system cladding on cladding rails; External roller shutter doors and personnel doors; Single phase electrics, lighting and power; Gas fuelled hot air burners; Underslab storm drainage from internal downpipes on building area greater than 1,000m2; | Location Adjustment Applicable (See Guidance Notes) - ERC = UK mean of 1.00 | (BEAMS Note 2) The ERC for this item should be added to all other rateable items on the hereditament (except land). Therefore the total of the ERC of the other Building Items and the P&M ERC (where applicable) to enable the correct contract size adjustment to be made. ERC of Building Component + ERC of P&M = Total ERC to which contract size adjustment should be applied. The appropriate % adjustment should be made in accordance with the scale for contract size adjustment specified under section 6 of the RCG 2023 Guidance notes. The currency ERC rates are set at £4m (Four Million Pounds) @ 1st April 2021 (AVD) for the RCG 2023 Publication. | The data consists of a typical Industrial shell. Works include the Industrial shell as described and includes works up to 1m perimeter to the building (1m wide paving slabs & foul/storm drainage), The cost include 2 no. personnel doors and roller shutters are included at 1 door up to 1,000m2 , 2 roller doors over 1,000m2 (GIA), and 4 roller doors over 5,000m2. Costs are for the shell only and do not include for internal rooms such as offices or toilets which should be added for seperately. See Variations for assistance. | - | - | - | - | - | Cavity Wall construction to lower walls should be added by measuring wall area at an E/O rate of £97m2(£5m2 less for uninsulated), single block walls are cost neutral. Additional roller shutter doors over and above the beacon specification at should be added at additonal cost of £ 232 each (4 x 4m) . Additional personnel doors over the assumed 2nr. - add £1,077 each. If no heating is present a deduction of £28m2 (GIA) should be made to the beacon cost. Internal offices (in Industrial complexes) should be added by reference to Cost Guide code series 42P04A -42P40V, Internal WC - 42P40W, amenity blocks - showers & toilets (New code TBC) & Canteens (New CodeTBC) | - | - | - |  | m2 | - | 3 - INDUSTRIAL | David Grace | Jim Allen | #N/A | Option 1 | ERROR | 0% | 503.9573 | 361.8293 | 0% | 0% | 361.8293 | 0% | Price Book Data | P. Avo | VOA_GPN_GOV_UK\7243572 | 2021-09-17 | Low | - | Low | - | - | Copied to latest DCS. | NA | SPONS A&B | 2 | (BEAMS Note 2) Standard | - | - | 2 | FALSE
4073 | 42A06N | 9057 | 42A06N | Industrial Buildings | Uninsulated Buildings | Sheet Metal Cladding | over 20,000m2 | Eaves Height - 9m | Building Area only; Site strip vegetation; Strip foundations; Column bases; Insulated Concrete GF slab with DPM and Mesh,150 thick up to 10,000m2, 200mm thick over 10,000m2 GIA; Steel Portal frame with bolts and baseplates; Coated galvanised trapezoidal roof sheets with no insulation, on steel purlins; Roof lights; valley gutters; matching fascia and soffit; Rainwater downpipes and gutters; trapezoidal uninsulated wall system cladding on cladding rails; External roller shutter doors and personnel doors; Single phase electrics, lighting and power; Gas fuelled hot air burners; Underslab storm drainage from internal downpipes on building area greater than 1,000m2; | Location Adjustment Applicable (See Guidance Notes) - ERC = UK mean of 1.00 | (BEAMS Note 2) The ERC for this item should be added to all other rateable items on the hereditament (except land). Therefore the total of the ERC of the other Building Items and the P&M ERC (where applicable) to enable the correct contract size adjustment to be made. ERC of Building Component + ERC of P&M = Total ERC to which contract size adjustment should be applied. The appropriate % adjustment should be made in accordance with the scale for contract size adjustment specified under section 6 of the RCG 2023 Guidance notes. The currency ERC rates are set at £4m (Four Million Pounds) @ 1st April 2021 (AVD) for the RCG 2023 Publication. | The data consists of a typical Industrial shell. Works include the Industrial shell as described and includes works up to 1m perimeter to the building (1m wide paving slabs & foul/storm drainage), The cost include 2 no. personnel doors and roller shutters are included at 1 door up to 1,000m2 , 2 roller doors over 1,000m2 (GIA), and 4 roller doors over 5,000m2. Costs are for the shell only and do not include for internal rooms such as offices or toilets which should be added for seperately. See Variations for assistance. | - | - | - | - | - | Cavity Wall construction to lower walls should be added by measuring wall area at an E/O rate of £97m2(£5m2 less for uninsulated), single block walls are cost neutral. Additional roller shutter doors over and above the beacon specification at should be added at additonal cost of £ 232 each (4 x 4m) . Additional personnel doors over the assumed 2nr. - add £1,077 each. If no heating is present a deduction of £28m2 (GIA) should be made to the beacon cost. Internal offices (in Industrial complexes) should be added by reference to Cost Guide code series 42P04A -42P40V, Internal WC - 42P40W, amenity blocks - showers & toilets (New code TBC) & Canteens (New CodeTBC) | - | - | - |  | m2 | - | 3 - INDUSTRIAL | David Grace | Jim Allen | #N/A | Option 1 | ERROR | 0% | 505.1464 | 362.683 | 0% | 0% | 362.683 | 0% | Price Book Data | P. Avo | VOA_GPN_GOV_UK\7243572 | 2021-09-17 | Low | - | Low | - | - | Copied to latest DCS. | NA | SPONS A&B | 2 | (BEAMS Note 2) Standard | - | - | 2 | FALSE
4074 | 42A06P | 9059 | 42A06P | Industrial Buildings | Uninsulated Buildings | Sheet Metal Cladding | over 20,000m2 | Eaves Height - 9.5m | Building Area only; Site strip vegetation; Strip foundations; Column bases; Insulated Concrete GF slab with DPM and Mesh,150 thick up to 10,000m2, 200mm thick over 10,000m2 GIA; Steel Portal frame with bolts and baseplates; Coated galvanised trapezoidal roof sheets with no insulation, on steel purlins; Roof lights; valley gutters; matching fascia and soffit; Rainwater downpipes and gutters; trapezoidal uninsulated wall system cladding on cladding rails; External roller shutter doors and personnel doors; Single phase electrics, lighting and power; Gas fuelled hot air burners; Underslab storm drainage from internal downpipes on building area greater than 1,000m2; | Location Adjustment Applicable (See Guidance Notes) - ERC = UK mean of 1.00 | (BEAMS Note 2) The ERC for this item should be added to all other rateable items on the hereditament (except land). Therefore the total of the ERC of the other Building Items and the P&M ERC (where applicable) to enable the correct contract size adjustment to be made. ERC of Building Component + ERC of P&M = Total ERC to which contract size adjustment should be applied. The appropriate % adjustment should be made in accordance with the scale for contract size adjustment specified under section 6 of the RCG 2023 Guidance notes. The currency ERC rates are set at £4m (Four Million Pounds) @ 1st April 2021 (AVD) for the RCG 2023 Publication. | The data consists of a typical Industrial shell. Works include the Industrial shell as described and includes works up to 1m perimeter to the building (1m wide paving slabs & foul/storm drainage), The cost include 2 no. personnel doors and roller shutters are included at 1 door up to 1,000m2 , 2 roller doors over 1,000m2 (GIA), and 4 roller doors over 5,000m2. Costs are for the shell only and do not include for internal rooms such as offices or toilets which should be added for seperately. See Variations for assistance. | - | - | - | - | - | Cavity Wall construction to lower walls should be added by measuring wall area at an E/O rate of £97m2(£5m2 less for uninsulated), single block walls are cost neutral. Additional roller shutter doors over and above the beacon specification at should be added at additonal cost of £ 232 each (4 x 4m) . Additional personnel doors over the assumed 2nr. - add £1,077 each. If no heating is present a deduction of £28m2 (GIA) should be made to the beacon cost. Internal offices (in Industrial complexes) should be added by reference to Cost Guide code series 42P04A -42P40V, Internal WC - 42P40W, amenity blocks - showers & toilets (New code TBC) & Canteens (New CodeTBC) | - | - | - |  | m2 | - | 3 - INDUSTRIAL | David Grace | Jim Allen | #N/A | Option 1 | ERROR | 0% | 506.3355 | 363.5368 | 0% | 0% | 363.5368 | 0% | Price Book Data | P. Avo | VOA_GPN_GOV_UK\7243572 | 2021-09-17 | Low | - | Low | - | - | Copied to latest DCS. | NA | SPONS A&B | 2 | (BEAMS Note 2) Standard | - | - | 2 | FALSE
4075 | 42A06Q | 9060 | 42A06Q | Industrial Buildings | Uninsulated Buildings | Sheet Metal Cladding | over 20,000m2 | Eaves Height - 10m | Building Area only; Site strip vegetation; Strip foundations; Column bases; Insulated Concrete GF slab with DPM and Mesh,150 thick up to 10,000m2, 200mm thick over 10,000m2 GIA; Steel Portal frame with bolts and baseplates; Coated galvanised trapezoidal roof sheets with no insulation, on steel purlins; Roof lights; valley gutters; matching fascia and soffit; Rainwater downpipes and gutters; trapezoidal uninsulated wall system cladding on cladding rails; External roller shutter doors and personnel doors; Single phase electrics, lighting and power; Gas fuelled hot air burners; Underslab storm drainage from internal downpipes on building area greater than 1,000m2; | Location Adjustment Applicable (See Guidance Notes) - ERC = UK mean of 1.00 | (BEAMS Note 2) The ERC for this item should be added to all other rateable items on the hereditament (except land). Therefore the total of the ERC of the other Building Items and the P&M ERC (where applicable) to enable the correct contract size adjustment to be made. ERC of Building Component + ERC of P&M = Total ERC to which contract size adjustment should be applied. The appropriate % adjustment should be made in accordance with the scale for contract size adjustment specified under section 6 of the RCG 2023 Guidance notes. The currency ERC rates are set at £4m (Four Million Pounds) @ 1st April 2021 (AVD) for the RCG 2023 Publication. | The data consists of a typical Industrial shell. Works include the Industrial shell as described and includes works up to 1m perimeter to the building (1m wide paving slabs & foul/storm drainage), The cost include 2 no. personnel doors and roller shutters are included at 1 door up to 1,000m2 , 2 roller doors over 1,000m2 (GIA), and 4 roller doors over 5,000m2. Costs are for the shell only and do not include for internal rooms such as offices or toilets which should be added for seperately. See Variations for assistance. | - | - | - | - | - | Cavity Wall construction to lower walls should be added by measuring wall area at an E/O rate of £97m2(£5m2 less for uninsulated), single block walls are cost neutral. Additional roller shutter doors over and above the beacon specification at should be added at additonal cost of £ 232 each (4 x 4m) . Additional personnel doors over the assumed 2nr. - add £1,077 each. If no heating is present a deduction of £28m2 (GIA) should be made to the beacon cost. Internal offices (in Industrial complexes) should be added by reference to Cost Guide code series 42P04A -42P40V, Internal WC - 42P40W, amenity blocks - showers & toilets (New code TBC) & Canteens (New CodeTBC) | - | - | - |  | m2 | - | 3 - INDUSTRIAL | David Grace | Jim Allen | #N/A | Option 1 | ERROR | 0% | 507.5246 | 364.3905 | 0% | 0% | 364.3905 | 0% | Price Book Data | P. Avo | VOA_GPN_GOV_UK\7243572 | 2021-09-17 | Low | - | Low | - | - | Copied to latest DCS. | NA | SPONS A&B | 2 | (BEAMS Note 2) Standard | - | - | 2 | FALSE
4076 | 41RR3G | 4960 | 41RR3G | Industrial Buildings | Uninsulated Buildings | Sheet Metal Cladding | 251 - 500m2 | Eaves Height - 36m | Building Area only; Site strip vegetation; Strip foundations; Column bases; Insulated Concrete GF slab with DPM and Mesh,150 thick up to 10,000m2, 200mm thick over 10,000m2 GIA; Steel Portal frame with bolts and baseplates; Coated galvanised trapezoidal roof sheets with no insulation, on steel purlins; Roof lights; valley gutters; matching fascia and soffit; Rainwater downpipes and gutters; trapezoidal uninsulated wall system cladding on cladding rails; External roller shutter doors and personnel doors; Single phase electrics, lighting and power; Gas fuelled hot air burners; Underslab storm drainage from internal downpipes on building area greater than 1,000m2; | Location Adjustment Applicable (See Guidance Notes) - ERC = UK mean of 1.00 | (BEAMS Note 2) The ERC for this item should be added to all other rateable items on the hereditament (except land). Therefore the total of the ERC of the other Building Items and the P&M ERC (where applicable) to enable the correct contract size adjustment to be made. ERC of Building Component + ERC of P&M = Total ERC to which contract size adjustment should be applied. The appropriate % adjustment should be made in accordance with the scale for contract size adjustment specified under section 6 of the RCG 2023 Guidance notes. The currency ERC rates are set at £4m (Four Million Pounds) @ 1st April 2021 (AVD) for the RCG 2023 Publication. | The data consists of a typical Industrial shell. Works include the Industrial shell as described and includes works up to 1m perimeter to the building (1m wide paving slabs & foul/storm drainage), The cost include 2 no. personnel doors and roller shutters are included at 1 door up to 1,000m2 , 2 roller doors over 1,000m2 (GIA), and 4 roller doors over 5,000m2. Costs are for the shell only and do not include for internal rooms such as offices or toilets which should be added for seperately. See Variations for assistance. | - | - | - | - | - | Cavity Wall construction to lower walls should be added by measuring wall area at an E/O rate of £97m2(£5m2 less for uninsulated), single block walls are cost neutral. Additional roller shutter doors over and above the beacon specification at should be added at additonal cost of £ 232 each (4 x 4m) . Additional personnel doors over the assumed 2nr. - add £1,077 each. If no heating is present a deduction of £28m2 (GIA) should be made to the beacon cost. Internal offices (in Industrial complexes) should be added by reference to Cost Guide code series 42P04A -42P40V, Internal WC - 42P40W, amenity blocks - showers & toilets (New code TBC) & Canteens (New CodeTBC) | - | - | - |  | m2 | - | 3 - INDUSTRIAL | David Grace | Jim Allen | 1055.601 | Option 1 | 1308.7385 | 23.98% | 1307.4349 | 938.707 | -11.07% | -28.27% | 938.707 | -11.07% | Price Book Data | P. Avo | VOA_GPN_GOV_UK\7243572 | 2021-09-20 | Low | - | Low | - | - | Copied to latest DCS. | NA | SPONS A&B | 2 | (BEAMS Note 2) Standard | - | - | 2 | FALSE
4077 | 41RR3H | 4961 | 41RR3H | Industrial Buildings | Uninsulated Buildings | Sheet Metal Cladding | 251 - 500m2 | Eaves Height - 37m | Building Area only; Site strip vegetation; Strip foundations; Column bases; Insulated Concrete GF slab with DPM and Mesh,150 thick up to 10,000m2, 200mm thick over 10,000m2 GIA; Steel Portal frame with bolts and baseplates; Coated galvanised trapezoidal roof sheets with no insulation, on steel purlins; Roof lights; valley gutters; matching fascia and soffit; Rainwater downpipes and gutters; trapezoidal uninsulated wall system cladding on cladding rails; External roller shutter doors and personnel doors; Single phase electrics, lighting and power; Gas fuelled hot air burners; Underslab storm drainage from internal downpipes on building area greater than 1,000m2; | Location Adjustment Applicable (See Guidance Notes) - ERC = UK mean of 1.00 | (BEAMS Note 2) The ERC for this item should be added to all other rateable items on the hereditament (except land). Therefore the total of the ERC of the other Building Items and the P&M ERC (where applicable) to enable the correct contract size adjustment to be made. ERC of Building Component + ERC of P&M = Total ERC to which contract size adjustment should be applied. The appropriate % adjustment should be made in accordance with the scale for contract size adjustment specified under section 6 of the RCG 2023 Guidance notes. The currency ERC rates are set at £4m (Four Million Pounds) @ 1st April 2021 (AVD) for the RCG 2023 Publication. | The data consists of a typical Industrial shell. Works include the Industrial shell as described and includes works up to 1m perimeter to the building (1m wide paving slabs & foul/storm drainage), The cost include 2 no. personnel doors and roller shutters are included at 1 door up to 1,000m2 , 2 roller doors over 1,000m2 (GIA), and 4 roller doors over 5,000m2. Costs are for the shell only and do not include for internal rooms such as offices or toilets which should be added for seperately. See Variations for assistance. | - | - | - | - | - | Cavity Wall construction to lower walls should be added by measuring wall area at an E/O rate of £97m2(£5m2 less for uninsulated), single block walls are cost neutral. Additional roller shutter doors over and above the beacon specification at should be added at additonal cost of £ 232 each (4 x 4m) . Additional personnel doors over the assumed 2nr. - add £1,077 each. If no heating is present a deduction of £28m2 (GIA) should be made to the beacon cost. Internal offices (in Industrial complexes) should be added by reference to Cost Guide code series 42P04A -42P40V, Internal WC - 42P40W, amenity blocks - showers & toilets (New code TBC) & Canteens (New CodeTBC) | - | - | - |  | m2 | - | 3 - INDUSTRIAL | David Grace | Jim Allen | 1082.51 | Option 1 | 1342.1004 | 23.98% | 1326.7276 | 952.5587 | -12% | -29.02% | 952.5587 | -12% | Price Book Data | P. Avo | VOA_GPN_GOV_UK\7243572 | 2021-09-20 | Low | - | Low | - | - | Copied to latest DCS. | NA | SPONS A&B | 2 | (BEAMS Note 2) Standard | - | - | 2 | FALSE
4078 | 41RR3J | 4962 | 41RR3J | Industrial Buildings | Uninsulated Buildings | Sheet Metal Cladding | 251 - 500m2 | Eaves Height - 38m | Building Area only; Site strip vegetation; Strip foundations; Column bases; Insulated Concrete GF slab with DPM and Mesh,150 thick up to 10,000m2, 200mm thick over 10,000m2 GIA; Steel Portal frame with bolts and baseplates; Coated galvanised trapezoidal roof sheets with no insulation, on steel purlins; Roof lights; valley gutters; matching fascia and soffit; Rainwater downpipes and gutters; trapezoidal uninsulated wall system cladding on cladding rails; External roller shutter doors and personnel doors; Single phase electrics, lighting and power; Gas fuelled hot air burners; Underslab storm drainage from internal downpipes on building area greater than 1,000m2; | Location Adjustment Applicable (See Guidance Notes) - ERC = UK mean of 1.00 | (BEAMS Note 2) The ERC for this item should be added to all other rateable items on the hereditament (except land). Therefore the total of the ERC of the other Building Items and the P&M ERC (where applicable) to enable the correct contract size adjustment to be made. ERC of Building Component + ERC of P&M = Total ERC to which contract size adjustment should be applied. The appropriate % adjustment should be made in accordance with the scale for contract size adjustment specified under section 6 of the RCG 2023 Guidance notes. The currency ERC rates are set at £4m (Four Million Pounds) @ 1st April 2021 (AVD) for the RCG 2023 Publication. | The data consists of a typical Industrial shell. Works include the Industrial shell as described and includes works up to 1m perimeter to the building (1m wide paving slabs & foul/storm drainage), The cost include 2 no. personnel doors and roller shutters are included at 1 door up to 1,000m2 , 2 roller doors over 1,000m2 (GIA), and 4 roller doors over 5,000m2. Costs are for the shell only and do not include for internal rooms such as offices or toilets which should be added for seperately. See Variations for assistance. | - | - | - | - | - | Cavity Wall construction to lower walls should be added by measuring wall area at an E/O rate of £97m2(£5m2 less for uninsulated), single block walls are cost neutral. Additional roller shutter doors over and above the beacon specification at should be added at additonal cost of £ 232 each (4 x 4m) . Additional personnel doors over the assumed 2nr. - add £1,077 each. If no heating is present a deduction of £28m2 (GIA) should be made to the beacon cost. Internal offices (in Industrial complexes) should be added by reference to Cost Guide code series 42P04A -42P40V, Internal WC - 42P40W, amenity blocks - showers & toilets (New code TBC) & Canteens (New CodeTBC) | - | - | - |  | m2 | - | 3 - INDUSTRIAL | David Grace | Jim Allen | 1109.419 | Option 1 | 1375.4622 | 23.98% | 1346.0203 | 966.4104 | -12.89% | -29.74% | 966.4104 | -12.89% | Price Book Data | P. Avo | VOA_GPN_GOV_UK\7243572 | 2021-09-20 | Low | - | Low | - | - | Copied to latest DCS. | NA | SPONS A&B | 2 | (BEAMS Note 2) Standard | - | - | 2 | FALSE
4079 | 41RR3K | 4963 | 41RR3K | Industrial Buildings | Uninsulated Buildings | Sheet Metal Cladding | 251 - 500m2 | Eaves Height - 39m | Building Area only; Site strip vegetation; Strip foundations; Column bases; Insulated Concrete GF slab with DPM and Mesh,150 thick up to 10,000m2, 200mm thick over 10,000m2 GIA; Steel Portal frame with bolts and baseplates; Coated galvanised trapezoidal roof sheets with no insulation, on steel purlins; Roof lights; valley gutters; matching fascia and soffit; Rainwater downpipes and gutters; trapezoidal uninsulated wall system cladding on cladding rails; External roller shutter doors and personnel doors; Single phase electrics, lighting and power; Gas fuelled hot air burners; Underslab storm drainage from internal downpipes on building area greater than 1,000m2; | Location Adjustment Applicable (See Guidance Notes) - ERC = UK mean of 1.00 | (BEAMS Note 2) The ERC for this item should be added to all other rateable items on the hereditament (except land). Therefore the total of the ERC of the other Building Items and the P&M ERC (where applicable) to enable the correct contract size adjustment to be made. ERC of Building Component + ERC of P&M = Total ERC to which contract size adjustment should be applied. The appropriate % adjustment should be made in accordance with the scale for contract size adjustment specified under section 6 of the RCG 2023 Guidance notes. The currency ERC rates are set at £4m (Four Million Pounds) @ 1st April 2021 (AVD) for the RCG 2023 Publication. | The data consists of a typical Industrial shell. Works include the Industrial shell as described and includes works up to 1m perimeter to the building (1m wide paving slabs & foul/storm drainage), The cost include 2 no. personnel doors and roller shutters are included at 1 door up to 1,000m2 , 2 roller doors over 1,000m2 (GIA), and 4 roller doors over 5,000m2. Costs are for the shell only and do not include for internal rooms such as offices or toilets which should be added for seperately. See Variations for assistance. | - | - | - | - | - | Cavity Wall construction to lower walls should be added by measuring wall area at an E/O rate of £97m2(£5m2 less for uninsulated), single block walls are cost neutral. Additional roller shutter doors over and above the beacon specification at should be added at additonal cost of £ 232 each (4 x 4m) . Additional personnel doors over the assumed 2nr. - add £1,077 each. If no heating is present a deduction of £28m2 (GIA) should be made to the beacon cost. Internal offices (in Industrial complexes) should be added by reference to Cost Guide code series 42P04A -42P40V, Internal WC - 42P40W, amenity blocks - showers & toilets (New code TBC) & Canteens (New CodeTBC) | - | - | - |  | m2 | - | 3 - INDUSTRIAL | David Grace | Jim Allen | 1136.328 | Option 1 | 1408.8241 | 23.98% | 1365.313 | 980.2621 | -13.73% | -30.42% | 980.2621 | -13.73% | Price Book Data | P. Avo | VOA_GPN_GOV_UK\7243572 | 2021-09-20 | Low | - | Low | - | - | Copied to latest DCS. | NA | SPONS A&B | 2 | (BEAMS Note 2) Standard | - | - | 2 | FALSE
4080 | 41RR3L | 4964 | 41RR3L | Industrial Buildings | Uninsulated Buildings | Sheet Metal Cladding | 251 - 500m2 | Eaves Height - 40m | Building Area only; Site strip vegetation; Strip foundations; Column bases; Insulated Concrete GF slab with DPM and Mesh,150 thick up to 10,000m2, 200mm thick over 10,000m2 GIA; Steel Portal frame with bolts and baseplates; Coated galvanised trapezoidal roof sheets with no insulation, on steel purlins; Roof lights; valley gutters; matching fascia and soffit; Rainwater downpipes and gutters; trapezoidal uninsulated wall system cladding on cladding rails; External roller shutter doors and personnel doors; Single phase electrics, lighting and power; Gas fuelled hot air burners; Underslab storm drainage from internal downpipes on building area greater than 1,000m2; | Location Adjustment Applicable (See Guidance Notes) - ERC = UK mean of 1.00 | (BEAMS Note 2) The ERC for this item should be added to all other rateable items on the hereditament (except land). Therefore the total of the ERC of the other Building Items and the P&M ERC (where applicable) to enable the correct contract size adjustment to be made. ERC of Building Component + ERC of P&M = Total ERC to which contract size adjustment should be applied. The appropriate % adjustment should be made in accordance with the scale for contract size adjustment specified under section 6 of the RCG 2023 Guidance notes. The currency ERC rates are set at £4m (Four Million Pounds) @ 1st April 2021 (AVD) for the RCG 2023 Publication. | The data consists of a typical Industrial shell. Works include the Industrial shell as described and includes works up to 1m perimeter to the building (1m wide paving slabs & foul/storm drainage), The cost include 2 no. personnel doors and roller shutters are included at 1 door up to 1,000m2 , 2 roller doors over 1,000m2 (GIA), and 4 roller doors over 5,000m2. Costs are for the shell only and do not include for internal rooms such as offices or toilets which should be added for seperately. See Variations for assistance. | - | - | - | - | - | Cavity Wall construction to lower walls should be added by measuring wall area at an E/O rate of £97m2(£5m2 less for uninsulated), single block walls are cost neutral. Additional roller shutter doors over and above the beacon specification at should be added at additonal cost of £ 232 each (4 x 4m) . Additional personnel doors over the assumed 2nr. - add £1,077 each. If no heating is present a deduction of £28m2 (GIA) should be made to the beacon cost. Internal offices (in Industrial complexes) should be added by reference to Cost Guide code series 42P04A -42P40V, Internal WC - 42P40W, amenity blocks - showers & toilets (New code TBC) & Canteens (New CodeTBC) | - | - | - |  | m2 | - | 3 - INDUSTRIAL | David Grace | Jim Allen | 1163.237 | Option 1 | 1442.186 | 23.98% | 1384.6057 | 994.1138 | -14.54% | -31.07% | 994.1138 | -14.54% | Price Book Data | P. Avo | VOA_GPN_GOV_UK\7243572 | 2021-09-20 | Low | - | Low | - | - | Copied to latest DCS. | NA | SPONS A&B | 2 | (BEAMS Note 2) Standard | - | - | 2 | FALSE
4081 | 41RR3M | 4965 | 41RR3M | Industrial Buildings | Uninsulated Buildings | Sheet Metal Cladding | 251 - 500m2 | Eaves Height - 41m | Building Area only; Site strip vegetation; Strip foundations; Column bases; Insulated Concrete GF slab with DPM and Mesh,150 thick up to 10,000m2, 200mm thick over 10,000m2 GIA; Steel Portal frame with bolts and baseplates; Coated galvanised trapezoidal roof sheets with no insulation, on steel purlins; Roof lights; valley gutters; matching fascia and soffit; Rainwater downpipes and gutters; trapezoidal uninsulated wall system cladding on cladding rails; External roller shutter doors and personnel doors; Single phase electrics, lighting and power; Gas fuelled hot air burners; Underslab storm drainage from internal downpipes on building area greater than 1,000m2; | Location Adjustment Applicable (See Guidance Notes) - ERC = UK mean of 1.00 | (BEAMS Note 2) The ERC for this item should be added to all other rateable items on the hereditament (except land). Therefore the total of the ERC of the other Building Items and the P&M ERC (where applicable) to enable the correct contract size adjustment to be made. ERC of Building Component + ERC of P&M = Total ERC to which contract size adjustment should be applied. The appropriate % adjustment should be made in accordance with the scale for contract size adjustment specified under section 6 of the RCG 2023 Guidance notes. The currency ERC rates are set at £4m (Four Million Pounds) @ 1st April 2021 (AVD) for the RCG 2023 Publication. | The data consists of a typical Industrial shell. Works include the Industrial shell as described and includes works up to 1m perimeter to the building (1m wide paving slabs & foul/storm drainage), The cost include 2 no. personnel doors and roller shutters are included at 1 door up to 1,000m2 , 2 roller doors over 1,000m2 (GIA), and 4 roller doors over 5,000m2. Costs are for the shell only and do not include for internal rooms such as offices or toilets which should be added for seperately. See Variations for assistance. | - | - | - | - | - | Cavity Wall construction to lower walls should be added by measuring wall area at an E/O rate of £97m2(£5m2 less for uninsulated), single block walls are cost neutral. Additional roller shutter doors over and above the beacon specification at should be added at additonal cost of £ 232 each (4 x 4m) . Additional personnel doors over the assumed 2nr. - add £1,077 each. If no heating is present a deduction of £28m2 (GIA) should be made to the beacon cost. Internal offices (in Industrial complexes) should be added by reference to Cost Guide code series 42P04A -42P40V, Internal WC - 42P40W, amenity blocks - showers & toilets (New code TBC) & Canteens (New CodeTBC) | - | - | - |  | m2 | - | 3 - INDUSTRIAL | David Grace | Jim Allen | 1190.146 | Option 1 | 1475.5478 | 23.98% | 1403.8983 | 1007.9654 | -15.31% | -31.69% | 1007.9654 | -15.31% | Price Book Data | P. Avo | VOA_GPN_GOV_UK\7243572 | 2021-09-20 | Low | - | Low | - | - | Copied to latest DCS. | NA | SPONS A&B | 2 | (BEAMS Note 2) Standard | - | - | 2 | FALSE
4082 | 41RR3N | 4966 | 41RR3N | Industrial Buildings | Uninsulated Buildings | Sheet Metal Cladding | 251 - 500m2 | Eaves Height - 42m | Building Area only; Site strip vegetation; Strip foundations; Column bases; Insulated Concrete GF slab with DPM and Mesh,150 thick up to 10,000m2, 200mm thick over 10,000m2 GIA; Steel Portal frame with bolts and baseplates; Coated galvanised trapezoidal roof sheets with no insulation, on steel purlins; Roof lights; valley gutters; matching fascia and soffit; Rainwater downpipes and gutters; trapezoidal uninsulated wall system cladding on cladding rails; External roller shutter doors and personnel doors; Single phase electrics, lighting and power; Gas fuelled hot air burners; Underslab storm drainage from internal downpipes on building area greater than 1,000m2; | Location Adjustment Applicable (See Guidance Notes) - ERC = UK mean of 1.00 | (BEAMS Note 2) The ERC for this item should be added to all other rateable items on the hereditament (except land). Therefore the total of the ERC of the other Building Items and the P&M ERC (where applicable) to enable the correct contract size adjustment to be made. ERC of Building Component + ERC of P&M = Total ERC to which contract size adjustment should be applied. The appropriate % adjustment should be made in accordance with the scale for contract size adjustment specified under section 6 of the RCG 2023 Guidance notes. The currency ERC rates are set at £4m (Four Million Pounds) @ 1st April 2021 (AVD) for the RCG 2023 Publication. | The data consists of a typical Industrial shell. Works include the Industrial shell as described and includes works up to 1m perimeter to the building (1m wide paving slabs & foul/storm drainage), The cost include 2 no. personnel doors and roller shutters are included at 1 door up to 1,000m2 , 2 roller doors over 1,000m2 (GIA), and 4 roller doors over 5,000m2. Costs are for the shell only and do not include for internal rooms such as offices or toilets which should be added for seperately. See Variations for assistance. | - | - | - | - | - | Cavity Wall construction to lower walls should be added by measuring wall area at an E/O rate of £97m2(£5m2 less for uninsulated), single block walls are cost neutral. Additional roller shutter doors over and above the beacon specification at should be added at additonal cost of £ 232 each (4 x 4m) . Additional personnel doors over the assumed 2nr. - add £1,077 each. If no heating is present a deduction of £28m2 (GIA) should be made to the beacon cost. Internal offices (in Industrial complexes) should be added by reference to Cost Guide code series 42P04A -42P40V, Internal WC - 42P40W, amenity blocks - showers & toilets (New code TBC) & Canteens (New CodeTBC) | - | - | - |  | m2 | - | 3 - INDUSTRIAL | David Grace | Jim Allen | 1217.0549 | Option 1 | 1508.9097 | 23.98% | 1423.191 | 1021.8171 | -16.04% | -32.28% | 1021.8171 | -16.04% | Price Book Data | P. Avo | VOA_GPN_GOV_UK\7243572 | 2021-09-20 | Low | - | Low | - | - | Copied to latest DCS. | NA | SPONS A&B | 2 | (BEAMS Note 2) Standard | - | - | 2 | FALSE
4083 | 41RR3P | 4967 | 41RR3P | Industrial Buildings | Uninsulated Buildings | Sheet Metal Cladding | 251 - 500m2 | Eaves Height - 43m | Building Area only; Site strip vegetation; Strip foundations; Column bases; Insulated Concrete GF slab with DPM and Mesh,150 thick up to 10,000m2, 200mm thick over 10,000m2 GIA; Steel Portal frame with bolts and baseplates; Coated galvanised trapezoidal roof sheets with no insulation, on steel purlins; Roof lights; valley gutters; matching fascia and soffit; Rainwater downpipes and gutters; trapezoidal uninsulated wall system cladding on cladding rails; External roller shutter doors and personnel doors; Single phase electrics, lighting and power; Gas fuelled hot air burners; Underslab storm drainage from internal downpipes on building area greater than 1,000m2; | Location Adjustment Applicable (See Guidance Notes) - ERC = UK mean of 1.00 | (BEAMS Note 2) The ERC for this item should be added to all other rateable items on the hereditament (except land). Therefore the total of the ERC of the other Building Items and the P&M ERC (where applicable) to enable the correct contract size adjustment to be made. ERC of Building Component + ERC of P&M = Total ERC to which contract size adjustment should be applied. The appropriate % adjustment should be made in accordance with the scale for contract size adjustment specified under section 6 of the RCG 2023 Guidance notes. The currency ERC rates are set at £4m (Four Million Pounds) @ 1st April 2021 (AVD) for the RCG 2023 Publication. | The data consists of a typical Industrial shell. Works include the Industrial shell as described and includes works up to 1m perimeter to the building (1m wide paving slabs & foul/storm drainage), The cost include 2 no. personnel doors and roller shutters are included at 1 door up to 1,000m2 , 2 roller doors over 1,000m2 (GIA), and 4 roller doors over 5,000m2. Costs are for the shell only and do not include for internal rooms such as offices or toilets which should be added for seperately. See Variations for assistance. | - | - | - | - | - | Cavity Wall construction to lower walls should be added by measuring wall area at an E/O rate of £97m2(£5m2 less for uninsulated), single block walls are cost neutral. Additional roller shutter doors over and above the beacon specification at should be added at additonal cost of £ 232 each (4 x 4m) . Additional personnel doors over the assumed 2nr. - add £1,077 each. If no heating is present a deduction of £28m2 (GIA) should be made to the beacon cost. Internal offices (in Industrial complexes) should be added by reference to Cost Guide code series 42P04A -42P40V, Internal WC - 42P40W, amenity blocks - showers & toilets (New code TBC) & Canteens (New CodeTBC) | - | - | - |  | m2 | - | 3 - INDUSTRIAL | David Grace | Jim Allen | 1243.9639 | Option 1 | 1542.2716 | 23.98% | 1442.4837 | 1035.6688 | -16.74% | -32.85% | 1035.6688 | -16.74% | Price Book Data | P. Avo | VOA_GPN_GOV_UK\7243572 | 2021-09-20 | Low | - | Low | - | - | Copied to latest DCS. | NA | SPONS A&B | 2 | (BEAMS Note 2) Standard | - | - | 2 | FALSE
4084 | 41RR3R | 4969 | 41RR3R | Industrial Buildings | Uninsulated Buildings | Sheet Metal Cladding | 251 - 500m2 | Eaves Height - 45m | Building Area only; Site strip vegetation; Strip foundations; Column bases; Insulated Concrete GF slab with DPM and Mesh,150 thick up to 10,000m2, 200mm thick over 10,000m2 GIA; Steel Portal frame with bolts and baseplates; Coated galvanised trapezoidal roof sheets with no insulation, on steel purlins; Roof lights; valley gutters; matching fascia and soffit; Rainwater downpipes and gutters; trapezoidal uninsulated wall system cladding on cladding rails; External roller shutter doors and personnel doors; Single phase electrics, lighting and power; Gas fuelled hot air burners; Underslab storm drainage from internal downpipes on building area greater than 1,000m2; | Location Adjustment Applicable (See Guidance Notes) - ERC = UK mean of 1.00 | (BEAMS Note 2) The ERC for this item should be added to all other rateable items on the hereditament (except land). Therefore the total of the ERC of the other Building Items and the P&M ERC (where applicable) to enable the correct contract size adjustment to be made. ERC of Building Component + ERC of P&M = Total ERC to which contract size adjustment should be applied. The appropriate % adjustment should be made in accordance with the scale for contract size adjustment specified under section 6 of the RCG 2023 Guidance notes. The currency ERC rates are set at £4m (Four Million Pounds) @ 1st April 2021 (AVD) for the RCG 2023 Publication. | The data consists of a typical Industrial shell. Works include the Industrial shell as described and includes works up to 1m perimeter to the building (1m wide paving slabs & foul/storm drainage), The cost include 2 no. personnel doors and roller shutters are included at 1 door up to 1,000m2 , 2 roller doors over 1,000m2 (GIA), and 4 roller doors over 5,000m2. Costs are for the shell only and do not include for internal rooms such as offices or toilets which should be added for seperately. See Variations for assistance. | - | - | - | - | - | Cavity Wall construction to lower walls should be added by measuring wall area at an E/O rate of £97m2(£5m2 less for uninsulated), single block walls are cost neutral. Additional roller shutter doors over and above the beacon specification at should be added at additonal cost of £ 232 each (4 x 4m) . Additional personnel doors over the assumed 2nr. - add £1,077 each. If no heating is present a deduction of £28m2 (GIA) should be made to the beacon cost. Internal offices (in Industrial complexes) should be added by reference to Cost Guide code series 42P04A -42P40V, Internal WC - 42P40W, amenity blocks - showers & toilets (New code TBC) & Canteens (New CodeTBC) | - | - | - |  | m2 | - | 3 - INDUSTRIAL | David Grace | Jim Allen | 1297.7819 | Option 1 | 1608.9953 | 23.98% | 1481.0691 | 1063.3722 | -18.06% | -33.91% | 1063.3722 | -18.06% | Price Book Data | P. Avo | VOA_GPN_GOV_UK\7243572 | 2021-09-20 | Low | - | Low | - | - | Copied to latest DCS. | NA | SPONS A&B | 2 | (BEAMS Note 2) Standard | - | - | 2 | FALSE
4085 | 41RR4G | 8647 | 41RR4G | Industrial Buildings | Uninsulated Buildings | Sheet Metal Cladding | 501 - 1,000m2 | Eaves Height - 36m | Building Area only; Site strip vegetation; Strip foundations; Column bases; Insulated Concrete GF slab with DPM and Mesh,150 thick up to 10,000m2, 200mm thick over 10,000m2 GIA; Steel Portal frame with bolts and baseplates; Coated galvanised trapezoidal roof sheets with no insulation, on steel purlins; Roof lights; valley gutters; matching fascia and soffit; Rainwater downpipes and gutters; trapezoidal uninsulated wall system cladding on cladding rails; External roller shutter doors and personnel doors; Single phase electrics, lighting and power; Gas fuelled hot air burners; Underslab storm drainage from internal downpipes on building area greater than 1,000m2; | Location Adjustment Applicable (See Guidance Notes) - ERC = UK mean of 1.00 | (BEAMS Note 2) The ERC for this item should be added to all other rateable items on the hereditament (except land). Therefore the total of the ERC of the other Building Items and the P&M ERC (where applicable) to enable the correct contract size adjustment to be made. ERC of Building Component + ERC of P&M = Total ERC to which contract size adjustment should be applied. The appropriate % adjustment should be made in accordance with the scale for contract size adjustment specified under section 6 of the RCG 2023 Guidance notes. The currency ERC rates are set at £4m (Four Million Pounds) @ 1st April 2021 (AVD) for the RCG 2023 Publication. | The data consists of a typical Industrial shell. Works include the Industrial shell as described and includes works up to 1m perimeter to the building (1m wide paving slabs & foul/storm drainage), The cost include 2 no. personnel doors and roller shutters are included at 1 door up to 1,000m2 , 2 roller doors over 1,000m2 (GIA), and 4 roller doors over 5,000m2. Costs are for the shell only and do not include for internal rooms such as offices or toilets which should be added for seperately. See Variations for assistance. | - | - | - | - | - | Cavity Wall construction to lower walls should be added by measuring wall area at an E/O rate of £97m2(£5m2 less for uninsulated), single block walls are cost neutral. Additional roller shutter doors over and above the beacon specification at should be added at additonal cost of £ 232 each (4 x 4m) . Additional personnel doors over the assumed 2nr. - add £1,077 each. If no heating is present a deduction of £28m2 (GIA) should be made to the beacon cost. Internal offices (in Industrial complexes) should be added by reference to Cost Guide code series 42P04A -42P40V, Internal WC - 42P40W, amenity blocks - showers & toilets (New code TBC) & Canteens (New CodeTBC) | - | - | - |  | m2 | - | 3 - INDUSTRIAL | David Grace | Jim Allen | 756.5269 | Option 1 | 937.9451 | 23.98% | 1018.662 | 731.375 | -3.325% | -22.02% | 731.375 | -3.325% | Price Book Data | P. Avo | VOA_GPN_GOV_UK\7243572 | 2021-09-17 | Low | - | Low | - | - | Copied to latest DCS. | NA | SPONS A&B | 2 | (BEAMS Note 2) Standard | - | - | 2 | FALSE
4086 | 41RR4H | 8783 | 41RR4H | Industrial Buildings | Uninsulated Buildings | Sheet Metal Cladding | 501 - 1,000m2 | Eaves Height - 37m | Building Area only; Site strip vegetation; Strip foundations; Column bases; Insulated Concrete GF slab with DPM and Mesh,150 thick up to 10,000m2, 200mm thick over 10,000m2 GIA; Steel Portal frame with bolts and baseplates; Coated galvanised trapezoidal roof sheets with no insulation, on steel purlins; Roof lights; valley gutters; matching fascia and soffit; Rainwater downpipes and gutters; trapezoidal uninsulated wall system cladding on cladding rails; External roller shutter doors and personnel doors; Single phase electrics, lighting and power; Gas fuelled hot air burners; Underslab storm drainage from internal downpipes on building area greater than 1,000m2; | Location Adjustment Applicable (See Guidance Notes) - ERC = UK mean of 1.00 | (BEAMS Note 2) The ERC for this item should be added to all other rateable items on the hereditament (except land). Therefore the total of the ERC of the other Building Items and the P&M ERC (where applicable) to enable the correct contract size adjustment to be made. ERC of Building Component + ERC of P&M = Total ERC to which contract size adjustment should be applied. The appropriate % adjustment should be made in accordance with the scale for contract size adjustment specified under section 6 of the RCG 2023 Guidance notes. The currency ERC rates are set at £4m (Four Million Pounds) @ 1st April 2021 (AVD) for the RCG 2023 Publication. | The data consists of a typical Industrial shell. Works include the Industrial shell as described and includes works up to 1m perimeter to the building (1m wide paving slabs & foul/storm drainage), The cost include 2 no. personnel doors and roller shutters are included at 1 door up to 1,000m2 , 2 roller doors over 1,000m2 (GIA), and 4 roller doors over 5,000m2. Costs are for the shell only and do not include for internal rooms such as offices or toilets which should be added for seperately. See Variations for assistance. | - | - | - | - | - | Cavity Wall construction to lower walls should be added by measuring wall area at an E/O rate of £97m2(£5m2 less for uninsulated), single block walls are cost neutral. Additional roller shutter doors over and above the beacon specification at should be added at additonal cost of £ 232 each (4 x 4m) . Additional personnel doors over the assumed 2nr. - add £1,077 each. If no heating is present a deduction of £28m2 (GIA) should be made to the beacon cost. Internal offices (in Industrial complexes) should be added by reference to Cost Guide code series 42P04A -42P40V, Internal WC - 42P40W, amenity blocks - showers & toilets (New code TBC) & Canteens (New CodeTBC) | - | - | - |  | m2 | - | 3 - INDUSTRIAL | David Grace | Jim Allen | 773.4411 | Option 1 | 958.9155 | 23.98% | 1031.4814 | 740.5789 | -4.249% | -22.77% | 740.5789 | -4.249% | Price Book Data | P. Avo | VOA_GPN_GOV_UK\7243572 | 2021-09-17 | Low | - | Low | - | - | Copied to latest DCS. | NA | SPONS A&B | 2 | (BEAMS Note 2) Standard | - | - | 2 | FALSE
4087 | 41RR4J | 8802 | 41RR4J | Industrial Buildings | Uninsulated Buildings | Sheet Metal Cladding | 501 - 1,000m2 | Eaves Height - 38m | Building Area only; Site strip vegetation; Strip foundations; Column bases; Insulated Concrete GF slab with DPM and Mesh,150 thick up to 10,000m2, 200mm thick over 10,000m2 GIA; Steel Portal frame with bolts and baseplates; Coated galvanised trapezoidal roof sheets with no insulation, on steel purlins; Roof lights; valley gutters; matching fascia and soffit; Rainwater downpipes and gutters; trapezoidal uninsulated wall system cladding on cladding rails; External roller shutter doors and personnel doors; Single phase electrics, lighting and power; Gas fuelled hot air burners; Underslab storm drainage from internal downpipes on building area greater than 1,000m2; | Location Adjustment Applicable (See Guidance Notes) - ERC = UK mean of 1.00 | (BEAMS Note 2) The ERC for this item should be added to all other rateable items on the hereditament (except land). Therefore the total of the ERC of the other Building Items and the P&M ERC (where applicable) to enable the correct contract size adjustment to be made. ERC of Building Component + ERC of P&M = Total ERC to which contract size adjustment should be applied. The appropriate % adjustment should be made in accordance with the scale for contract size adjustment specified under section 6 of the RCG 2023 Guidance notes. The currency ERC rates are set at £4m (Four Million Pounds) @ 1st April 2021 (AVD) for the RCG 2023 Publication. | The data consists of a typical Industrial shell. Works include the Industrial shell as described and includes works up to 1m perimeter to the building (1m wide paving slabs & foul/storm drainage), The cost include 2 no. personnel doors and roller shutters are included at 1 door up to 1,000m2 , 2 roller doors over 1,000m2 (GIA), and 4 roller doors over 5,000m2. Costs are for the shell only and do not include for internal rooms such as offices or toilets which should be added for seperately. See Variations for assistance. | - | - | - | - | - | Cavity Wall construction to lower walls should be added by measuring wall area at an E/O rate of £97m2(£5m2 less for uninsulated), single block walls are cost neutral. Additional roller shutter doors over and above the beacon specification at should be added at additonal cost of £ 232 each (4 x 4m) . Additional personnel doors over the assumed 2nr. - add £1,077 each. If no heating is present a deduction of £28m2 (GIA) should be made to the beacon cost. Internal offices (in Industrial complexes) should be added by reference to Cost Guide code series 42P04A -42P40V, Internal WC - 42P40W, amenity blocks - showers & toilets (New code TBC) & Canteens (New CodeTBC) | - | - | - |  | m2 | - | 3 - INDUSTRIAL | David Grace | Jim Allen | 791.1242 | Option 1 | 980.839 | 23.98% | 1044.3007 | 749.7829 | -5.226% | -23.56% | 749.7829 | -5.226% | Price Book Data | P. Avo | VOA_GPN_GOV_UK\7243572 | 2021-09-17 | Low | - | Low | - | - | Copied to latest DCS. | NA | SPONS A&B | 2 | (BEAMS Note 2) Standard | - | - | 2 | FALSE
4088 | 41RR4K | 5565 | 41RR4K | Industrial Buildings | Uninsulated Buildings | Sheet Metal Cladding | 501 - 1,000m2 | Eaves Height - 39m | Building Area only; Site strip vegetation; Strip foundations; Column bases; Insulated Concrete GF slab with DPM and Mesh,150 thick up to 10,000m2, 200mm thick over 10,000m2 GIA; Steel Portal frame with bolts and baseplates; Coated galvanised trapezoidal roof sheets with no insulation, on steel purlins; Roof lights; valley gutters; matching fascia and soffit; Rainwater downpipes and gutters; trapezoidal uninsulated wall system cladding on cladding rails; External roller shutter doors and personnel doors; Single phase electrics, lighting and power; Gas fuelled hot air burners; Underslab storm drainage from internal downpipes on building area greater than 1,000m2; | Location Adjustment Applicable (See Guidance Notes) - ERC = UK mean of 1.00 | (BEAMS Note 2) The ERC for this item should be added to all other rateable items on the hereditament (except land). Therefore the total of the ERC of the other Building Items and the P&M ERC (where applicable) to enable the correct contract size adjustment to be made. ERC of Building Component + ERC of P&M = Total ERC to which contract size adjustment should be applied. The appropriate % adjustment should be made in accordance with the scale for contract size adjustment specified under section 6 of the RCG 2023 Guidance notes. The currency ERC rates are set at £4m (Four Million Pounds) @ 1st April 2021 (AVD) for the RCG 2023 Publication. | The data consists of a typical Industrial shell. Works include the Industrial shell as described and includes works up to 1m perimeter to the building (1m wide paving slabs & foul/storm drainage), The cost include 2 no. personnel doors and roller shutters are included at 1 door up to 1,000m2 , 2 roller doors over 1,000m2 (GIA), and 4 roller doors over 5,000m2. Costs are for the shell only and do not include for internal rooms such as offices or toilets which should be added for seperately. See Variations for assistance. | - | - | - | - | - | Cavity Wall construction to lower walls should be added by measuring wall area at an E/O rate of £97m2(£5m2 less for uninsulated), single block walls are cost neutral. Additional roller shutter doors over and above the beacon specification at should be added at additonal cost of £ 232 each (4 x 4m) . Additional personnel doors over the assumed 2nr. - add £1,077 each. If no heating is present a deduction of £28m2 (GIA) should be made to the beacon cost. Internal offices (in Industrial complexes) should be added by reference to Cost Guide code series 42P04A -42P40V, Internal WC - 42P40W, amenity blocks - showers & toilets (New code TBC) & Canteens (New CodeTBC) | - | - | - |  | m2 | - | 3 - INDUSTRIAL | David Grace | Jim Allen | 808.0384 | Option 1 | 1001.8093 | 23.98% | 1057.12 | 758.9869 | -6.07% | -24.24% | 758.9869 | -6.07% | Price Book Data | P. Avo | VOA_GPN_GOV_UK\7243572 | 2021-09-17 | Low | - | Low | - | - | Copied to latest DCS. | NA | SPONS A&B | 2 | (BEAMS Note 2) Standard | - | - | 2 | FALSE
4089 | 41RR4L | 5078 | 41RR4L | Industrial Buildings | Uninsulated Buildings | Sheet Metal Cladding | 501 - 1,000m2 | Eaves Height - 40m | Building Area only; Site strip vegetation; Strip foundations; Column bases; Insulated Concrete GF slab with DPM and Mesh,150 thick up to 10,000m2, 200mm thick over 10,000m2 GIA; Steel Portal frame with bolts and baseplates; Coated galvanised trapezoidal roof sheets with no insulation, on steel purlins; Roof lights; valley gutters; matching fascia and soffit; Rainwater downpipes and gutters; trapezoidal uninsulated wall system cladding on cladding rails; External roller shutter doors and personnel doors; Single phase electrics, lighting and power; Gas fuelled hot air burners; Underslab storm drainage from internal downpipes on building area greater than 1,000m2; | Location Adjustment Applicable (See Guidance Notes) - ERC = UK mean of 1.00 | (BEAMS Note 2) The ERC for this item should be added to all other rateable items on the hereditament (except land). Therefore the total of the ERC of the other Building Items and the P&M ERC (where applicable) to enable the correct contract size adjustment to be made. ERC of Building Component + ERC of P&M = Total ERC to which contract size adjustment should be applied. The appropriate % adjustment should be made in accordance with the scale for contract size adjustment specified under section 6 of the RCG 2023 Guidance notes. The currency ERC rates are set at £4m (Four Million Pounds) @ 1st April 2021 (AVD) for the RCG 2023 Publication. | The data consists of a typical Industrial shell. Works include the Industrial shell as described and includes works up to 1m perimeter to the building (1m wide paving slabs & foul/storm drainage), The cost include 2 no. personnel doors and roller shutters are included at 1 door up to 1,000m2 , 2 roller doors over 1,000m2 (GIA), and 4 roller doors over 5,000m2. Costs are for the shell only and do not include for internal rooms such as offices or toilets which should be added for seperately. See Variations for assistance. | - | - | - | - | - | Cavity Wall construction to lower walls should be added by measuring wall area at an E/O rate of £97m2(£5m2 less for uninsulated), single block walls are cost neutral. Additional roller shutter doors over and above the beacon specification at should be added at additonal cost of £ 232 each (4 x 4m) . Additional personnel doors over the assumed 2nr. - add £1,077 each. If no heating is present a deduction of £28m2 (GIA) should be made to the beacon cost. Internal offices (in Industrial complexes) should be added by reference to Cost Guide code series 42P04A -42P40V, Internal WC - 42P40W, amenity blocks - showers & toilets (New code TBC) & Canteens (New CodeTBC) | - | - | - |  | m2 | - | 3 - INDUSTRIAL | David Grace | Jim Allen | 825.7214 | Option 1 | 1023.7328 | 23.98% | 1069.9394 | 768.1909 | -6.967% | -24.96% | 768.1909 | -6.967% | Price Book Data | P. Avo | VOA_GPN_GOV_UK\7243572 | 2021-09-17 | Low | - | Low | - | - | Copied to latest DCS. | NA | SPONS A&B | 2 | (BEAMS Note 2) Standard | - | - | 2 | FALSE
4090 | 41RR4M | 3636 | 41RR4M | Industrial Buildings | Uninsulated Buildings | Sheet Metal Cladding | 501 - 1,000m2 | Eaves Height - 41m | Building Area only; Site strip vegetation; Strip foundations; Column bases; Insulated Concrete GF slab with DPM and Mesh,150 thick up to 10,000m2, 200mm thick over 10,000m2 GIA; Steel Portal frame with bolts and baseplates; Coated galvanised trapezoidal roof sheets with no insulation, on steel purlins; Roof lights; valley gutters; matching fascia and soffit; Rainwater downpipes and gutters; trapezoidal uninsulated wall system cladding on cladding rails; External roller shutter doors and personnel doors; Single phase electrics, lighting and power; Gas fuelled hot air burners; Underslab storm drainage from internal downpipes on building area greater than 1,000m2; | Location Adjustment Applicable (See Guidance Notes) - ERC = UK mean of 1.00 | (BEAMS Note 2) The ERC for this item should be added to all other rateable items on the hereditament (except land). Therefore the total of the ERC of the other Building Items and the P&M ERC (where applicable) to enable the correct contract size adjustment to be made. ERC of Building Component + ERC of P&M = Total ERC to which contract size adjustment should be applied. The appropriate % adjustment should be made in accordance with the scale for contract size adjustment specified under section 6 of the RCG 2023 Guidance notes. The currency ERC rates are set at £4m (Four Million Pounds) @ 1st April 2021 (AVD) for the RCG 2023 Publication. | The data consists of a typical Industrial shell. Works include the Industrial shell as described and includes works up to 1m perimeter to the building (1m wide paving slabs & foul/storm drainage), The cost include 2 no. personnel doors and roller shutters are included at 1 door up to 1,000m2 , 2 roller doors over 1,000m2 (GIA), and 4 roller doors over 5,000m2. Costs are for the shell only and do not include for internal rooms such as offices or toilets which should be added for seperately. See Variations for assistance. | - | - | - | - | - | Cavity Wall construction to lower walls should be added by measuring wall area at an E/O rate of £97m2(£5m2 less for uninsulated), single block walls are cost neutral. Additional roller shutter doors over and above the beacon specification at should be added at additonal cost of £ 232 each (4 x 4m) . Additional personnel doors over the assumed 2nr. - add £1,077 each. If no heating is present a deduction of £28m2 (GIA) should be made to the beacon cost. Internal offices (in Industrial complexes) should be added by reference to Cost Guide code series 42P04A -42P40V, Internal WC - 42P40W, amenity blocks - showers & toilets (New code TBC) & Canteens (New CodeTBC) | - | - | - |  | m2 | - | 3 - INDUSTRIAL | David Grace | Jim Allen | 842.6356 | Option 1 | 1044.7031 | 23.98% | 1082.7587 | 777.3948 | -7.742% | -25.59% | 777.3948 | -7.742% | Price Book Data | P. Avo | VOA_GPN_GOV_UK\7243572 | 2021-09-17 | Low | - | Low | - | - | Copied to latest DCS. | NA | SPONS A&B | 2 | (BEAMS Note 2) Standard | - | - | 2 | FALSE
4091 | 41RR4N | 8725 | 41RR4N | Industrial Buildings | Uninsulated Buildings | Sheet Metal Cladding | 501 - 1,000m2 | Eaves Height - 42m | Building Area only; Site strip vegetation; Strip foundations; Column bases; Insulated Concrete GF slab with DPM and Mesh,150 thick up to 10,000m2, 200mm thick over 10,000m2 GIA; Steel Portal frame with bolts and baseplates; Coated galvanised trapezoidal roof sheets with no insulation, on steel purlins; Roof lights; valley gutters; matching fascia and soffit; Rainwater downpipes and gutters; trapezoidal uninsulated wall system cladding on cladding rails; External roller shutter doors and personnel doors; Single phase electrics, lighting and power; Gas fuelled hot air burners; Underslab storm drainage from internal downpipes on building area greater than 1,000m2; | Location Adjustment Applicable (See Guidance Notes) - ERC = UK mean of 1.00 | (BEAMS Note 2) The ERC for this item should be added to all other rateable items on the hereditament (except land). Therefore the total of the ERC of the other Building Items and the P&M ERC (where applicable) to enable the correct contract size adjustment to be made. ERC of Building Component + ERC of P&M = Total ERC to which contract size adjustment should be applied. The appropriate % adjustment should be made in accordance with the scale for contract size adjustment specified under section 6 of the RCG 2023 Guidance notes. The currency ERC rates are set at £4m (Four Million Pounds) @ 1st April 2021 (AVD) for the RCG 2023 Publication. | The data consists of a typical Industrial shell. Works include the Industrial shell as described and includes works up to 1m perimeter to the building (1m wide paving slabs & foul/storm drainage), The cost include 2 no. personnel doors and roller shutters are included at 1 door up to 1,000m2 , 2 roller doors over 1,000m2 (GIA), and 4 roller doors over 5,000m2. Costs are for the shell only and do not include for internal rooms such as offices or toilets which should be added for seperately. See Variations for assistance. | - | - | - | - | - | Cavity Wall construction to lower walls should be added by measuring wall area at an E/O rate of £97m2(£5m2 less for uninsulated), single block walls are cost neutral. Additional roller shutter doors over and above the beacon specification at should be added at additonal cost of £ 232 each (4 x 4m) . Additional personnel doors over the assumed 2nr. - add £1,077 each. If no heating is present a deduction of £28m2 (GIA) should be made to the beacon cost. Internal offices (in Industrial complexes) should be added by reference to Cost Guide code series 42P04A -42P40V, Internal WC - 42P40W, amenity blocks - showers & toilets (New code TBC) & Canteens (New CodeTBC) | - | - | - |  | m2 | - | 3 - INDUSTRIAL | David Grace | Jim Allen | 860.3187 | Option 1 | 1066.6266 | 23.98% | 1095.578 | 786.5988 | -8.569% | -26.25% | 786.5988 | -8.569% | Price Book Data | P. Avo | VOA_GPN_GOV_UK\7243572 | 2021-09-17 | Low | - | Low | - | - | Copied to latest DCS. | NA | SPONS A&B | 2 | (BEAMS Note 2) Standard | - | - | 2 | FALSE
4092 | 41RR4P | 8803 | 41RR4P | Industrial Buildings | Uninsulated Buildings | Sheet Metal Cladding | 501 - 1,000m2 | Eaves Height - 43m | Building Area only; Site strip vegetation; Strip foundations; Column bases; Insulated Concrete GF slab with DPM and Mesh,150 thick up to 10,000m2, 200mm thick over 10,000m2 GIA; Steel Portal frame with bolts and baseplates; Coated galvanised trapezoidal roof sheets with no insulation, on steel purlins; Roof lights; valley gutters; matching fascia and soffit; Rainwater downpipes and gutters; trapezoidal uninsulated wall system cladding on cladding rails; External roller shutter doors and personnel doors; Single phase electrics, lighting and power; Gas fuelled hot air burners; Underslab storm drainage from internal downpipes on building area greater than 1,000m2; | Location Adjustment Applicable (See Guidance Notes) - ERC = UK mean of 1.00 | (BEAMS Note 2) The ERC for this item should be added to all other rateable items on the hereditament (except land). Therefore the total of the ERC of the other Building Items and the P&M ERC (where applicable) to enable the correct contract size adjustment to be made. ERC of Building Component + ERC of P&M = Total ERC to which contract size adjustment should be applied. The appropriate % adjustment should be made in accordance with the scale for contract size adjustment specified under section 6 of the RCG 2023 Guidance notes. The currency ERC rates are set at £4m (Four Million Pounds) @ 1st April 2021 (AVD) for the RCG 2023 Publication. | The data consists of a typical Industrial shell. Works include the Industrial shell as described and includes works up to 1m perimeter to the building (1m wide paving slabs & foul/storm drainage), The cost include 2 no. personnel doors and roller shutters are included at 1 door up to 1,000m2 , 2 roller doors over 1,000m2 (GIA), and 4 roller doors over 5,000m2. Costs are for the shell only and do not include for internal rooms such as offices or toilets which should be added for seperately. See Variations for assistance. | - | - | - | - | - | Cavity Wall construction to lower walls should be added by measuring wall area at an E/O rate of £97m2(£5m2 less for uninsulated), single block walls are cost neutral. Additional roller shutter doors over and above the beacon specification at should be added at additonal cost of £ 232 each (4 x 4m) . Additional personnel doors over the assumed 2nr. - add £1,077 each. If no heating is present a deduction of £28m2 (GIA) should be made to the beacon cost. Internal offices (in Industrial complexes) should be added by reference to Cost Guide code series 42P04A -42P40V, Internal WC - 42P40W, amenity blocks - showers & toilets (New code TBC) & Canteens (New CodeTBC) | - | - | - |  | m2 | - | 3 - INDUSTRIAL | David Grace | Jim Allen | 877.2329 | Option 1 | 1087.597 | 23.98% | 1108.3974 | 795.8028 | -9.283% | -26.83% | 795.8028 | -9.283% | Price Book Data | P. Avo | VOA_GPN_GOV_UK\7243572 | 2021-09-17 | Low | - | Low | - | - | Copied to latest DCS. | NA | SPONS A&B | 2 | (BEAMS Note 2) Standard | - | - | 2 | FALSE
4093 | 41RR4R | 4938 | 41RR4R | Industrial Buildings | Uninsulated Buildings | Sheet Metal Cladding | 501 - 1,000m2 | Eaves Height - 45m | Building Area only; Site strip vegetation; Strip foundations; Column bases; Insulated Concrete GF slab with DPM and Mesh,150 thick up to 10,000m2, 200mm thick over 10,000m2 GIA; Steel Portal frame with bolts and baseplates; Coated galvanised trapezoidal roof sheets with no insulation, on steel purlins; Roof lights; valley gutters; matching fascia and soffit; Rainwater downpipes and gutters; trapezoidal uninsulated wall system cladding on cladding rails; External roller shutter doors and personnel doors; Single phase electrics, lighting and power; Gas fuelled hot air burners; Underslab storm drainage from internal downpipes on building area greater than 1,000m2; | Location Adjustment Applicable (See Guidance Notes) - ERC = UK mean of 1.00 | (BEAMS Note 2) The ERC for this item should be added to all other rateable items on the hereditament (except land). Therefore the total of the ERC of the other Building Items and the P&M ERC (where applicable) to enable the correct contract size adjustment to be made. ERC of Building Component + ERC of P&M = Total ERC to which contract size adjustment should be applied. The appropriate % adjustment should be made in accordance with the scale for contract size adjustment specified under section 6 of the RCG 2023 Guidance notes. The currency ERC rates are set at £4m (Four Million Pounds) @ 1st April 2021 (AVD) for the RCG 2023 Publication. | The data consists of a typical Industrial shell. Works include the Industrial shell as described and includes works up to 1m perimeter to the building (1m wide paving slabs & foul/storm drainage), The cost include 2 no. personnel doors and roller shutters are included at 1 door up to 1,000m2 , 2 roller doors over 1,000m2 (GIA), and 4 roller doors over 5,000m2. Costs are for the shell only and do not include for internal rooms such as offices or toilets which should be added for seperately. See Variations for assistance. | - | - | - | - | - | Cavity Wall construction to lower walls should be added by measuring wall area at an E/O rate of £97m2(£5m2 less for uninsulated), single block walls are cost neutral. Additional roller shutter doors over and above the beacon specification at should be added at additonal cost of £ 232 each (4 x 4m) . Additional personnel doors over the assumed 2nr. - add £1,077 each. If no heating is present a deduction of £28m2 (GIA) should be made to the beacon cost. Internal offices (in Industrial complexes) should be added by reference to Cost Guide code series 42P04A -42P40V, Internal WC - 42P40W, amenity blocks - showers & toilets (New code TBC) & Canteens (New CodeTBC) | - | - | - |  | m2 | - | 3 - INDUSTRIAL | David Grace | Jim Allen | 911.8302 | Option 1 | 1130.4908 | 23.98% | 1134.036 | 814.2107 | -10.71% | -27.98% | 814.2107 | -10.71% | Price Book Data | P. Avo | VOA_GPN_GOV_UK\7243572 | 2021-09-17 | Low | - | Low | - | - | Copied to latest DCS. | NA | SPONS A&B | 2 | (BEAMS Note 2) Standard | - | - | 2 | FALSE
4094 | 41RR6G | 4977 | 41RR6G | Industrial Buildings | Uninsulated Buildings | Sheet Metal Cladding | 1,001 - 5,000m2 | Eaves Height - 36m | Building Area only; Site strip vegetation; Strip foundations; Column bases; Insulated Concrete GF slab with DPM and Mesh,150 thick up to 10,000m2, 200mm thick over 10,000m2 GIA; Steel Portal frame with bolts and baseplates; Coated galvanised trapezoidal roof sheets with no insulation, on steel purlins; Roof lights; valley gutters; matching fascia and soffit; Rainwater downpipes and gutters; trapezoidal uninsulated wall system cladding on cladding rails; External roller shutter doors and personnel doors; Single phase electrics, lighting and power; Gas fuelled hot air burners; Underslab storm drainage from internal downpipes on building area greater than 1,000m2; | Location Adjustment Applicable (See Guidance Notes) - ERC = UK mean of 1.00 | (BEAMS Note 2) The ERC for this item should be added to all other rateable items on the hereditament (except land). Therefore the total of the ERC of the other Building Items and the P&M ERC (where applicable) to enable the correct contract size adjustment to be made. ERC of Building Component + ERC of P&M = Total ERC to which contract size adjustment should be applied. The appropriate % adjustment should be made in accordance with the scale for contract size adjustment specified under section 6 of the RCG 2023 Guidance notes. The currency ERC rates are set at £4m (Four Million Pounds) @ 1st April 2021 (AVD) for the RCG 2023 Publication. | The data consists of a typical Industrial shell. Works include the Industrial shell as described and includes works up to 1m perimeter to the building (1m wide paving slabs & foul/storm drainage), The cost include 2 no. personnel doors and roller shutters are included at 1 door up to 1,000m2 , 2 roller doors over 1,000m2 (GIA), and 4 roller doors over 5,000m2. Costs are for the shell only and do not include for internal rooms such as offices or toilets which should be added for seperately. See Variations for assistance. | - | - | - | - | - | Cavity Wall construction to lower walls should be added by measuring wall area at an E/O rate of £97m2(£5m2 less for uninsulated), single block walls are cost neutral. Additional roller shutter doors over and above the beacon specification at should be added at additonal cost of £ 232 each (4 x 4m) . Additional personnel doors over the assumed 2nr. - add £1,077 each. If no heating is present a deduction of £28m2 (GIA) should be made to the beacon cost. Internal offices (in Industrial complexes) should be added by reference to Cost Guide code series 42P04A -42P40V, Internal WC - 42P40W, amenity blocks - showers & toilets (New code TBC) & Canteens (New CodeTBC) | - | - | - |  | m2 | - | 3 - INDUSTRIAL | David Grace | Jim Allen | 494.3565 | Option 1 | 612.9052 | 23.98% | 810.6642 | 582.0375 | 17.74% | -5.036% | 582.0375 | 17.74% | Price Book Data | P. Avo | VOA_GPN_GOV_UK\7243572 | 2021-09-20 | Low | - | Low | - | - | Copied to latest DCS. | NA | SPONS A&B | 2 | (BEAMS Note 2) Standard | - | - | 2 | FALSE
4095 | 41RR6H | 4978 | 41RR6H | Industrial Buildings | Uninsulated Buildings | Sheet Metal Cladding | 1,001 - 5,000m2 | Eaves Height - 37m | Building Area only; Site strip vegetation; Strip foundations; Column bases; Insulated Concrete GF slab with DPM and Mesh,150 thick up to 10,000m2, 200mm thick over 10,000m2 GIA; Steel Portal frame with bolts and baseplates; Coated galvanised trapezoidal roof sheets with no insulation, on steel purlins; Roof lights; valley gutters; matching fascia and soffit; Rainwater downpipes and gutters; trapezoidal uninsulated wall system cladding on cladding rails; External roller shutter doors and personnel doors; Single phase electrics, lighting and power; Gas fuelled hot air burners; Underslab storm drainage from internal downpipes on building area greater than 1,000m2; | Location Adjustment Applicable (See Guidance Notes) - ERC = UK mean of 1.00 | (BEAMS Note 2) The ERC for this item should be added to all other rateable items on the hereditament (except land). Therefore the total of the ERC of the other Building Items and the P&M ERC (where applicable) to enable the correct contract size adjustment to be made. ERC of Building Component + ERC of P&M = Total ERC to which contract size adjustment should be applied. The appropriate % adjustment should be made in accordance with the scale for contract size adjustment specified under section 6 of the RCG 2023 Guidance notes. The currency ERC rates are set at £4m (Four Million Pounds) @ 1st April 2021 (AVD) for the RCG 2023 Publication. | The data consists of a typical Industrial shell. Works include the Industrial shell as described and includes works up to 1m perimeter to the building (1m wide paving slabs & foul/storm drainage), The cost include 2 no. personnel doors and roller shutters are included at 1 door up to 1,000m2 , 2 roller doors over 1,000m2 (GIA), and 4 roller doors over 5,000m2. Costs are for the shell only and do not include for internal rooms such as offices or toilets which should be added for seperately. See Variations for assistance. | - | - | - | - | - | Cavity Wall construction to lower walls should be added by measuring wall area at an E/O rate of £97m2(£5m2 less for uninsulated), single block walls are cost neutral. Additional roller shutter doors over and above the beacon specification at should be added at additonal cost of £ 232 each (4 x 4m) . Additional personnel doors over the assumed 2nr. - add £1,077 each. If no heating is present a deduction of £28m2 (GIA) should be made to the beacon cost. Internal offices (in Industrial complexes) should be added by reference to Cost Guide code series 42P04A -42P40V, Internal WC - 42P40W, amenity blocks - showers & toilets (New code TBC) & Canteens (New CodeTBC) | - | - | - |  | m2 | - | 3 - INDUSTRIAL | David Grace | Jim Allen | 503.5824 | Option 1 | 624.3436 | 23.98% | 817.5701 | 586.9958 | 16.56% | -5.982% | 586.9958 | 16.56% | Price Book Data | P. Avo | VOA_GPN_GOV_UK\7243572 | 2021-09-20 | Low | - | Low | - | - | Copied to latest DCS. | NA | SPONS A&B | 2 | (BEAMS Note 2) Standard | - | - | 2 | FALSE
4096 | 41RR6J | 4979 | 41RR6J | Industrial Buildings | Uninsulated Buildings | Sheet Metal Cladding | 1,001 - 5,000m2 | Eaves Height - 38m | Building Area only; Site strip vegetation; Strip foundations; Column bases; Insulated Concrete GF slab with DPM and Mesh,150 thick up to 10,000m2, 200mm thick over 10,000m2 GIA; Steel Portal frame with bolts and baseplates; Coated galvanised trapezoidal roof sheets with no insulation, on steel purlins; Roof lights; valley gutters; matching fascia and soffit; Rainwater downpipes and gutters; trapezoidal uninsulated wall system cladding on cladding rails; External roller shutter doors and personnel doors; Single phase electrics, lighting and power; Gas fuelled hot air burners; Underslab storm drainage from internal downpipes on building area greater than 1,000m2; | Location Adjustment Applicable (See Guidance Notes) - ERC = UK mean of 1.00 | (BEAMS Note 2) The ERC for this item should be added to all other rateable items on the hereditament (except land). Therefore the total of the ERC of the other Building Items and the P&M ERC (where applicable) to enable the correct contract size adjustment to be made. ERC of Building Component + ERC of P&M = Total ERC to which contract size adjustment should be applied. The appropriate % adjustment should be made in accordance with the scale for contract size adjustment specified under section 6 of the RCG 2023 Guidance notes. The currency ERC rates are set at £4m (Four Million Pounds) @ 1st April 2021 (AVD) for the RCG 2023 Publication. | The data consists of a typical Industrial shell. Works include the Industrial shell as described and includes works up to 1m perimeter to the building (1m wide paving slabs & foul/storm drainage), The cost include 2 no. personnel doors and roller shutters are included at 1 door up to 1,000m2 , 2 roller doors over 1,000m2 (GIA), and 4 roller doors over 5,000m2. Costs are for the shell only and do not include for internal rooms such as offices or toilets which should be added for seperately. See Variations for assistance. | - | - | - | - | - | Cavity Wall construction to lower walls should be added by measuring wall area at an E/O rate of £97m2(£5m2 less for uninsulated), single block walls are cost neutral. Additional roller shutter doors over and above the beacon specification at should be added at additonal cost of £ 232 each (4 x 4m) . Additional personnel doors over the assumed 2nr. - add £1,077 each. If no heating is present a deduction of £28m2 (GIA) should be made to the beacon cost. Internal offices (in Industrial complexes) should be added by reference to Cost Guide code series 42P04A -42P40V, Internal WC - 42P40W, amenity blocks - showers & toilets (New code TBC) & Canteens (New CodeTBC) | - | - | - |  | m2 | - | 3 - INDUSTRIAL | David Grace | Jim Allen | 512.8084 | Option 1 | 635.7819 | 23.98% | 824.476 | 591.9541 | 15.43% | -6.894% | 591.9541 | 15.43% | Price Book Data | P. Avo | VOA_GPN_GOV_UK\7243572 | 2021-09-20 | Low | - | Low | - | - | Copied to latest DCS. | NA | SPONS A&B | 2 | (BEAMS Note 2) Standard | - | - | 2 | FALSE
4097 | 41RR6K | 4980 | 41RR6K | Industrial Buildings | Uninsulated Buildings | Sheet Metal Cladding | 1,001 - 5,000m2 | Eaves Height - 39m | Building Area only; Site strip vegetation; Strip foundations; Column bases; Insulated Concrete GF slab with DPM and Mesh,150 thick up to 10,000m2, 200mm thick over 10,000m2 GIA; Steel Portal frame with bolts and baseplates; Coated galvanised trapezoidal roof sheets with no insulation, on steel purlins; Roof lights; valley gutters; matching fascia and soffit; Rainwater downpipes and gutters; trapezoidal uninsulated wall system cladding on cladding rails; External roller shutter doors and personnel doors; Single phase electrics, lighting and power; Gas fuelled hot air burners; Underslab storm drainage from internal downpipes on building area greater than 1,000m2; | Location Adjustment Applicable (See Guidance Notes) - ERC = UK mean of 1.00 | (BEAMS Note 2) The ERC for this item should be added to all other rateable items on the hereditament (except land). Therefore the total of the ERC of the other Building Items and the P&M ERC (where applicable) to enable the correct contract size adjustment to be made. ERC of Building Component + ERC of P&M = Total ERC to which contract size adjustment should be applied. The appropriate % adjustment should be made in accordance with the scale for contract size adjustment specified under section 6 of the RCG 2023 Guidance notes. The currency ERC rates are set at £4m (Four Million Pounds) @ 1st April 2021 (AVD) for the RCG 2023 Publication. | The data consists of a typical Industrial shell. Works include the Industrial shell as described and includes works up to 1m perimeter to the building (1m wide paving slabs & foul/storm drainage), The cost include 2 no. personnel doors and roller shutters are included at 1 door up to 1,000m2 , 2 roller doors over 1,000m2 (GIA), and 4 roller doors over 5,000m2. Costs are for the shell only and do not include for internal rooms such as offices or toilets which should be added for seperately. See Variations for assistance. | - | - | - | - | - | Cavity Wall construction to lower walls should be added by measuring wall area at an E/O rate of £97m2(£5m2 less for uninsulated), single block walls are cost neutral. Additional roller shutter doors over and above the beacon specification at should be added at additonal cost of £ 232 each (4 x 4m) . Additional personnel doors over the assumed 2nr. - add £1,077 each. If no heating is present a deduction of £28m2 (GIA) should be made to the beacon cost. Internal offices (in Industrial complexes) should be added by reference to Cost Guide code series 42P04A -42P40V, Internal WC - 42P40W, amenity blocks - showers & toilets (New code TBC) & Canteens (New CodeTBC) | - | - | - |  | m2 | - | 3 - INDUSTRIAL | David Grace | Jim Allen | 522.0343 | Option 1 | 647.2203 | 23.98% | 831.3819 | 596.9123 | 14.34% | -7.773% | 596.9123 | 14.34% | Price Book Data | P. Avo | VOA_GPN_GOV_UK\7243572 | 2021-09-20 | Low | - | Low | - | - | Copied to latest DCS. | NA | SPONS A&B | 2 | (BEAMS Note 2) Standard | - | - | 2 | FALSE
4098 | 41RR6L | 4981 | 41RR6L | Industrial Buildings | Uninsulated Buildings | Sheet Metal Cladding | 1,001 - 5,000m2 | Eaves Height - 40m | Building Area only; Site strip vegetation; Strip foundations; Column bases; Insulated Concrete GF slab with DPM and Mesh,150 thick up to 10,000m2, 200mm thick over 10,000m2 GIA; Steel Portal frame with bolts and baseplates; Coated galvanised trapezoidal roof sheets with no insulation, on steel purlins; Roof lights; valley gutters; matching fascia and soffit; Rainwater downpipes and gutters; trapezoidal uninsulated wall system cladding on cladding rails; External roller shutter doors and personnel doors; Single phase electrics, lighting and power; Gas fuelled hot air burners; Underslab storm drainage from internal downpipes on building area greater than 1,000m2; | Location Adjustment Applicable (See Guidance Notes) - ERC = UK mean of 1.00 | (BEAMS Note 2) The ERC for this item should be added to all other rateable items on the hereditament (except land). Therefore the total of the ERC of the other Building Items and the P&M ERC (where applicable) to enable the correct contract size adjustment to be made. ERC of Building Component + ERC of P&M = Total ERC to which contract size adjustment should be applied. The appropriate % adjustment should be made in accordance with the scale for contract size adjustment specified under section 6 of the RCG 2023 Guidance notes. The currency ERC rates are set at £4m (Four Million Pounds) @ 1st April 2021 (AVD) for the RCG 2023 Publication. | The data consists of a typical Industrial shell. Works include the Industrial shell as described and includes works up to 1m perimeter to the building (1m wide paving slabs & foul/storm drainage), The cost include 2 no. personnel doors and roller shutters are included at 1 door up to 1,000m2 , 2 roller doors over 1,000m2 (GIA), and 4 roller doors over 5,000m2. Costs are for the shell only and do not include for internal rooms such as offices or toilets which should be added for seperately. See Variations for assistance. | - | - | - | - | - | Cavity Wall construction to lower walls should be added by measuring wall area at an E/O rate of £97m2(£5m2 less for uninsulated), single block walls are cost neutral. Additional roller shutter doors over and above the beacon specification at should be added at additonal cost of £ 232 each (4 x 4m) . Additional personnel doors over the assumed 2nr. - add £1,077 each. If no heating is present a deduction of £28m2 (GIA) should be made to the beacon cost. Internal offices (in Industrial complexes) should be added by reference to Cost Guide code series 42P04A -42P40V, Internal WC - 42P40W, amenity blocks - showers & toilets (New code TBC) & Canteens (New CodeTBC) | - | - | - |  | m2 | - | 3 - INDUSTRIAL | David Grace | Jim Allen | 532.0291 | Option 1 | 659.6118 | 23.98% | 838.2878 | 601.8706 | 13.13% | -8.754% | 601.8706 | 13.13% | Price Book Data | P. Avo | VOA_GPN_GOV_UK\7243572 | 2021-09-20 | Low | - | Low | - | - | Copied to latest DCS. | NA | SPONS A&B | 2 | (BEAMS Note 2) Standard | - | - | 2 | FALSE
4099 | 41RR6M | 4982 | 41RR6M | Industrial Buildings | Uninsulated Buildings | Sheet Metal Cladding | 1,001 - 5,000m2 | Eaves Height - 41m | Building Area only; Site strip vegetation; Strip foundations; Column bases; Insulated Concrete GF slab with DPM and Mesh,150 thick up to 10,000m2, 200mm thick over 10,000m2 GIA; Steel Portal frame with bolts and baseplates; Coated galvanised trapezoidal roof sheets with no insulation, on steel purlins; Roof lights; valley gutters; matching fascia and soffit; Rainwater downpipes and gutters; trapezoidal uninsulated wall system cladding on cladding rails; External roller shutter doors and personnel doors; Single phase electrics, lighting and power; Gas fuelled hot air burners; Underslab storm drainage from internal downpipes on building area greater than 1,000m2; | Location Adjustment Applicable (See Guidance Notes) - ERC = UK mean of 1.00 | (BEAMS Note 2) The ERC for this item should be added to all other rateable items on the hereditament (except land). Therefore the total of the ERC of the other Building Items and the P&M ERC (where applicable) to enable the correct contract size adjustment to be made. ERC of Building Component + ERC of P&M = Total ERC to which contract size adjustment should be applied. The appropriate % adjustment should be made in accordance with the scale for contract size adjustment specified under section 6 of the RCG 2023 Guidance notes. The currency ERC rates are set at £4m (Four Million Pounds) @ 1st April 2021 (AVD) for the RCG 2023 Publication. | The data consists of a typical Industrial shell. Works include the Industrial shell as described and includes works up to 1m perimeter to the building (1m wide paving slabs & foul/storm drainage), The cost include 2 no. personnel doors and roller shutters are included at 1 door up to 1,000m2 , 2 roller doors over 1,000m2 (GIA), and 4 roller doors over 5,000m2. Costs are for the shell only and do not include for internal rooms such as offices or toilets which should be added for seperately. See Variations for assistance. | - | - | - | - | - | Cavity Wall construction to lower walls should be added by measuring wall area at an E/O rate of £97m2(£5m2 less for uninsulated), single block walls are cost neutral. Additional roller shutter doors over and above the beacon specification at should be added at additonal cost of £ 232 each (4 x 4m) . Additional personnel doors over the assumed 2nr. - add £1,077 each. If no heating is present a deduction of £28m2 (GIA) should be made to the beacon cost. Internal offices (in Industrial complexes) should be added by reference to Cost Guide code series 42P04A -42P40V, Internal WC - 42P40W, amenity blocks - showers & toilets (New code TBC) & Canteens (New CodeTBC) | - | - | - |  | m2 | - | 3 - INDUSTRIAL | David Grace | Jim Allen | 541.255 | Option 1 | 671.0502 | 23.98% | 845.1937 | 606.8289 | 12.12% | -9.57% | 606.8289 | 12.12% | Price Book Data | P. Avo | VOA_GPN_GOV_UK\7243572 | 2021-09-20 | Low | - | Low | - | - | Copied to latest DCS. | NA | SPONS A&B | 2 | (BEAMS Note 2) Standard | - | - | 2 | FALSE
4100 | 41RR6N | 4983 | 41RR6N | Industrial Buildings | Uninsulated Buildings | Sheet Metal Cladding | 1,001 - 5,000m2 | Eaves Height - 42m | Building Area only; Site strip vegetation; Strip foundations; Column bases; Insulated Concrete GF slab with DPM and Mesh,150 thick up to 10,000m2, 200mm thick over 10,000m2 GIA; Steel Portal frame with bolts and baseplates; Coated galvanised trapezoidal roof sheets with no insulation, on steel purlins; Roof lights; valley gutters; matching fascia and soffit; Rainwater downpipes and gutters; trapezoidal uninsulated wall system cladding on cladding rails; External roller shutter doors and personnel doors; Single phase electrics, lighting and power; Gas fuelled hot air burners; Underslab storm drainage from internal downpipes on building area greater than 1,000m2; | Location Adjustment Applicable (See Guidance Notes) - ERC = UK mean of 1.00 | (BEAMS Note 2) The ERC for this item should be added to all other rateable items on the hereditament (except land). Therefore the total of the ERC of the other Building Items and the P&M ERC (where applicable) to enable the correct contract size adjustment to be made. ERC of Building Component + ERC of P&M = Total ERC to which contract size adjustment should be applied. The appropriate % adjustment should be made in accordance with the scale for contract size adjustment specified under section 6 of the RCG 2023 Guidance notes. The currency ERC rates are set at £4m (Four Million Pounds) @ 1st April 2021 (AVD) for the RCG 2023 Publication. | The data consists of a typical Industrial shell. Works include the Industrial shell as described and includes works up to 1m perimeter to the building (1m wide paving slabs & foul/storm drainage), The cost include 2 no. personnel doors and roller shutters are included at 1 door up to 1,000m2 , 2 roller doors over 1,000m2 (GIA), and 4 roller doors over 5,000m2. Costs are for the shell only and do not include for internal rooms such as offices or toilets which should be added for seperately. See Variations for assistance. | - | - | - | - | - | Cavity Wall construction to lower walls should be added by measuring wall area at an E/O rate of £97m2(£5m2 less for uninsulated), single block walls are cost neutral. Additional roller shutter doors over and above the beacon specification at should be added at additonal cost of £ 232 each (4 x 4m) . Additional personnel doors over the assumed 2nr. - add £1,077 each. If no heating is present a deduction of £28m2 (GIA) should be made to the beacon cost. Internal offices (in Industrial complexes) should be added by reference to Cost Guide code series 42P04A -42P40V, Internal WC - 42P40W, amenity blocks - showers & toilets (New code TBC) & Canteens (New CodeTBC) | - | - | - |  | m2 | - | 3 - INDUSTRIAL | David Grace | Jim Allen | 550.4809 | Option 1 | 682.4885 | 23.98% | 852.0996 | 611.7871 | 11.14% | -10.36% | 611.7871 | 11.14% | Price Book Data | P. Avo | VOA_GPN_GOV_UK\7243572 | 2021-09-20 | Low | - | Low | - | - | Copied to latest DCS. | NA | SPONS A&B | 2 | (BEAMS Note 2) Standard | - | - | 2 | FALSE
4101 | 41RR6P | 4984 | 41RR6P | Industrial Buildings | Uninsulated Buildings | Sheet Metal Cladding | 1,001 - 5,000m2 | Eaves Height - 43m | Building Area only; Site strip vegetation; Strip foundations; Column bases; Insulated Concrete GF slab with DPM and Mesh,150 thick up to 10,000m2, 200mm thick over 10,000m2 GIA; Steel Portal frame with bolts and baseplates; Coated galvanised trapezoidal roof sheets with no insulation, on steel purlins; Roof lights; valley gutters; matching fascia and soffit; Rainwater downpipes and gutters; trapezoidal uninsulated wall system cladding on cladding rails; External roller shutter doors and personnel doors; Single phase electrics, lighting and power; Gas fuelled hot air burners; Underslab storm drainage from internal downpipes on building area greater than 1,000m2; | Location Adjustment Applicable (See Guidance Notes) - ERC = UK mean of 1.00 | (BEAMS Note 2) The ERC for this item should be added to all other rateable items on the hereditament (except land). Therefore the total of the ERC of the other Building Items and the P&M ERC (where applicable) to enable the correct contract size adjustment to be made. ERC of Building Component + ERC of P&M = Total ERC to which contract size adjustment should be applied. The appropriate % adjustment should be made in accordance with the scale for contract size adjustment specified under section 6 of the RCG 2023 Guidance notes. The currency ERC rates are set at £4m (Four Million Pounds) @ 1st April 2021 (AVD) for the RCG 2023 Publication. | The data consists of a typical Industrial shell. Works include the Industrial shell as described and includes works up to 1m perimeter to the building (1m wide paving slabs & foul/storm drainage), The cost include 2 no. personnel doors and roller shutters are included at 1 door up to 1,000m2 , 2 roller doors over 1,000m2 (GIA), and 4 roller doors over 5,000m2. Costs are for the shell only and do not include for internal rooms such as offices or toilets which should be added for seperately. See Variations for assistance. | - | - | - | - | - | Cavity Wall construction to lower walls should be added by measuring wall area at an E/O rate of £97m2(£5m2 less for uninsulated), single block walls are cost neutral. Additional roller shutter doors over and above the beacon specification at should be added at additonal cost of £ 232 each (4 x 4m) . Additional personnel doors over the assumed 2nr. - add £1,077 each. If no heating is present a deduction of £28m2 (GIA) should be made to the beacon cost. Internal offices (in Industrial complexes) should be added by reference to Cost Guide code series 42P04A -42P40V, Internal WC - 42P40W, amenity blocks - showers & toilets (New code TBC) & Canteens (New CodeTBC) | - | - | - |  | m2 | - | 3 - INDUSTRIAL | David Grace | Jim Allen | 559.7069 | Option 1 | 693.9269 | 23.98% | 859.0055 | 616.7454 | 10.19% | -11.12% | 616.7454 | 10.19% | Price Book Data | P. Avo | VOA_GPN_GOV_UK\7243572 | 2021-09-20 | Low | - | Low | - | - | Copied to latest DCS. | NA | SPONS A&B | 2 | (BEAMS Note 2) Standard | - | - | 2 | FALSE
4102 | 41RR6Q | 4985 | 41RR6Q | Industrial Buildings | Uninsulated Buildings | Sheet Metal Cladding | 1,001 - 5,000m2 | Eaves Height - 44m | Building Area only; Site strip vegetation; Strip foundations; Column bases; Insulated Concrete GF slab with DPM and Mesh,150 thick up to 10,000m2, 200mm thick over 10,000m2 GIA; Steel Portal frame with bolts and baseplates; Coated galvanised trapezoidal roof sheets with no insulation, on steel purlins; Roof lights; valley gutters; matching fascia and soffit; Rainwater downpipes and gutters; trapezoidal uninsulated wall system cladding on cladding rails; External roller shutter doors and personnel doors; Single phase electrics, lighting and power; Gas fuelled hot air burners; Underslab storm drainage from internal downpipes on building area greater than 1,000m2; | Location Adjustment Applicable (See Guidance Notes) - ERC = UK mean of 1.00 | (BEAMS Note 2) The ERC for this item should be added to all other rateable items on the hereditament (except land). Therefore the total of the ERC of the other Building Items and the P&M ERC (where applicable) to enable the correct contract size adjustment to be made. ERC of Building Component + ERC of P&M = Total ERC to which contract size adjustment should be applied. The appropriate % adjustment should be made in accordance with the scale for contract size adjustment specified under section 6 of the RCG 2023 Guidance notes. The currency ERC rates are set at £4m (Four Million Pounds) @ 1st April 2021 (AVD) for the RCG 2023 Publication. | The data consists of a typical Industrial shell. Works include the Industrial shell as described and includes works up to 1m perimeter to the building (1m wide paving slabs & foul/storm drainage), The cost include 2 no. personnel doors and roller shutters are included at 1 door up to 1,000m2 , 2 roller doors over 1,000m2 (GIA), and 4 roller doors over 5,000m2. Costs are for the shell only and do not include for internal rooms such as offices or toilets which should be added for seperately. See Variations for assistance. | - | - | - | - | - | Cavity Wall construction to lower walls should be added by measuring wall area at an E/O rate of £97m2(£5m2 less for uninsulated), single block walls are cost neutral. Additional roller shutter doors over and above the beacon specification at should be added at additonal cost of £ 232 each (4 x 4m) . Additional personnel doors over the assumed 2nr. - add £1,077 each. If no heating is present a deduction of £28m2 (GIA) should be made to the beacon cost. Internal offices (in Industrial complexes) should be added by reference to Cost Guide code series 42P04A -42P40V, Internal WC - 42P40W, amenity blocks - showers & toilets (New code TBC) & Canteens (New CodeTBC) | - | - | - |  | m2 | - | 3 - INDUSTRIAL | David Grace | Jim Allen | 568.9328 | Option 1 | 705.3652 | 23.98% | 865.9114 | 621.7037 | 9.275% | -11.86% | 621.7037 | 9.275% | Price Book Data | P. Avo | VOA_GPN_GOV_UK\7243572 | 2021-09-20 | Low | - | Low | - | - | Copied to latest DCS. | NA | SPONS A&B | 2 | (BEAMS Note 2) Standard | - | - | 2 | FALSE
4103 | 41RR6R | 4986 | 41RR6R | Industrial Buildings | Uninsulated Buildings | Sheet Metal Cladding | 1,001 - 5,000m2 | Eaves Height - 45m | Building Area only; Site strip vegetation; Strip foundations; Column bases; Insulated Concrete GF slab with DPM and Mesh,150 thick up to 10,000m2, 200mm thick over 10,000m2 GIA; Steel Portal frame with bolts and baseplates; Coated galvanised trapezoidal roof sheets with no insulation, on steel purlins; Roof lights; valley gutters; matching fascia and soffit; Rainwater downpipes and gutters; trapezoidal uninsulated wall system cladding on cladding rails; External roller shutter doors and personnel doors; Single phase electrics, lighting and power; Gas fuelled hot air burners; Underslab storm drainage from internal downpipes on building area greater than 1,000m2; | Location Adjustment Applicable (See Guidance Notes) - ERC = UK mean of 1.00 | (BEAMS Note 2) The ERC for this item should be added to all other rateable items on the hereditament (except land). Therefore the total of the ERC of the other Building Items and the P&M ERC (where applicable) to enable the correct contract size adjustment to be made. ERC of Building Component + ERC of P&M = Total ERC to which contract size adjustment should be applied. The appropriate % adjustment should be made in accordance with the scale for contract size adjustment specified under section 6 of the RCG 2023 Guidance notes. The currency ERC rates are set at £4m (Four Million Pounds) @ 1st April 2021 (AVD) for the RCG 2023 Publication. | The data consists of a typical Industrial shell. Works include the Industrial shell as described and includes works up to 1m perimeter to the building (1m wide paving slabs & foul/storm drainage), The cost include 2 no. personnel doors and roller shutters are included at 1 door up to 1,000m2 , 2 roller doors over 1,000m2 (GIA), and 4 roller doors over 5,000m2. Costs are for the shell only and do not include for internal rooms such as offices or toilets which should be added for seperately. See Variations for assistance. | - | - | - | - | - | Cavity Wall construction to lower walls should be added by measuring wall area at an E/O rate of £97m2(£5m2 less for uninsulated), single block walls are cost neutral. Additional roller shutter doors over and above the beacon specification at should be added at additonal cost of £ 232 each (4 x 4m) . Additional personnel doors over the assumed 2nr. - add £1,077 each. If no heating is present a deduction of £28m2 (GIA) should be made to the beacon cost. Internal offices (in Industrial complexes) should be added by reference to Cost Guide code series 42P04A -42P40V, Internal WC - 42P40W, amenity blocks - showers & toilets (New code TBC) & Canteens (New CodeTBC) | - | - | - |  | m2 | - | 3 - INDUSTRIAL | David Grace | Jim Allen | 578.1588 | Option 1 | 716.8036 | 23.98% | 872.8173 | 626.6619 | 8.389% | -12.58% | 626.6619 | 8.389% | Price Book Data | P. Avo | VOA_GPN_GOV_UK\7243572 | 2021-09-20 | Low | - | Low | - | - | Copied to latest DCS. | NA | SPONS A&B | 2 | (BEAMS Note 2) Standard | - | - | 2 | FALSE
4104 | 41RR8G | 4997 | 41RR8G | Industrial Buildings | Uninsulated Buildings | Sheet Metal Cladding | 5,001 - 10,000m2 | Eaves Height - 36m | Building Area only; Site strip vegetation; Strip foundations; Column bases; Insulated Concrete GF slab with DPM and Mesh,150 thick up to 10,000m2, 200mm thick over 10,000m2 GIA; Steel Portal frame with bolts and baseplates; Coated galvanised trapezoidal roof sheets with no insulation, on steel purlins; Roof lights; valley gutters; matching fascia and soffit; Rainwater downpipes and gutters; trapezoidal uninsulated wall system cladding on cladding rails; External roller shutter doors and personnel doors; Single phase electrics, lighting and power; Gas fuelled hot air burners; Underslab storm drainage from internal downpipes on building area greater than 1,000m2; | Location Adjustment Applicable (See Guidance Notes) - ERC = UK mean of 1.00 | (BEAMS Note 2) The ERC for this item should be added to all other rateable items on the hereditament (except land). Therefore the total of the ERC of the other Building Items and the P&M ERC (where applicable) to enable the correct contract size adjustment to be made. ERC of Building Component + ERC of P&M = Total ERC to which contract size adjustment should be applied. The appropriate % adjustment should be made in accordance with the scale for contract size adjustment specified under section 6 of the RCG 2023 Guidance notes. The currency ERC rates are set at £4m (Four Million Pounds) @ 1st April 2021 (AVD) for the RCG 2023 Publication. | The data consists of a typical Industrial shell. Works include the Industrial shell as described and includes works up to 1m perimeter to the building (1m wide paving slabs & foul/storm drainage), The cost include 2 no. personnel doors and roller shutters are included at 1 door up to 1,000m2 , 2 roller doors over 1,000m2 (GIA), and 4 roller doors over 5,000m2. Costs are for the shell only and do not include for internal rooms such as offices or toilets which should be added for seperately. See Variations for assistance. | - | - | - | - | - | Cavity Wall construction to lower walls should be added by measuring wall area at an E/O rate of £97m2(£5m2 less for uninsulated), single block walls are cost neutral. Additional roller shutter doors over and above the beacon specification at should be added at additonal cost of £ 232 each (4 x 4m) . Additional personnel doors over the assumed 2nr. - add £1,077 each. If no heating is present a deduction of £28m2 (GIA) should be made to the beacon cost. Internal offices (in Industrial complexes) should be added by reference to Cost Guide code series 42P04A -42P40V, Internal WC - 42P40W, amenity blocks - showers & toilets (New code TBC) & Canteens (New CodeTBC) | - | - | - |  | m2 | - | 3 - INDUSTRIAL | David Grace | Jim Allen | 477.4423 | Option 1 | 591.9349 | 23.98% | 699.2104 | 502.0163 | 5.147% | -15.19% | 502.0163 | 5.147% | Price Book Data | P. Avo | VOA_GPN_GOV_UK\7243572 | 2021-09-17 | Low | - | Low | - | - | Copied to latest DCS. | NA | SPONS A&B | 2 | (BEAMS Note 2) Standard | - | - | 2 | FALSE
4105 | 41RR8H | 4998 | 41RR8H | Industrial Buildings | Uninsulated Buildings | Sheet Metal Cladding | 5,001 - 10,000m2 | Eaves Height - 37m | Building Area only; Site strip vegetation; Strip foundations; Column bases; Insulated Concrete GF slab with DPM and Mesh,150 thick up to 10,000m2, 200mm thick over 10,000m2 GIA; Steel Portal frame with bolts and baseplates; Coated galvanised trapezoidal roof sheets with no insulation, on steel purlins; Roof lights; valley gutters; matching fascia and soffit; Rainwater downpipes and gutters; trapezoidal uninsulated wall system cladding on cladding rails; External roller shutter doors and personnel doors; Single phase electrics, lighting and power; Gas fuelled hot air burners; Underslab storm drainage from internal downpipes on building area greater than 1,000m2; | Location Adjustment Applicable (See Guidance Notes) - ERC = UK mean of 1.00 | (BEAMS Note 2) The ERC for this item should be added to all other rateable items on the hereditament (except land). Therefore the total of the ERC of the other Building Items and the P&M ERC (where applicable) to enable the correct contract size adjustment to be made. ERC of Building Component + ERC of P&M = Total ERC to which contract size adjustment should be applied. The appropriate % adjustment should be made in accordance with the scale for contract size adjustment specified under section 6 of the RCG 2023 Guidance notes. The currency ERC rates are set at £4m (Four Million Pounds) @ 1st April 2021 (AVD) for the RCG 2023 Publication. | The data consists of a typical Industrial shell. Works include the Industrial shell as described and includes works up to 1m perimeter to the building (1m wide paving slabs & foul/storm drainage), The cost include 2 no. personnel doors and roller shutters are included at 1 door up to 1,000m2 , 2 roller doors over 1,000m2 (GIA), and 4 roller doors over 5,000m2. Costs are for the shell only and do not include for internal rooms such as offices or toilets which should be added for seperately. See Variations for assistance. | - | - | - | - | - | Cavity Wall construction to lower walls should be added by measuring wall area at an E/O rate of £97m2(£5m2 less for uninsulated), single block walls are cost neutral. Additional roller shutter doors over and above the beacon specification at should be added at additonal cost of £ 232 each (4 x 4m) . Additional personnel doors over the assumed 2nr. - add £1,077 each. If no heating is present a deduction of £28m2 (GIA) should be made to the beacon cost. Internal offices (in Industrial complexes) should be added by reference to Cost Guide code series 42P04A -42P40V, Internal WC - 42P40W, amenity blocks - showers & toilets (New code TBC) & Canteens (New CodeTBC) | - | - | - |  | m2 | - | 3 - INDUSTRIAL | David Grace | Jim Allen | 485.8994 | Option 1 | 602.42 | 23.98% | 702.0284 | 504.0396 | 3.733% | -16.33% | 504.0396 | 3.733% | Price Book Data | P. Avo | VOA_GPN_GOV_UK\7243572 | 2021-09-17 | Low | - | Low | - | - | Copied to latest DCS. | NA | SPONS A&B | 2 | (BEAMS Note 2) Standard | - | - | 2 | FALSE
4106 | 41RR8J | 5341 | 41RR8J | Industrial Buildings | Uninsulated Buildings | Sheet Metal Cladding | 5,001 - 10,000m2 | Eaves Height - 38m | Building Area only; Site strip vegetation; Strip foundations; Column bases; Insulated Concrete GF slab with DPM and Mesh,150 thick up to 10,000m2, 200mm thick over 10,000m2 GIA; Steel Portal frame with bolts and baseplates; Coated galvanised trapezoidal roof sheets with no insulation, on steel purlins; Roof lights; valley gutters; matching fascia and soffit; Rainwater downpipes and gutters; trapezoidal uninsulated wall system cladding on cladding rails; External roller shutter doors and personnel doors; Single phase electrics, lighting and power; Gas fuelled hot air burners; Underslab storm drainage from internal downpipes on building area greater than 1,000m2; | Location Adjustment Applicable (See Guidance Notes) - ERC = UK mean of 1.00 | (BEAMS Note 2) The ERC for this item should be added to all other rateable items on the hereditament (except land). Therefore the total of the ERC of the other Building Items and the P&M ERC (where applicable) to enable the correct contract size adjustment to be made. ERC of Building Component + ERC of P&M = Total ERC to which contract size adjustment should be applied. The appropriate % adjustment should be made in accordance with the scale for contract size adjustment specified under section 6 of the RCG 2023 Guidance notes. The currency ERC rates are set at £4m (Four Million Pounds) @ 1st April 2021 (AVD) for the RCG 2023 Publication. | The data consists of a typical Industrial shell. Works include the Industrial shell as described and includes works up to 1m perimeter to the building (1m wide paving slabs & foul/storm drainage), The cost include 2 no. personnel doors and roller shutters are included at 1 door up to 1,000m2 , 2 roller doors over 1,000m2 (GIA), and 4 roller doors over 5,000m2. Costs are for the shell only and do not include for internal rooms such as offices or toilets which should be added for seperately. See Variations for assistance. | - | - | - | - | - | Cavity Wall construction to lower walls should be added by measuring wall area at an E/O rate of £97m2(£5m2 less for uninsulated), single block walls are cost neutral. Additional roller shutter doors over and above the beacon specification at should be added at additonal cost of £ 232 each (4 x 4m) . Additional personnel doors over the assumed 2nr. - add £1,077 each. If no heating is present a deduction of £28m2 (GIA) should be made to the beacon cost. Internal offices (in Industrial complexes) should be added by reference to Cost Guide code series 42P04A -42P40V, Internal WC - 42P40W, amenity blocks - showers & toilets (New code TBC) & Canteens (New CodeTBC) | - | - | - |  | m2 | - | 3 - INDUSTRIAL | David Grace | Jim Allen | 495.1253 | Option 1 | 613.8584 | 23.98% | 704.8464 | 506.0629 | 2.209% | -17.56% | 506.0629 | 2.209% | Price Book Data | P. Avo | VOA_GPN_GOV_UK\7243572 | 2021-09-17 | Low | - | Low | - | - | Copied to latest DCS. Since 2017 this code included a redirect for 41RR8K, but on review this is still a live code. There's the possibility there's a redundant code that should be redirected here, but tbc. | NA | SPONS A&B | 2 | (BEAMS Note 2) Standard | - | - | 2 | FALSE
| 41RR8KA |  | 41RR8KA | Industrial Buildings | Uninsulated Buildings | Sheet Metal Cladding | 5,001 - 10,000m2 | Eaves Height - 39m | Building Area only; Site strip vegetation; Strip foundations; Column bases; Insulated Concrete GF slab with DPM and Mesh,150 thick up to 10,000m2, 200mm thick over 10,000m2 GIA; Steel Portal frame with bolts and baseplates; Coated galvanised trapezoidal roof sheets with no insulation, on steel purlins; Roof lights; valley gutters; matching fascia and soffit; Rainwater downpipes and gutters; trapezoidal uninsulated wall system cladding on cladding rails; External roller shutter doors and personnel doors; Single phase electrics, lighting and power; Gas fuelled hot air burners; Underslab storm drainage from internal downpipes on building area greater than 1,000m2; | Location Adjustment Applicable (See Guidance Notes) - ERC = UK mean of 1.00 | (BEAMS Note 2) The ERC for this item should be added to all other rateable items on the hereditament (except land). Therefore the total of the ERC of the other Building Items and the P&M ERC (where applicable) to enable the correct contract size adjustment to be made. ERC of Building Component + ERC of P&M = Total ERC to which contract size adjustment should be applied. The appropriate % adjustment should be made in accordance with the scale for contract size adjustment specified under section 6 of the RCG 2023 Guidance notes. The currency ERC rates are set at £4m (Four Million Pounds) @ 1st April 2021 (AVD) for the RCG 2023 Publication. | The data consists of a typical Industrial shell. Works include the Industrial shell as described and includes works up to 1m perimeter to the building (1m wide paving slabs & foul/storm drainage), The cost include 2 no. personnel doors and roller shutters are included at 1 door up to 1,000m2 , 2 roller doors over 1,000m2 (GIA), and 4 roller doors over 5,000m2. Costs are for the shell only and do not include for internal rooms such as offices or toilets which should be added for seperately. See Variations for assistance. | - | - | - | - | - | Cavity Wall construction to lower walls should be added by measuring wall area at an E/O rate of £97m2(£5m2 less for uninsulated), single block walls are cost neutral. Additional roller shutter doors over and above the beacon specification at should be added at additonal cost of £ 232 each (4 x 4m) . Additional personnel doors over the assumed 2nr. - add £1,077 each. If no heating is present a deduction of £28m2 (GIA) should be made to the beacon cost. Internal offices (in Industrial complexes) should be added by reference to Cost Guide code series 42P04A -42P40V, Internal WC - 42P40W, amenity blocks - showers & toilets (New code TBC) & Canteens (New CodeTBC) | - | - | - |  | m2 | - | 3 - INDUSTRIAL | David Grace | Jim Allen | #N/A | Option 1 | ERROR | 0% | 707.6645 | 508.0862 | 0% | 0% | 508.0862 | 0% | Price Book Data | P. Avo | VOA_GPN_GOV_UK\7243572 | 2021-09-17 | - | - | Low | - | - | This code is a factory building process code, this height / GIA was missed previously and so a new/modified code was assigned. 29/06/2021 - Copied to latest DCS. | NA | SPONS A&B | 2 | (BEAMS Note 2) Standard | - | - | 2 | FALSE
4107 | 41RR8L | 4999 | 41RR8L | Industrial Buildings | Uninsulated Buildings | Sheet Metal Cladding | 5,001 - 10,000m2 | Eaves Height - 40m | Building Area only; Site strip vegetation; Strip foundations; Column bases; Insulated Concrete GF slab with DPM and Mesh,150 thick up to 10,000m2, 200mm thick over 10,000m2 GIA; Steel Portal frame with bolts and baseplates; Coated galvanised trapezoidal roof sheets with no insulation, on steel purlins; Roof lights; valley gutters; matching fascia and soffit; Rainwater downpipes and gutters; trapezoidal uninsulated wall system cladding on cladding rails; External roller shutter doors and personnel doors; Single phase electrics, lighting and power; Gas fuelled hot air burners; Underslab storm drainage from internal downpipes on building area greater than 1,000m2; | Location Adjustment Applicable (See Guidance Notes) - ERC = UK mean of 1.00 | (BEAMS Note 2) The ERC for this item should be added to all other rateable items on the hereditament (except land). Therefore the total of the ERC of the other Building Items and the P&M ERC (where applicable) to enable the correct contract size adjustment to be made. ERC of Building Component + ERC of P&M = Total ERC to which contract size adjustment should be applied. The appropriate % adjustment should be made in accordance with the scale for contract size adjustment specified under section 6 of the RCG 2023 Guidance notes. The currency ERC rates are set at £4m (Four Million Pounds) @ 1st April 2021 (AVD) for the RCG 2023 Publication. | The data consists of a typical Industrial shell. Works include the Industrial shell as described and includes works up to 1m perimeter to the building (1m wide paving slabs & foul/storm drainage), The cost include 2 no. personnel doors and roller shutters are included at 1 door up to 1,000m2 , 2 roller doors over 1,000m2 (GIA), and 4 roller doors over 5,000m2. Costs are for the shell only and do not include for internal rooms such as offices or toilets which should be added for seperately. See Variations for assistance. | - | - | - | - | - | Cavity Wall construction to lower walls should be added by measuring wall area at an E/O rate of £97m2(£5m2 less for uninsulated), single block walls are cost neutral. Additional roller shutter doors over and above the beacon specification at should be added at additonal cost of £ 232 each (4 x 4m) . Additional personnel doors over the assumed 2nr. - add £1,077 each. If no heating is present a deduction of £28m2 (GIA) should be made to the beacon cost. Internal offices (in Industrial complexes) should be added by reference to Cost Guide code series 42P04A -42P40V, Internal WC - 42P40W, amenity blocks - showers & toilets (New code TBC) & Canteens (New CodeTBC) | - | - | - |  | m2 | - | 3 - INDUSTRIAL | David Grace | Jim Allen | 512.8084 | Option 1 | 635.7819 | 23.98% | 710.4825 | 510.1095 | -0.5263% | -19.77% | 510.1095 | -0.5263% | Price Book Data | P. Avo | VOA_GPN_GOV_UK\7243572 | 2021-09-17 | Low | - | Low | - | - | Copied to latest DCS. | NA | SPONS A&B | 2 | (BEAMS Note 2) Standard | - | - | 2 | FALSE
4108 | 41RR8M | 5000 | 41RR8M | Industrial Buildings | Uninsulated Buildings | Sheet Metal Cladding | 5,001 - 10,000m2 | Eaves Height - 41m | Building Area only; Site strip vegetation; Strip foundations; Column bases; Insulated Concrete GF slab with DPM and Mesh,150 thick up to 10,000m2, 200mm thick over 10,000m2 GIA; Steel Portal frame with bolts and baseplates; Coated galvanised trapezoidal roof sheets with no insulation, on steel purlins; Roof lights; valley gutters; matching fascia and soffit; Rainwater downpipes and gutters; trapezoidal uninsulated wall system cladding on cladding rails; External roller shutter doors and personnel doors; Single phase electrics, lighting and power; Gas fuelled hot air burners; Underslab storm drainage from internal downpipes on building area greater than 1,000m2; | Location Adjustment Applicable (See Guidance Notes) - ERC = UK mean of 1.00 | (BEAMS Note 2) The ERC for this item should be added to all other rateable items on the hereditament (except land). Therefore the total of the ERC of the other Building Items and the P&M ERC (where applicable) to enable the correct contract size adjustment to be made. ERC of Building Component + ERC of P&M = Total ERC to which contract size adjustment should be applied. The appropriate % adjustment should be made in accordance with the scale for contract size adjustment specified under section 6 of the RCG 2023 Guidance notes. The currency ERC rates are set at £4m (Four Million Pounds) @ 1st April 2021 (AVD) for the RCG 2023 Publication. | The data consists of a typical Industrial shell. Works include the Industrial shell as described and includes works up to 1m perimeter to the building (1m wide paving slabs & foul/storm drainage), The cost include 2 no. personnel doors and roller shutters are included at 1 door up to 1,000m2 , 2 roller doors over 1,000m2 (GIA), and 4 roller doors over 5,000m2. Costs are for the shell only and do not include for internal rooms such as offices or toilets which should be added for seperately. See Variations for assistance. | - | - | - | - | - | Cavity Wall construction to lower walls should be added by measuring wall area at an E/O rate of £97m2(£5m2 less for uninsulated), single block walls are cost neutral. Additional roller shutter doors over and above the beacon specification at should be added at additonal cost of £ 232 each (4 x 4m) . Additional personnel doors over the assumed 2nr. - add £1,077 each. If no heating is present a deduction of £28m2 (GIA) should be made to the beacon cost. Internal offices (in Industrial complexes) should be added by reference to Cost Guide code series 42P04A -42P40V, Internal WC - 42P40W, amenity blocks - showers & toilets (New code TBC) & Canteens (New CodeTBC) | - | - | - |  | m2 | - | 3 - INDUSTRIAL | David Grace | Jim Allen | 522.0343 | Option 1 | 647.2203 | 23.98% | 713.3006 | 512.1328 | -1.897% | -20.87% | 512.1328 | -1.897% | Price Book Data | P. Avo | VOA_GPN_GOV_UK\7243572 | 2021-09-17 | Low | - | Low | - | - | Copied to latest DCS. | NA | SPONS A&B | 2 | (BEAMS Note 2) Standard | - | - | 2 | FALSE
4109 | 41RR8N | 5001 | 41RR8N | Industrial Buildings | Uninsulated Buildings | Sheet Metal Cladding | 5,001 - 10,000m2 | Eaves Height - 42m | Building Area only; Site strip vegetation; Strip foundations; Column bases; Insulated Concrete GF slab with DPM and Mesh,150 thick up to 10,000m2, 200mm thick over 10,000m2 GIA; Steel Portal frame with bolts and baseplates; Coated galvanised trapezoidal roof sheets with no insulation, on steel purlins; Roof lights; valley gutters; matching fascia and soffit; Rainwater downpipes and gutters; trapezoidal uninsulated wall system cladding on cladding rails; External roller shutter doors and personnel doors; Single phase electrics, lighting and power; Gas fuelled hot air burners; Underslab storm drainage from internal downpipes on building area greater than 1,000m2; | Location Adjustment Applicable (See Guidance Notes) - ERC = UK mean of 1.00 | (BEAMS Note 2) The ERC for this item should be added to all other rateable items on the hereditament (except land). Therefore the total of the ERC of the other Building Items and the P&M ERC (where applicable) to enable the correct contract size adjustment to be made. ERC of Building Component + ERC of P&M = Total ERC to which contract size adjustment should be applied. The appropriate % adjustment should be made in accordance with the scale for contract size adjustment specified under section 6 of the RCG 2023 Guidance notes. The currency ERC rates are set at £4m (Four Million Pounds) @ 1st April 2021 (AVD) for the RCG 2023 Publication. | The data consists of a typical Industrial shell. Works include the Industrial shell as described and includes works up to 1m perimeter to the building (1m wide paving slabs & foul/storm drainage), The cost include 2 no. personnel doors and roller shutters are included at 1 door up to 1,000m2 , 2 roller doors over 1,000m2 (GIA), and 4 roller doors over 5,000m2. Costs are for the shell only and do not include for internal rooms such as offices or toilets which should be added for seperately. See Variations for assistance. | - | - | - | - | - | Cavity Wall construction to lower walls should be added by measuring wall area at an E/O rate of £97m2(£5m2 less for uninsulated), single block walls are cost neutral. Additional roller shutter doors over and above the beacon specification at should be added at additonal cost of £ 232 each (4 x 4m) . Additional personnel doors over the assumed 2nr. - add £1,077 each. If no heating is present a deduction of £28m2 (GIA) should be made to the beacon cost. Internal offices (in Industrial complexes) should be added by reference to Cost Guide code series 42P04A -42P40V, Internal WC - 42P40W, amenity blocks - showers & toilets (New code TBC) & Canteens (New CodeTBC) | - | - | - |  | m2 | - | 3 - INDUSTRIAL | David Grace | Jim Allen | 530.4914 | Option 1 | 657.7054 | 23.98% | 716.1186 | 514.156 | -3.079% | -21.83% | 514.156 | -3.079% | Price Book Data | P. Avo | VOA_GPN_GOV_UK\7243572 | 2021-09-17 | Low | - | Low | - | - | Copied to latest DCS. | NA | SPONS A&B | 2 | (BEAMS Note 2) Standard | - | - | 2 | FALSE
4110 | 41RR8P | 5002 | 41RR8P | Industrial Buildings | Uninsulated Buildings | Sheet Metal Cladding | 5,001 - 10,000m2 | Eaves Height - 43m | Building Area only; Site strip vegetation; Strip foundations; Column bases; Insulated Concrete GF slab with DPM and Mesh,150 thick up to 10,000m2, 200mm thick over 10,000m2 GIA; Steel Portal frame with bolts and baseplates; Coated galvanised trapezoidal roof sheets with no insulation, on steel purlins; Roof lights; valley gutters; matching fascia and soffit; Rainwater downpipes and gutters; trapezoidal uninsulated wall system cladding on cladding rails; External roller shutter doors and personnel doors; Single phase electrics, lighting and power; Gas fuelled hot air burners; Underslab storm drainage from internal downpipes on building area greater than 1,000m2; | Location Adjustment Applicable (See Guidance Notes) - ERC = UK mean of 1.00 | (BEAMS Note 2) The ERC for this item should be added to all other rateable items on the hereditament (except land). Therefore the total of the ERC of the other Building Items and the P&M ERC (where applicable) to enable the correct contract size adjustment to be made. ERC of Building Component + ERC of P&M = Total ERC to which contract size adjustment should be applied. The appropriate % adjustment should be made in accordance with the scale for contract size adjustment specified under section 6 of the RCG 2023 Guidance notes. The currency ERC rates are set at £4m (Four Million Pounds) @ 1st April 2021 (AVD) for the RCG 2023 Publication. | The data consists of a typical Industrial shell. Works include the Industrial shell as described and includes works up to 1m perimeter to the building (1m wide paving slabs & foul/storm drainage), The cost include 2 no. personnel doors and roller shutters are included at 1 door up to 1,000m2 , 2 roller doors over 1,000m2 (GIA), and 4 roller doors over 5,000m2. Costs are for the shell only and do not include for internal rooms such as offices or toilets which should be added for seperately. See Variations for assistance. | - | - | - | - | - | Cavity Wall construction to lower walls should be added by measuring wall area at an E/O rate of £97m2(£5m2 less for uninsulated), single block walls are cost neutral. Additional roller shutter doors over and above the beacon specification at should be added at additonal cost of £ 232 each (4 x 4m) . Additional personnel doors over the assumed 2nr. - add £1,077 each. If no heating is present a deduction of £28m2 (GIA) should be made to the beacon cost. Internal offices (in Industrial complexes) should be added by reference to Cost Guide code series 42P04A -42P40V, Internal WC - 42P40W, amenity blocks - showers & toilets (New code TBC) & Canteens (New CodeTBC) | - | - | - |  | m2 | - | 3 - INDUSTRIAL | David Grace | Jim Allen | 539.7174 | Option 1 | 669.1438 | 23.98% | 718.9367 | 516.1793 | -4.361% | -22.86% | 516.1793 | -4.361% | Price Book Data | P. Avo | VOA_GPN_GOV_UK\7243572 | 2021-09-17 | Low | - | Low | - | - | Copied to latest DCS. | NA | SPONS A&B | 2 | (BEAMS Note 2) Standard | - | - | 2 | FALSE
4111 | 41RR8Q | 5003 | 41RR8Q | Industrial Buildings | Uninsulated Buildings | Sheet Metal Cladding | 5,001 - 10,000m2 | Eaves Height - 44m | Building Area only; Site strip vegetation; Strip foundations; Column bases; Insulated Concrete GF slab with DPM and Mesh,150 thick up to 10,000m2, 200mm thick over 10,000m2 GIA; Steel Portal frame with bolts and baseplates; Coated galvanised trapezoidal roof sheets with no insulation, on steel purlins; Roof lights; valley gutters; matching fascia and soffit; Rainwater downpipes and gutters; trapezoidal uninsulated wall system cladding on cladding rails; External roller shutter doors and personnel doors; Single phase electrics, lighting and power; Gas fuelled hot air burners; Underslab storm drainage from internal downpipes on building area greater than 1,000m2; | Location Adjustment Applicable (See Guidance Notes) - ERC = UK mean of 1.00 | (BEAMS Note 2) The ERC for this item should be added to all other rateable items on the hereditament (except land). Therefore the total of the ERC of the other Building Items and the P&M ERC (where applicable) to enable the correct contract size adjustment to be made. ERC of Building Component + ERC of P&M = Total ERC to which contract size adjustment should be applied. The appropriate % adjustment should be made in accordance with the scale for contract size adjustment specified under section 6 of the RCG 2023 Guidance notes. The currency ERC rates are set at £4m (Four Million Pounds) @ 1st April 2021 (AVD) for the RCG 2023 Publication. | The data consists of a typical Industrial shell. Works include the Industrial shell as described and includes works up to 1m perimeter to the building (1m wide paving slabs & foul/storm drainage), The cost include 2 no. personnel doors and roller shutters are included at 1 door up to 1,000m2 , 2 roller doors over 1,000m2 (GIA), and 4 roller doors over 5,000m2. Costs are for the shell only and do not include for internal rooms such as offices or toilets which should be added for seperately. See Variations for assistance. | - | - | - | - | - | Cavity Wall construction to lower walls should be added by measuring wall area at an E/O rate of £97m2(£5m2 less for uninsulated), single block walls are cost neutral. Additional roller shutter doors over and above the beacon specification at should be added at additonal cost of £ 232 each (4 x 4m) . Additional personnel doors over the assumed 2nr. - add £1,077 each. If no heating is present a deduction of £28m2 (GIA) should be made to the beacon cost. Internal offices (in Industrial complexes) should be added by reference to Cost Guide code series 42P04A -42P40V, Internal WC - 42P40W, amenity blocks - showers & toilets (New code TBC) & Canteens (New CodeTBC) | - | - | - |  | m2 | - | 3 - INDUSTRIAL | David Grace | Jim Allen | 548.1745 | Option 1 | 679.6289 | 23.98% | 721.7547 | 518.2026 | -5.468% | -23.75% | 518.2026 | -5.468% | Price Book Data | P. Avo | VOA_GPN_GOV_UK\7243572 | 2021-09-17 | Low | - | Low | - | - | Copied to latest DCS. | NA | SPONS A&B | 2 | (BEAMS Note 2) Standard | - | - | 2 | FALSE
4112 | 41RR8R | 5004 | 41RR8R | Industrial Buildings | Uninsulated Buildings | Sheet Metal Cladding | 5,001 - 10,000m2 | Eaves Height - 45m | Building Area only; Site strip vegetation; Strip foundations; Column bases; Insulated Concrete GF slab with DPM and Mesh,150 thick up to 10,000m2, 200mm thick over 10,000m2 GIA; Steel Portal frame with bolts and baseplates; Coated galvanised trapezoidal roof sheets with no insulation, on steel purlins; Roof lights; valley gutters; matching fascia and soffit; Rainwater downpipes and gutters; trapezoidal uninsulated wall system cladding on cladding rails; External roller shutter doors and personnel doors; Single phase electrics, lighting and power; Gas fuelled hot air burners; Underslab storm drainage from internal downpipes on building area greater than 1,000m2; | Location Adjustment Applicable (See Guidance Notes) - ERC = UK mean of 1.00 | (BEAMS Note 2) The ERC for this item should be added to all other rateable items on the hereditament (except land). Therefore the total of the ERC of the other Building Items and the P&M ERC (where applicable) to enable the correct contract size adjustment to be made. ERC of Building Component + ERC of P&M = Total ERC to which contract size adjustment should be applied. The appropriate % adjustment should be made in accordance with the scale for contract size adjustment specified under section 6 of the RCG 2023 Guidance notes. The currency ERC rates are set at £4m (Four Million Pounds) @ 1st April 2021 (AVD) for the RCG 2023 Publication. | The data consists of a typical Industrial shell. Works include the Industrial shell as described and includes works up to 1m perimeter to the building (1m wide paving slabs & foul/storm drainage), The cost include 2 no. personnel doors and roller shutters are included at 1 door up to 1,000m2 , 2 roller doors over 1,000m2 (GIA), and 4 roller doors over 5,000m2. Costs are for the shell only and do not include for internal rooms such as offices or toilets which should be added for seperately. See Variations for assistance. | - | - | - | - | - | Cavity Wall construction to lower walls should be added by measuring wall area at an E/O rate of £97m2(£5m2 less for uninsulated), single block walls are cost neutral. Additional roller shutter doors over and above the beacon specification at should be added at additonal cost of £ 232 each (4 x 4m) . Additional personnel doors over the assumed 2nr. - add £1,077 each. If no heating is present a deduction of £28m2 (GIA) should be made to the beacon cost. Internal offices (in Industrial complexes) should be added by reference to Cost Guide code series 42P04A -42P40V, Internal WC - 42P40W, amenity blocks - showers & toilets (New code TBC) & Canteens (New CodeTBC) | - | - | - |  | m2 | - | 3 - INDUSTRIAL | David Grace | Jim Allen | 557.4004 | Option 1 | 691.0673 | 23.98% | 724.5727 | 520.2259 | -6.669% | -24.72% | 520.2259 | -6.669% | Price Book Data | P. Avo | VOA_GPN_GOV_UK\7243572 | 2021-09-17 | Low | - | Low | - | - | Copied to latest DCS. | NA | SPONS A&B | 2 | (BEAMS Note 2) Standard | - | - | 2 | FALSE
4113 | 42A20L | 9650 | 42A20L | Industrial Buildings | Uninsulated Buildings | Sheet Metal Cladding | 0 - 100m2 | Eaves Height - 36m | Building Area only; Site strip vegetation; Strip foundations; Column bases; Insulated Concrete GF slab with DPM and Mesh,150 thick up to 10,000m2, 200mm thick over 10,000m2 GIA; Steel Portal frame with bolts and baseplates; Coated galvanised trapezoidal roof sheets with no insulation, on steel purlins; Roof lights; valley gutters; matching fascia and soffit; Rainwater downpipes and gutters; trapezoidal uninsulated wall system cladding on cladding rails; External roller shutter doors and personnel doors; Single phase electrics, lighting and power ; EXCLUDES heating ; Underslab storm drainage from internal downpipes on building area greater than 1,000m2 | Location Adjustment Applicable (See Guidance Notes) - ERC = UK mean of 1.00 | (BEAMS Note 2) The ERC for this item should be added to all other rateable items on the hereditament (except land). Therefore the total of the ERC of the other Building Items and the P&M ERC (where applicable) to enable the correct contract size adjustment to be made. ERC of Building Component + ERC of P&M = Total ERC to which contract size adjustment should be applied. The appropriate % adjustment should be made in accordance with the scale for contract size adjustment specified under section 6 of the RCG 2023 Guidance notes. The currency ERC rates are set at £4m (Four Million Pounds) @ 1st April 2021 (AVD) for the RCG 2023 Publication. | The data consists of a typical Industrial shell. Works include the Industrial shell as described and includes works up to 1m perimeter to the building (1m wide paving slabs & foul/storm drainage), The cost include 2 no. personnel doors and roller shutters are included at 1 door up to 1,000m2 , 2 roller doors over 1,000m2 (GIA), and 4 roller doors over 5,000m2. Costs are for the shell only and do not include for internal rooms such as offices or toilets which should be added for seperately. See Variations for assistance. | - | - | - | - | - | Cavity Wall construction to lower walls should be added by measuring wall area at an E/O rate of £97m2(£5m2 less for uninsulated), single block walls are cost neutral. Additional roller shutter doors over and above the beacon specification at should be added at additonal cost of £ 232 each (4 x 4m) . Additional personnel doors over the assumed 2nr. - add £1,077 each. If heating is required an addition of £32/m2 (GIA) should be made to the beacon cost. Internal offices (in Industrial complexes) should be added by reference to Cost Guide code series 42P04A -42P40V, Internal WC - 42P40W | - | - | - |  | m2 | - | 3 - INDUSTRIAL | David Grace | Jim Allen | #N/A | Option 1 | ERROR | 0% | 2301.5107 | 1652.4296 | 0% | 0% | 1652.4296 | 0% | Price Book Data | P. Avo | VOA_GPN_GOV_UK\7243572 | 2021-09-15 | Low | - | Low | - | - | Copied to latest DCS. | NA | SPONS A&B | 2 | (BEAMS Note 2) Standard | - | - | 2 | TRUE
4114 | 42A20M | 9651 | 42A20M | Industrial Buildings | Uninsulated Buildings | Sheet Metal Cladding | 0 - 100m2 | Eaves Height - 37m | Building Area only; Site strip vegetation; Strip foundations; Column bases; Insulated Concrete GF slab with DPM and Mesh,150 thick up to 10,000m2, 200mm thick over 10,000m2 GIA; Steel Portal frame with bolts and baseplates; Coated galvanised trapezoidal roof sheets with no insulation, on steel purlins; Roof lights; valley gutters; matching fascia and soffit; Rainwater downpipes and gutters; trapezoidal uninsulated wall system cladding on cladding rails; External roller shutter doors and personnel doors; Single phase electrics, lighting and power ; EXCLUDES heating ; Underslab storm drainage from internal downpipes on building area greater than 1,000m2 | Location Adjustment Applicable (See Guidance Notes) - ERC = UK mean of 1.00 | (BEAMS Note 2) The ERC for this item should be added to all other rateable items on the hereditament (except land). Therefore the total of the ERC of the other Building Items and the P&M ERC (where applicable) to enable the correct contract size adjustment to be made. ERC of Building Component + ERC of P&M = Total ERC to which contract size adjustment should be applied. The appropriate % adjustment should be made in accordance with the scale for contract size adjustment specified under section 6 of the RCG 2023 Guidance notes. The currency ERC rates are set at £4m (Four Million Pounds) @ 1st April 2021 (AVD) for the RCG 2023 Publication. | The data consists of a typical Industrial shell. Works include the Industrial shell as described and includes works up to 1m perimeter to the building (1m wide paving slabs & foul/storm drainage), The cost include 2 no. personnel doors and roller shutters are included at 1 door up to 1,000m2 , 2 roller doors over 1,000m2 (GIA), and 4 roller doors over 5,000m2. Costs are for the shell only and do not include for internal rooms such as offices or toilets which should be added for seperately. See Variations for assistance. | - | - | - | - | - | Cavity Wall construction to lower walls should be added by measuring wall area at an E/O rate of £97m2(£5m2 less for uninsulated), single block walls are cost neutral. Additional roller shutter doors over and above the beacon specification at should be added at additonal cost of £ 232 each (4 x 4m) . Additional personnel doors over the assumed 2nr. - add £1,077 each. If heating is required an addition of £32/m2 (GIA) should be made to the beacon cost. Internal offices (in Industrial complexes) should be added by reference to Cost Guide code series 42P04A -42P40V, Internal WC - 42P40W | - | - | - |  | m2 | - | 3 - INDUSTRIAL | David Grace | Jim Allen | #N/A | Option 1 | ERROR | 0% | 2341.1293 | 1680.8749 | 0% | 0% | 1680.8749 | 0% | Price Book Data | P. Avo | VOA_GPN_GOV_UK\7243572 | 2021-09-15 | Low | - | Low | - | - | Copied to latest DCS. | NA | SPONS A&B | 2 | (BEAMS Note 2) Standard | - | - | 2 | TRUE
4115 | 42A20N | 9652 | 42A20N | Industrial Buildings | Uninsulated Buildings | Sheet Metal Cladding | 0 - 100m2 | Eaves Height - 38m | Building Area only; Site strip vegetation; Strip foundations; Column bases; Insulated Concrete GF slab with DPM and Mesh,150 thick up to 10,000m2, 200mm thick over 10,000m2 GIA; Steel Portal frame with bolts and baseplates; Coated galvanised trapezoidal roof sheets with no insulation, on steel purlins; Roof lights; valley gutters; matching fascia and soffit; Rainwater downpipes and gutters; trapezoidal uninsulated wall system cladding on cladding rails; External roller shutter doors and personnel doors; Single phase electrics, lighting and power ; EXCLUDES heating ; Underslab storm drainage from internal downpipes on building area greater than 1,000m2 | Location Adjustment Applicable (See Guidance Notes) - ERC = UK mean of 1.00 | (BEAMS Note 2) The ERC for this item should be added to all other rateable items on the hereditament (except land). Therefore the total of the ERC of the other Building Items and the P&M ERC (where applicable) to enable the correct contract size adjustment to be made. ERC of Building Component + ERC of P&M = Total ERC to which contract size adjustment should be applied. The appropriate % adjustment should be made in accordance with the scale for contract size adjustment specified under section 6 of the RCG 2023 Guidance notes. The currency ERC rates are set at £4m (Four Million Pounds) @ 1st April 2021 (AVD) for the RCG 2023 Publication. | The data consists of a typical Industrial shell. Works include the Industrial shell as described and includes works up to 1m perimeter to the building (1m wide paving slabs & foul/storm drainage), The cost include 2 no. personnel doors and roller shutters are included at 1 door up to 1,000m2 , 2 roller doors over 1,000m2 (GIA), and 4 roller doors over 5,000m2. Costs are for the shell only and do not include for internal rooms such as offices or toilets which should be added for seperately. See Variations for assistance. | - | - | - | - | - | Cavity Wall construction to lower walls should be added by measuring wall area at an E/O rate of £97m2(£5m2 less for uninsulated), single block walls are cost neutral. Additional roller shutter doors over and above the beacon specification at should be added at additonal cost of £ 232 each (4 x 4m) . Additional personnel doors over the assumed 2nr. - add £1,077 each. If heating is required an addition of £32/m2 (GIA) should be made to the beacon cost. Internal offices (in Industrial complexes) should be added by reference to Cost Guide code series 42P04A -42P40V, Internal WC - 42P40W | - | - | - |  | m2 | - | 3 - INDUSTRIAL | David Grace | Jim Allen | #N/A | Option 1 | ERROR | 0% | 2380.748 | 1709.3201 | 0% | 0% | 1709.3201 | 0% | Price Book Data | P. Avo | VOA_GPN_GOV_UK\7243572 | 2021-09-15 | Low | - | Low | - | - | Copied to latest DCS. | NA | SPONS A&B | 2 | (BEAMS Note 2) Standard | - | - | 2 | TRUE
4116 | 42A20P | 9653 | 42A20P | Industrial Buildings | Uninsulated Buildings | Sheet Metal Cladding | 0 - 100m2 | Eaves Height - 39m | Building Area only; Site strip vegetation; Strip foundations; Column bases; Insulated Concrete GF slab with DPM and Mesh,150 thick up to 10,000m2, 200mm thick over 10,000m2 GIA; Steel Portal frame with bolts and baseplates; Coated galvanised trapezoidal roof sheets with no insulation, on steel purlins; Roof lights; valley gutters; matching fascia and soffit; Rainwater downpipes and gutters; trapezoidal uninsulated wall system cladding on cladding rails; External roller shutter doors and personnel doors; Single phase electrics, lighting and power ; EXCLUDES heating ; Underslab storm drainage from internal downpipes on building area greater than 1,000m2 | Location Adjustment Applicable (See Guidance Notes) - ERC = UK mean of 1.00 | (BEAMS Note 2) The ERC for this item should be added to all other rateable items on the hereditament (except land). Therefore the total of the ERC of the other Building Items and the P&M ERC (where applicable) to enable the correct contract size adjustment to be made. ERC of Building Component + ERC of P&M = Total ERC to which contract size adjustment should be applied. The appropriate % adjustment should be made in accordance with the scale for contract size adjustment specified under section 6 of the RCG 2023 Guidance notes. The currency ERC rates are set at £4m (Four Million Pounds) @ 1st April 2021 (AVD) for the RCG 2023 Publication. | The data consists of a typical Industrial shell. Works include the Industrial shell as described and includes works up to 1m perimeter to the building (1m wide paving slabs & foul/storm drainage), The cost include 2 no. personnel doors and roller shutters are included at 1 door up to 1,000m2 , 2 roller doors over 1,000m2 (GIA), and 4 roller doors over 5,000m2. Costs are for the shell only and do not include for internal rooms such as offices or toilets which should be added for seperately. See Variations for assistance. | - | - | - | - | - | Cavity Wall construction to lower walls should be added by measuring wall area at an E/O rate of £97m2(£5m2 less for uninsulated), single block walls are cost neutral. Additional roller shutter doors over and above the beacon specification at should be added at additonal cost of £ 232 each (4 x 4m) . Additional personnel doors over the assumed 2nr. - add £1,077 each. If heating is required an addition of £32/m2 (GIA) should be made to the beacon cost. Internal offices (in Industrial complexes) should be added by reference to Cost Guide code series 42P04A -42P40V, Internal WC - 42P40W | - | - | - |  | m2 | - | 3 - INDUSTRIAL | David Grace | Jim Allen | #N/A | Option 1 | ERROR | 0% | 2420.3666 | 1737.7653 | 0% | 0% | 1737.7653 | 0% | Price Book Data | P. Avo | VOA_GPN_GOV_UK\7243572 | 2021-09-15 | Low | - | Low | - | - | Copied to latest DCS. | NA | SPONS A&B | 2 | (BEAMS Note 2) Standard | - | - | 2 | TRUE
4117 | 42A20Q | 9654 | 42A20Q | Industrial Buildings | Uninsulated Buildings | Sheet Metal Cladding | 0 - 100m2 | Eaves Height - 40m | Building Area only; Site strip vegetation; Strip foundations; Column bases; Insulated Concrete GF slab with DPM and Mesh,150 thick up to 10,000m2, 200mm thick over 10,000m2 GIA; Steel Portal frame with bolts and baseplates; Coated galvanised trapezoidal roof sheets with no insulation, on steel purlins; Roof lights; valley gutters; matching fascia and soffit; Rainwater downpipes and gutters; trapezoidal uninsulated wall system cladding on cladding rails; External roller shutter doors and personnel doors; Single phase electrics, lighting and power ; EXCLUDES heating ; Underslab storm drainage from internal downpipes on building area greater than 1,000m2 | Location Adjustment Applicable (See Guidance Notes) - ERC = UK mean of 1.00 | (BEAMS Note 2) The ERC for this item should be added to all other rateable items on the hereditament (except land). Therefore the total of the ERC of the other Building Items and the P&M ERC (where applicable) to enable the correct contract size adjustment to be made. ERC of Building Component + ERC of P&M = Total ERC to which contract size adjustment should be applied. The appropriate % adjustment should be made in accordance with the scale for contract size adjustment specified under section 6 of the RCG 2023 Guidance notes. The currency ERC rates are set at £4m (Four Million Pounds) @ 1st April 2021 (AVD) for the RCG 2023 Publication. | The data consists of a typical Industrial shell. Works include the Industrial shell as described and includes works up to 1m perimeter to the building (1m wide paving slabs & foul/storm drainage), The cost include 2 no. personnel doors and roller shutters are included at 1 door up to 1,000m2 , 2 roller doors over 1,000m2 (GIA), and 4 roller doors over 5,000m2. Costs are for the shell only and do not include for internal rooms such as offices or toilets which should be added for seperately. See Variations for assistance. | - | - | - | - | - | Cavity Wall construction to lower walls should be added by measuring wall area at an E/O rate of £97m2(£5m2 less for uninsulated), single block walls are cost neutral. Additional roller shutter doors over and above the beacon specification at should be added at additonal cost of £ 232 each (4 x 4m) . Additional personnel doors over the assumed 2nr. - add £1,077 each. If heating is required an addition of £32/m2 (GIA) should be made to the beacon cost. Internal offices (in Industrial complexes) should be added by reference to Cost Guide code series 42P04A -42P40V, Internal WC - 42P40W | - | - | - |  | m2 | - | 3 - INDUSTRIAL | David Grace | Jim Allen | #N/A | Option 1 | ERROR | 0% | 2459.9852 | 1766.2106 | 0% | 0% | 1766.2106 | 0% | Price Book Data | P. Avo | VOA_GPN_GOV_UK\7243572 | 2021-09-15 | Low | - | Low | - | - | Copied to latest DCS. | NA | SPONS A&B | 2 | (BEAMS Note 2) Standard | - | - | 2 | TRUE
4118 | 42A20R | 9655 | 42A20R | Industrial Buildings | Uninsulated Buildings | Sheet Metal Cladding | 0 - 100m2 | Eaves Height - 41m | Building Area only; Site strip vegetation; Strip foundations; Column bases; Insulated Concrete GF slab with DPM and Mesh,150 thick up to 10,000m2, 200mm thick over 10,000m2 GIA; Steel Portal frame with bolts and baseplates; Coated galvanised trapezoidal roof sheets with no insulation, on steel purlins; Roof lights; valley gutters; matching fascia and soffit; Rainwater downpipes and gutters; trapezoidal uninsulated wall system cladding on cladding rails; External roller shutter doors and personnel doors; Single phase electrics, lighting and power ; EXCLUDES heating ; Underslab storm drainage from internal downpipes on building area greater than 1,000m2 | Location Adjustment Applicable (See Guidance Notes) - ERC = UK mean of 1.00 | (BEAMS Note 2) The ERC for this item should be added to all other rateable items on the hereditament (except land). Therefore the total of the ERC of the other Building Items and the P&M ERC (where applicable) to enable the correct contract size adjustment to be made. ERC of Building Component + ERC of P&M = Total ERC to which contract size adjustment should be applied. The appropriate % adjustment should be made in accordance with the scale for contract size adjustment specified under section 6 of the RCG 2023 Guidance notes. The currency ERC rates are set at £4m (Four Million Pounds) @ 1st April 2021 (AVD) for the RCG 2023 Publication. | The data consists of a typical Industrial shell. Works include the Industrial shell as described and includes works up to 1m perimeter to the building (1m wide paving slabs & foul/storm drainage), The cost include 2 no. personnel doors and roller shutters are included at 1 door up to 1,000m2 , 2 roller doors over 1,000m2 (GIA), and 4 roller doors over 5,000m2. Costs are for the shell only and do not include for internal rooms such as offices or toilets which should be added for seperately. See Variations for assistance. | - | - | - | - | - | Cavity Wall construction to lower walls should be added by measuring wall area at an E/O rate of £97m2(£5m2 less for uninsulated), single block walls are cost neutral. Additional roller shutter doors over and above the beacon specification at should be added at additonal cost of £ 232 each (4 x 4m) . Additional personnel doors over the assumed 2nr. - add £1,077 each. If heating is required an addition of £32/m2 (GIA) should be made to the beacon cost. Internal offices (in Industrial complexes) should be added by reference to Cost Guide code series 42P04A -42P40V, Internal WC - 42P40W | - | - | - |  | m2 | - | 3 - INDUSTRIAL | David Grace | Jim Allen | #N/A | Option 1 | ERROR | 0% | 2499.6039 | 1794.6558 | 0% | 0% | 1794.6558 | 0% | Price Book Data | P. Avo | VOA_GPN_GOV_UK\7243572 | 2021-09-16 | Low | - | Low | - | - | Copied to latest DCS. | NA | SPONS A&B | 2 | (BEAMS Note 2) Standard | - | - | 2 | TRUE
4119 | 42A20S | 9656 | 42A20S | Industrial Buildings | Uninsulated Buildings | Sheet Metal Cladding | 0 - 100m2 | Eaves Height - 42m | Building Area only; Site strip vegetation; Strip foundations; Column bases; Insulated Concrete GF slab with DPM and Mesh,150 thick up to 10,000m2, 200mm thick over 10,000m2 GIA; Steel Portal frame with bolts and baseplates; Coated galvanised trapezoidal roof sheets with no insulation, on steel purlins; Roof lights; valley gutters; matching fascia and soffit; Rainwater downpipes and gutters; trapezoidal uninsulated wall system cladding on cladding rails; External roller shutter doors and personnel doors; Single phase electrics, lighting and power ; EXCLUDES heating ; Underslab storm drainage from internal downpipes on building area greater than 1,000m2 | Location Adjustment Applicable (See Guidance Notes) - ERC = UK mean of 1.00 | (BEAMS Note 2) The ERC for this item should be added to all other rateable items on the hereditament (except land). Therefore the total of the ERC of the other Building Items and the P&M ERC (where applicable) to enable the correct contract size adjustment to be made. ERC of Building Component + ERC of P&M = Total ERC to which contract size adjustment should be applied. The appropriate % adjustment should be made in accordance with the scale for contract size adjustment specified under section 6 of the RCG 2023 Guidance notes. The currency ERC rates are set at £4m (Four Million Pounds) @ 1st April 2021 (AVD) for the RCG 2023 Publication. | The data consists of a typical Industrial shell. Works include the Industrial shell as described and includes works up to 1m perimeter to the building (1m wide paving slabs & foul/storm drainage), The cost include 2 no. personnel doors and roller shutters are included at 1 door up to 1,000m2 , 2 roller doors over 1,000m2 (GIA), and 4 roller doors over 5,000m2. Costs are for the shell only and do not include for internal rooms such as offices or toilets which should be added for seperately. See Variations for assistance. | - | - | - | - | - | Cavity Wall construction to lower walls should be added by measuring wall area at an E/O rate of £97m2(£5m2 less for uninsulated), single block walls are cost neutral. Additional roller shutter doors over and above the beacon specification at should be added at additonal cost of £ 232 each (4 x 4m) . Additional personnel doors over the assumed 2nr. - add £1,077 each. If heating is required an addition of £32/m2 (GIA) should be made to the beacon cost. Internal offices (in Industrial complexes) should be added by reference to Cost Guide code series 42P04A -42P40V, Internal WC - 42P40W | - | - | - |  | m2 | - | 3 - INDUSTRIAL | David Grace | Jim Allen | #N/A | Option 1 | ERROR | 0% | 2539.2225 | 1823.101 | 0% | 0% | 1823.101 | 0% | Price Book Data | P. Avo | VOA_GPN_GOV_UK\7243572 | 2021-09-16 | Low | - | Low | - | - | Copied to latest DCS. | NA | SPONS A&B | 2 | (BEAMS Note 2) Standard | - | - | 2 | TRUE
4120 | 42A20T | 9657 | 42A20T | Industrial Buildings | Uninsulated Buildings | Sheet Metal Cladding | 0 - 100m2 | Eaves Height - 43m | Building Area only; Site strip vegetation; Strip foundations; Column bases; Insulated Concrete GF slab with DPM and Mesh,150 thick up to 10,000m2, 200mm thick over 10,000m2 GIA; Steel Portal frame with bolts and baseplates; Coated galvanised trapezoidal roof sheets with no insulation, on steel purlins; Roof lights; valley gutters; matching fascia and soffit; Rainwater downpipes and gutters; trapezoidal uninsulated wall system cladding on cladding rails; External roller shutter doors and personnel doors; Single phase electrics, lighting and power ; EXCLUDES heating ; Underslab storm drainage from internal downpipes on building area greater than 1,000m2 | Location Adjustment Applicable (See Guidance Notes) - ERC = UK mean of 1.00 | (BEAMS Note 2) The ERC for this item should be added to all other rateable items on the hereditament (except land). Therefore the total of the ERC of the other Building Items and the P&M ERC (where applicable) to enable the correct contract size adjustment to be made. ERC of Building Component + ERC of P&M = Total ERC to which contract size adjustment should be applied. The appropriate % adjustment should be made in accordance with the scale for contract size adjustment specified under section 6 of the RCG 2023 Guidance notes. The currency ERC rates are set at £4m (Four Million Pounds) @ 1st April 2021 (AVD) for the RCG 2023 Publication. | The data consists of a typical Industrial shell. Works include the Industrial shell as described and includes works up to 1m perimeter to the building (1m wide paving slabs & foul/storm drainage), The cost include 2 no. personnel doors and roller shutters are included at 1 door up to 1,000m2 , 2 roller doors over 1,000m2 (GIA), and 4 roller doors over 5,000m2. Costs are for the shell only and do not include for internal rooms such as offices or toilets which should be added for seperately. See Variations for assistance. | - | - | - | - | - | Cavity Wall construction to lower walls should be added by measuring wall area at an E/O rate of £97m2(£5m2 less for uninsulated), single block walls are cost neutral. Additional roller shutter doors over and above the beacon specification at should be added at additonal cost of £ 232 each (4 x 4m) . Additional personnel doors over the assumed 2nr. - add £1,077 each. If heating is required an addition of £32/m2 (GIA) should be made to the beacon cost. Internal offices (in Industrial complexes) should be added by reference to Cost Guide code series 42P04A -42P40V, Internal WC - 42P40W | - | - | - |  | m2 | - | 3 - INDUSTRIAL | David Grace | Jim Allen | #N/A | Option 1 | ERROR | 0% | 2578.8412 | 1851.5463 | 0% | 0% | 1851.5463 | 0% | Price Book Data | P. Avo | VOA_GPN_GOV_UK\7243572 | 2021-09-16 | Low | - | Low | - | - | Copied to latest DCS. | NA | SPONS A&B | 2 | (BEAMS Note 2) Standard | - | - | 2 | TRUE
4121 | 42A20U | 9658 | 42A20U | Industrial Buildings | Uninsulated Buildings | Sheet Metal Cladding | 0 - 100m2 | Eaves Height - 44m | Building Area only; Site strip vegetation; Strip foundations; Column bases; Insulated Concrete GF slab with DPM and Mesh,150 thick up to 10,000m2, 200mm thick over 10,000m2 GIA; Steel Portal frame with bolts and baseplates; Coated galvanised trapezoidal roof sheets with no insulation, on steel purlins; Roof lights; valley gutters; matching fascia and soffit; Rainwater downpipes and gutters; trapezoidal uninsulated wall system cladding on cladding rails; External roller shutter doors and personnel doors; Single phase electrics, lighting and power ; EXCLUDES heating ; Underslab storm drainage from internal downpipes on building area greater than 1,000m2 | Location Adjustment Applicable (See Guidance Notes) - ERC = UK mean of 1.00 | (BEAMS Note 2) The ERC for this item should be added to all other rateable items on the hereditament (except land). Therefore the total of the ERC of the other Building Items and the P&M ERC (where applicable) to enable the correct contract size adjustment to be made. ERC of Building Component + ERC of P&M = Total ERC to which contract size adjustment should be applied. The appropriate % adjustment should be made in accordance with the scale for contract size adjustment specified under section 6 of the RCG 2023 Guidance notes. The currency ERC rates are set at £4m (Four Million Pounds) @ 1st April 2021 (AVD) for the RCG 2023 Publication. | The data consists of a typical Industrial shell. Works include the Industrial shell as described and includes works up to 1m perimeter to the building (1m wide paving slabs & foul/storm drainage), The cost include 2 no. personnel doors and roller shutters are included at 1 door up to 1,000m2 , 2 roller doors over 1,000m2 (GIA), and 4 roller doors over 5,000m2. Costs are for the shell only and do not include for internal rooms such as offices or toilets which should be added for seperately. See Variations for assistance. | - | - | - | - | - | Cavity Wall construction to lower walls should be added by measuring wall area at an E/O rate of £97m2(£5m2 less for uninsulated), single block walls are cost neutral. Additional roller shutter doors over and above the beacon specification at should be added at additonal cost of £ 232 each (4 x 4m) . Additional personnel doors over the assumed 2nr. - add £1,077 each. If heating is required an addition of £32/m2 (GIA) should be made to the beacon cost. Internal offices (in Industrial complexes) should be added by reference to Cost Guide code series 42P04A -42P40V, Internal WC - 42P40W | - | - | - |  | m2 | - | 3 - INDUSTRIAL | David Grace | Jim Allen | #N/A | Option 1 | ERROR | 0% | 2618.4598 | 1879.9915 | 0% | 0% | 1879.9915 | 0% | Price Book Data | P. Avo | VOA_GPN_GOV_UK\7243572 | 2021-09-16 | Low | - | Low | - | - | Copied to latest DCS. | NA | SPONS A&B | 2 | (BEAMS Note 2) Standard | - | - | 2 | TRUE
4122 | 42A20V | 9659 | 42A20V | Industrial Buildings | Uninsulated Buildings | Sheet Metal Cladding | 0 - 100m2 | Eaves Height - 45m | Building Area only; Site strip vegetation; Strip foundations; Column bases; Insulated Concrete GF slab with DPM and Mesh,150 thick up to 10,000m2, 200mm thick over 10,000m2 GIA; Steel Portal frame with bolts and baseplates; Coated galvanised trapezoidal roof sheets with no insulation, on steel purlins; Roof lights; valley gutters; matching fascia and soffit; Rainwater downpipes and gutters; trapezoidal uninsulated wall system cladding on cladding rails; External roller shutter doors and personnel doors; Single phase electrics, lighting and power ; EXCLUDES heating ; Underslab storm drainage from internal downpipes on building area greater than 1,000m2 | Location Adjustment Applicable (See Guidance Notes) - ERC = UK mean of 1.00 | (BEAMS Note 2) The ERC for this item should be added to all other rateable items on the hereditament (except land). Therefore the total of the ERC of the other Building Items and the P&M ERC (where applicable) to enable the correct contract size adjustment to be made. ERC of Building Component + ERC of P&M = Total ERC to which contract size adjustment should be applied. The appropriate % adjustment should be made in accordance with the scale for contract size adjustment specified under section 6 of the RCG 2023 Guidance notes. The currency ERC rates are set at £4m (Four Million Pounds) @ 1st April 2021 (AVD) for the RCG 2023 Publication. | The data consists of a typical Industrial shell. Works include the Industrial shell as described and includes works up to 1m perimeter to the building (1m wide paving slabs & foul/storm drainage), The cost include 2 no. personnel doors and roller shutters are included at 1 door up to 1,000m2 , 2 roller doors over 1,000m2 (GIA), and 4 roller doors over 5,000m2. Costs are for the shell only and do not include for internal rooms such as offices or toilets which should be added for seperately. See Variations for assistance. | - | - | - | - | - | Cavity Wall construction to lower walls should be added by measuring wall area at an E/O rate of £97m2(£5m2 less for uninsulated), single block walls are cost neutral. Additional roller shutter doors over and above the beacon specification at should be added at additonal cost of £ 232 each (4 x 4m) . Additional personnel doors over the assumed 2nr. - add £1,077 each. If heating is required an addition of £32/m2 (GIA) should be made to the beacon cost. Internal offices (in Industrial complexes) should be added by reference to Cost Guide code series 42P04A -42P40V, Internal WC - 42P40W | - | - | - |  | m2 | - | 3 - INDUSTRIAL | David Grace | Jim Allen | #N/A | Option 1 | ERROR | 0% | 2658.0784 | 1908.4368 | 0% | 0% | 1908.4368 | 0% | Price Book Data | P. Avo | VOA_GPN_GOV_UK\7243572 | 2021-09-16 | Low | - | Low | - | - | Copied to latest DCS. | NA | SPONS A&B | 2 | (BEAMS Note 2) Standard | - | - | 2 | TRUE
4123 | 42A20W | 9660 | 42A20W | Industrial Buildings | Uninsulated Buildings | Sheet Metal Cladding | 101 - 250m2 | Eaves Height - 36m | Building Area only; Site strip vegetation; Strip foundations; Column bases; Insulated Concrete GF slab with DPM and Mesh,150 thick up to 10,000m2, 200mm thick over 10,000m2 GIA; Steel Portal frame with bolts and baseplates; Coated galvanised trapezoidal roof sheets with no insulation, on steel purlins; Roof lights; valley gutters; matching fascia and soffit; Rainwater downpipes and gutters; trapezoidal uninsulated wall system cladding on cladding rails; External roller shutter doors and personnel doors; Single phase electrics, lighting and power ; EXCLUDES heating ; Underslab storm drainage from internal downpipes on building area greater than 1,000m2 | Location Adjustment Applicable (See Guidance Notes) - ERC = UK mean of 1.00 | (BEAMS Note 2) The ERC for this item should be added to all other rateable items on the hereditament (except land). Therefore the total of the ERC of the other Building Items and the P&M ERC (where applicable) to enable the correct contract size adjustment to be made. ERC of Building Component + ERC of P&M = Total ERC to which contract size adjustment should be applied. The appropriate % adjustment should be made in accordance with the scale for contract size adjustment specified under section 6 of the RCG 2023 Guidance notes. The currency ERC rates are set at £4m (Four Million Pounds) @ 1st April 2021 (AVD) for the RCG 2023 Publication. | The data consists of a typical Industrial shell. Works include the Industrial shell as described and includes works up to 1m perimeter to the building (1m wide paving slabs & foul/storm drainage), The cost include 2 no. personnel doors and roller shutters are included at 1 door up to 1,000m2 , 2 roller doors over 1,000m2 (GIA), and 4 roller doors over 5,000m2. Costs are for the shell only and do not include for internal rooms such as offices or toilets which should be added for seperately. See Variations for assistance. | - | - | - | - | - | Cavity Wall construction to lower walls should be added by measuring wall area at an E/O rate of £97m2(£5m2 less for uninsulated), single block walls are cost neutral. Additional roller shutter doors over and above the beacon specification at should be added at additonal cost of £ 232 each (4 x 4m) . Additional personnel doors over the assumed 2nr. - add £1,077 each. If heating is required an addition of £32/m2 (GIA) should be made to the beacon cost. Internal offices (in Industrial complexes) should be added by reference to Cost Guide code series 42P04A -42P40V, Internal WC - 42P40W | - | - | - |  | m2 | - | 3 - INDUSTRIAL | David Grace | Jim Allen | #N/A | Option 1 | ERROR | 0% | 1896.3725 | 1361.5501 | 0% | 0% | 1361.5501 | 0% | Price Book Data | P. Avo | VOA_GPN_GOV_UK\7243572 | 2021-09-17 | Low | - | Low | - | - | Copied to latest DCS. | NA | SPONS A&B | 2 | (BEAMS Note 2) Standard | - | - | 2 | TRUE
4124 | 42A20X | 9661 | 42A20X | Industrial Buildings | Uninsulated Buildings | Sheet Metal Cladding | 101 - 250m2 | Eaves Height - 37m | Building Area only; Site strip vegetation; Strip foundations; Column bases; Insulated Concrete GF slab with DPM and Mesh,150 thick up to 10,000m2, 200mm thick over 10,000m2 GIA; Steel Portal frame with bolts and baseplates; Coated galvanised trapezoidal roof sheets with no insulation, on steel purlins; Roof lights; valley gutters; matching fascia and soffit; Rainwater downpipes and gutters; trapezoidal uninsulated wall system cladding on cladding rails; External roller shutter doors and personnel doors; Single phase electrics, lighting and power ; EXCLUDES heating ; Underslab storm drainage from internal downpipes on building area greater than 1,000m2 | Location Adjustment Applicable (See Guidance Notes) - ERC = UK mean of 1.00 | (BEAMS Note 2) The ERC for this item should be added to all other rateable items on the hereditament (except land). Therefore the total of the ERC of the other Building Items and the P&M ERC (where applicable) to enable the correct contract size adjustment to be made. ERC of Building Component + ERC of P&M = Total ERC to which contract size adjustment should be applied. The appropriate % adjustment should be made in accordance with the scale for contract size adjustment specified under section 6 of the RCG 2023 Guidance notes. The currency ERC rates are set at £4m (Four Million Pounds) @ 1st April 2021 (AVD) for the RCG 2023 Publication. | The data consists of a typical Industrial shell. Works include the Industrial shell as described and includes works up to 1m perimeter to the building (1m wide paving slabs & foul/storm drainage), The cost include 2 no. personnel doors and roller shutters are included at 1 door up to 1,000m2 , 2 roller doors over 1,000m2 (GIA), and 4 roller doors over 5,000m2. Costs are for the shell only and do not include for internal rooms such as offices or toilets which should be added for seperately. See Variations for assistance. | - | - | - | - | - | Cavity Wall construction to lower walls should be added by measuring wall area at an E/O rate of £97m2(£5m2 less for uninsulated), single block walls are cost neutral. Additional roller shutter doors over and above the beacon specification at should be added at additonal cost of £ 232 each (4 x 4m) . Additional personnel doors over the assumed 2nr. - add £1,077 each. If heating is required an addition of £32/m2 (GIA) should be made to the beacon cost. Internal offices (in Industrial complexes) should be added by reference to Cost Guide code series 42P04A -42P40V, Internal WC - 42P40W | - | - | - |  | m2 | - | 3 - INDUSTRIAL | David Grace | Jim Allen | #N/A | Option 1 | ERROR | 0% | 1927.7846 | 1384.1033 | 0% | 0% | 1384.1033 | 0% | Price Book Data | P. Avo | VOA_GPN_GOV_UK\7243572 | 2021-09-17 | Low | - | Low | - | - | Copied to latest DCS. | NA | SPONS A&B | 2 | (BEAMS Note 2) Standard | - | - | 2 | TRUE
4125 | 42A20Y | 9662 | 42A20Y | Industrial Buildings | Uninsulated Buildings | Sheet Metal Cladding | 101 - 250m2 | Eaves Height - 38m | Building Area only; Site strip vegetation; Strip foundations; Column bases; Insulated Concrete GF slab with DPM and Mesh,150 thick up to 10,000m2, 200mm thick over 10,000m2 GIA; Steel Portal frame with bolts and baseplates; Coated galvanised trapezoidal roof sheets with no insulation, on steel purlins; Roof lights; valley gutters; matching fascia and soffit; Rainwater downpipes and gutters; trapezoidal uninsulated wall system cladding on cladding rails; External roller shutter doors and personnel doors; Single phase electrics, lighting and power ; EXCLUDES heating ; Underslab storm drainage from internal downpipes on building area greater than 1,000m2 | Location Adjustment Applicable (See Guidance Notes) - ERC = UK mean of 1.00 | (BEAMS Note 2) The ERC for this item should be added to all other rateable items on the hereditament (except land). Therefore the total of the ERC of the other Building Items and the P&M ERC (where applicable) to enable the correct contract size adjustment to be made. ERC of Building Component + ERC of P&M = Total ERC to which contract size adjustment should be applied. The appropriate % adjustment should be made in accordance with the scale for contract size adjustment specified under section 6 of the RCG 2023 Guidance notes. The currency ERC rates are set at £4m (Four Million Pounds) @ 1st April 2021 (AVD) for the RCG 2023 Publication. | The data consists of a typical Industrial shell. Works include the Industrial shell as described and includes works up to 1m perimeter to the building (1m wide paving slabs & foul/storm drainage), The cost include 2 no. personnel doors and roller shutters are included at 1 door up to 1,000m2 , 2 roller doors over 1,000m2 (GIA), and 4 roller doors over 5,000m2. Costs are for the shell only and do not include for internal rooms such as offices or toilets which should be added for seperately. See Variations for assistance. | - | - | - | - | - | Cavity Wall construction to lower walls should be added by measuring wall area at an E/O rate of £97m2(£5m2 less for uninsulated), single block walls are cost neutral. Additional roller shutter doors over and above the beacon specification at should be added at additonal cost of £ 232 each (4 x 4m) . Additional personnel doors over the assumed 2nr. - add £1,077 each. If heating is required an addition of £32/m2 (GIA) should be made to the beacon cost. Internal offices (in Industrial complexes) should be added by reference to Cost Guide code series 42P04A -42P40V, Internal WC - 42P40W | - | - | - |  | m2 | - | 3 - INDUSTRIAL | David Grace | Jim Allen | #N/A | Option 1 | ERROR | 0% | 1959.1968 | 1406.6565 | 0% | 0% | 1406.6565 | 0% | Price Book Data | P. Avo | VOA_GPN_GOV_UK\7243572 | 2021-09-17 | Low | - | Low | - | - | Copied to latest DCS. | NA | SPONS A&B | 2 | (BEAMS Note 2) Standard | - | - | 2 | TRUE
4126 | 42A20Z | 9663 | 42A20Z | Industrial Buildings | Uninsulated Buildings | Sheet Metal Cladding | 101 - 250m2 | Eaves Height - 39m | Building Area only; Site strip vegetation; Strip foundations; Column bases; Insulated Concrete GF slab with DPM and Mesh,150 thick up to 10,000m2, 200mm thick over 10,000m2 GIA; Steel Portal frame with bolts and baseplates; Coated galvanised trapezoidal roof sheets with no insulation, on steel purlins; Roof lights; valley gutters; matching fascia and soffit; Rainwater downpipes and gutters; trapezoidal uninsulated wall system cladding on cladding rails; External roller shutter doors and personnel doors; Single phase electrics, lighting and power ; EXCLUDES heating ; Underslab storm drainage from internal downpipes on building area greater than 1,000m2 | Location Adjustment Applicable (See Guidance Notes) - ERC = UK mean of 1.00 | (BEAMS Note 2) The ERC for this item should be added to all other rateable items on the hereditament (except land). Therefore the total of the ERC of the other Building Items and the P&M ERC (where applicable) to enable the correct contract size adjustment to be made. ERC of Building Component + ERC of P&M = Total ERC to which contract size adjustment should be applied. The appropriate % adjustment should be made in accordance with the scale for contract size adjustment specified under section 6 of the RCG 2023 Guidance notes. The currency ERC rates are set at £4m (Four Million Pounds) @ 1st April 2021 (AVD) for the RCG 2023 Publication. | The data consists of a typical Industrial shell. Works include the Industrial shell as described and includes works up to 1m perimeter to the building (1m wide paving slabs & foul/storm drainage), The cost include 2 no. personnel doors and roller shutters are included at 1 door up to 1,000m2 , 2 roller doors over 1,000m2 (GIA), and 4 roller doors over 5,000m2. Costs are for the shell only and do not include for internal rooms such as offices or toilets which should be added for seperately. See Variations for assistance. | - | - | - | - | - | Cavity Wall construction to lower walls should be added by measuring wall area at an E/O rate of £97m2(£5m2 less for uninsulated), single block walls are cost neutral. Additional roller shutter doors over and above the beacon specification at should be added at additonal cost of £ 232 each (4 x 4m) . Additional personnel doors over the assumed 2nr. - add £1,077 each. If heating is required an addition of £32/m2 (GIA) should be made to the beacon cost. Internal offices (in Industrial complexes) should be added by reference to Cost Guide code series 42P04A -42P40V, Internal WC - 42P40W | - | - | - |  | m2 | - | 3 - INDUSTRIAL | David Grace | Jim Allen | #N/A | Option 1 | ERROR | 0% | 1990.609 | 1429.2096 | 0% | 0% | 1429.2096 | 0% | Price Book Data | P. Avo | VOA_GPN_GOV_UK\7243572 | 2021-09-17 | Low | - | Low | - | - | Copied to latest DCS. | NA | SPONS A&B | 2 | (BEAMS Note 2) Standard | - | - | 2 | TRUE
4127 | 42A21A | 9664 | 42A21A | Industrial Buildings | Uninsulated Buildings | Sheet Metal Cladding | 101 - 250m2 | Eaves Height - 40m | Building Area only; Site strip vegetation; Strip foundations; Column bases; Insulated Concrete GF slab with DPM and Mesh,150 thick up to 10,000m2, 200mm thick over 10,000m2 GIA; Steel Portal frame with bolts and baseplates; Coated galvanised trapezoidal roof sheets with no insulation, on steel purlins; Roof lights; valley gutters; matching fascia and soffit; Rainwater downpipes and gutters; trapezoidal uninsulated wall system cladding on cladding rails; External roller shutter doors and personnel doors; Single phase electrics, lighting and power ; EXCLUDES heating ; Underslab storm drainage from internal downpipes on building area greater than 1,000m2 | Location Adjustment Applicable (See Guidance Notes) - ERC = UK mean of 1.00 | (BEAMS Note 2) The ERC for this item should be added to all other rateable items on the hereditament (except land). Therefore the total of the ERC of the other Building Items and the P&M ERC (where applicable) to enable the correct contract size adjustment to be made. ERC of Building Component + ERC of P&M = Total ERC to which contract size adjustment should be applied. The appropriate % adjustment should be made in accordance with the scale for contract size adjustment specified under section 6 of the RCG 2023 Guidance notes. The currency ERC rates are set at £4m (Four Million Pounds) @ 1st April 2021 (AVD) for the RCG 2023 Publication. | The data consists of a typical Industrial shell. Works include the Industrial shell as described and includes works up to 1m perimeter to the building (1m wide paving slabs & foul/storm drainage), The cost include 2 no. personnel doors and roller shutters are included at 1 door up to 1,000m2 , 2 roller doors over 1,000m2 (GIA), and 4 roller doors over 5,000m2. Costs are for the shell only and do not include for internal rooms such as offices or toilets which should be added for seperately. See Variations for assistance. | - | - | - | - | - | Cavity Wall construction to lower walls should be added by measuring wall area at an E/O rate of £97m2(£5m2 less for uninsulated), single block walls are cost neutral. Additional roller shutter doors over and above the beacon specification at should be added at additonal cost of £ 232 each (4 x 4m) . Additional personnel doors over the assumed 2nr. - add £1,077 each. If heating is required an addition of £32/m2 (GIA) should be made to the beacon cost. Internal offices (in Industrial complexes) should be added by reference to Cost Guide code series 42P04A -42P40V, Internal WC - 42P40W | - | - | - |  | m2 | - | 3 - INDUSTRIAL | David Grace | Jim Allen | #N/A | Option 1 | ERROR | 0% | 2022.0211 | 1451.7628 | 0% | 0% | 1451.7628 | 0% | Price Book Data | P. Avo | VOA_GPN_GOV_UK\7243572 | 2021-09-17 | Low | - | Low | - | - | Copied to latest DCS. | NA | SPONS A&B | 2 | (BEAMS Note 2) Standard | - | - | 2 | TRUE
4128 | 42A21B | 9665 | 42A21B | Industrial Buildings | Uninsulated Buildings | Sheet Metal Cladding | 101 - 250m2 | Eaves Height - 41m | Building Area only; Site strip vegetation; Strip foundations; Column bases; Insulated Concrete GF slab with DPM and Mesh,150 thick up to 10,000m2, 200mm thick over 10,000m2 GIA; Steel Portal frame with bolts and baseplates; Coated galvanised trapezoidal roof sheets with no insulation, on steel purlins; Roof lights; valley gutters; matching fascia and soffit; Rainwater downpipes and gutters; trapezoidal uninsulated wall system cladding on cladding rails; External roller shutter doors and personnel doors; Single phase electrics, lighting and power ; EXCLUDES heating ; Underslab storm drainage from internal downpipes on building area greater than 1,000m2 | Location Adjustment Applicable (See Guidance Notes) - ERC = UK mean of 1.00 | (BEAMS Note 2) The ERC for this item should be added to all other rateable items on the hereditament (except land). Therefore the total of the ERC of the other Building Items and the P&M ERC (where applicable) to enable the correct contract size adjustment to be made. ERC of Building Component + ERC of P&M = Total ERC to which contract size adjustment should be applied. The appropriate % adjustment should be made in accordance with the scale for contract size adjustment specified under section 6 of the RCG 2023 Guidance notes. The currency ERC rates are set at £4m (Four Million Pounds) @ 1st April 2021 (AVD) for the RCG 2023 Publication. | The data consists of a typical Industrial shell. Works include the Industrial shell as described and includes works up to 1m perimeter to the building (1m wide paving slabs & foul/storm drainage), The cost include 2 no. personnel doors and roller shutters are included at 1 door up to 1,000m2 , 2 roller doors over 1,000m2 (GIA), and 4 roller doors over 5,000m2. Costs are for the shell only and do not include for internal rooms such as offices or toilets which should be added for seperately. See Variations for assistance. | - | - | - | - | - | Cavity Wall construction to lower walls should be added by measuring wall area at an E/O rate of £97m2(£5m2 less for uninsulated), single block walls are cost neutral. Additional roller shutter doors over and above the beacon specification at should be added at additonal cost of £ 232 each (4 x 4m) . Additional personnel doors over the assumed 2nr. - add £1,077 each. If heating is required an addition of £32/m2 (GIA) should be made to the beacon cost. Internal offices (in Industrial complexes) should be added by reference to Cost Guide code series 42P04A -42P40V, Internal WC - 42P40W | - | - | - |  | m2 | - | 3 - INDUSTRIAL | David Grace | Jim Allen | #N/A | Option 1 | ERROR | 0% | 2053.4333 | 1474.316 | 0% | 0% | 1474.316 | 0% | Price Book Data | P. Avo | VOA_GPN_GOV_UK\7243572 | 2021-09-17 | Low | - | Low | - | - | Copied to latest DCS. | NA | SPONS A&B | 2 | (BEAMS Note 2) Standard | - | - | 2 | TRUE
4129 | 42A21C | 9666 | 42A21C | Industrial Buildings | Uninsulated Buildings | Sheet Metal Cladding | 101 - 250m2 | Eaves Height - 42m | Building Area only; Site strip vegetation; Strip foundations; Column bases; Insulated Concrete GF slab with DPM and Mesh,150 thick up to 10,000m2, 200mm thick over 10,000m2 GIA; Steel Portal frame with bolts and baseplates; Coated galvanised trapezoidal roof sheets with no insulation, on steel purlins; Roof lights; valley gutters; matching fascia and soffit; Rainwater downpipes and gutters; trapezoidal uninsulated wall system cladding on cladding rails; External roller shutter doors and personnel doors; Single phase electrics, lighting and power ; EXCLUDES heating ; Underslab storm drainage from internal downpipes on building area greater than 1,000m2 | Location Adjustment Applicable (See Guidance Notes) - ERC = UK mean of 1.00 | (BEAMS Note 2) The ERC for this item should be added to all other rateable items on the hereditament (except land). Therefore the total of the ERC of the other Building Items and the P&M ERC (where applicable) to enable the correct contract size adjustment to be made. ERC of Building Component + ERC of P&M = Total ERC to which contract size adjustment should be applied. The appropriate % adjustment should be made in accordance with the scale for contract size adjustment specified under section 6 of the RCG 2023 Guidance notes. The currency ERC rates are set at £4m (Four Million Pounds) @ 1st April 2021 (AVD) for the RCG 2023 Publication. | The data consists of a typical Industrial shell. Works include the Industrial shell as described and includes works up to 1m perimeter to the building (1m wide paving slabs & foul/storm drainage), The cost include 2 no. personnel doors and roller shutters are included at 1 door up to 1,000m2 , 2 roller doors over 1,000m2 (GIA), and 4 roller doors over 5,000m2. Costs are for the shell only and do not include for internal rooms such as offices or toilets which should be added for seperately. See Variations for assistance. | - | - | - | - | - | Cavity Wall construction to lower walls should be added by measuring wall area at an E/O rate of £97m2(£5m2 less for uninsulated), single block walls are cost neutral. Additional roller shutter doors over and above the beacon specification at should be added at additonal cost of £ 232 each (4 x 4m) . Additional personnel doors over the assumed 2nr. - add £1,077 each. If heating is required an addition of £32/m2 (GIA) should be made to the beacon cost. Internal offices (in Industrial complexes) should be added by reference to Cost Guide code series 42P04A -42P40V, Internal WC - 42P40W | - | - | - |  | m2 | - | 3 - INDUSTRIAL | David Grace | Jim Allen | #N/A | Option 1 | ERROR | 0% | 2084.8454 | 1496.8692 | 0% | 0% | 1496.8692 | 0% | Price Book Data | P. Avo | VOA_GPN_GOV_UK\7243572 | 2021-09-17 | Low | - | Low | - | - | Copied to latest DCS. | NA | SPONS A&B | 2 | (BEAMS Note 2) Standard | - | - | 2 | TRUE
4130 | 42A21D | 9667 | 42A21D | Industrial Buildings | Uninsulated Buildings | Sheet Metal Cladding | 101 - 250m2 | Eaves Height - 43m | Building Area only; Site strip vegetation; Strip foundations; Column bases; Insulated Concrete GF slab with DPM and Mesh,150 thick up to 10,000m2, 200mm thick over 10,000m2 GIA; Steel Portal frame with bolts and baseplates; Coated galvanised trapezoidal roof sheets with no insulation, on steel purlins; Roof lights; valley gutters; matching fascia and soffit; Rainwater downpipes and gutters; trapezoidal uninsulated wall system cladding on cladding rails; External roller shutter doors and personnel doors; Single phase electrics, lighting and power ; EXCLUDES heating ; Underslab storm drainage from internal downpipes on building area greater than 1,000m2 | Location Adjustment Applicable (See Guidance Notes) - ERC = UK mean of 1.00 | (BEAMS Note 2) The ERC for this item should be added to all other rateable items on the hereditament (except land). Therefore the total of the ERC of the other Building Items and the P&M ERC (where applicable) to enable the correct contract size adjustment to be made. ERC of Building Component + ERC of P&M = Total ERC to which contract size adjustment should be applied. The appropriate % adjustment should be made in accordance with the scale for contract size adjustment specified under section 6 of the RCG 2023 Guidance notes. The currency ERC rates are set at £4m (Four Million Pounds) @ 1st April 2021 (AVD) for the RCG 2023 Publication. | The data consists of a typical Industrial shell. Works include the Industrial shell as described and includes works up to 1m perimeter to the building (1m wide paving slabs & foul/storm drainage), The cost include 2 no. personnel doors and roller shutters are included at 1 door up to 1,000m2 , 2 roller doors over 1,000m2 (GIA), and 4 roller doors over 5,000m2. Costs are for the shell only and do not include for internal rooms such as offices or toilets which should be added for seperately. See Variations for assistance. | - | - | - | - | - | Cavity Wall construction to lower walls should be added by measuring wall area at an E/O rate of £97m2(£5m2 less for uninsulated), single block walls are cost neutral. Additional roller shutter doors over and above the beacon specification at should be added at additonal cost of £ 232 each (4 x 4m) . Additional personnel doors over the assumed 2nr. - add £1,077 each. If heating is required an addition of £32/m2 (GIA) should be made to the beacon cost. Internal offices (in Industrial complexes) should be added by reference to Cost Guide code series 42P04A -42P40V, Internal WC - 42P40W | - | - | - |  | m2 | - | 3 - INDUSTRIAL | David Grace | Jim Allen | #N/A | Option 1 | ERROR | 0% | 2116.2576 | 1519.4223 | 0% | 0% | 1519.4223 | 0% | Price Book Data | P. Avo | VOA_GPN_GOV_UK\7243572 | 2021-09-17 | Low | - | Low | - | - | Copied to latest DCS. | NA | SPONS A&B | 2 | (BEAMS Note 2) Standard | - | - | 2 | FALSE
4131 | 42A21E | 9668 | 42A21E | Industrial Buildings | Uninsulated Buildings | Sheet Metal Cladding | 101 - 250m2 | Eaves Height - 44m | Building Area only; Site strip vegetation; Strip foundations; Column bases; Insulated Concrete GF slab with DPM and Mesh,150 thick up to 10,000m2, 200mm thick over 10,000m2 GIA; Steel Portal frame with bolts and baseplates; Coated galvanised trapezoidal roof sheets with no insulation, on steel purlins; Roof lights; valley gutters; matching fascia and soffit; Rainwater downpipes and gutters; trapezoidal uninsulated wall system cladding on cladding rails; External roller shutter doors and personnel doors; Single phase electrics, lighting and power ; EXCLUDES heating ; Underslab storm drainage from internal downpipes on building area greater than 1,000m2 | Location Adjustment Applicable (See Guidance Notes) - ERC = UK mean of 1.00 | (BEAMS Note 2) The ERC for this item should be added to all other rateable items on the hereditament (except land). Therefore the total of the ERC of the other Building Items and the P&M ERC (where applicable) to enable the correct contract size adjustment to be made. ERC of Building Component + ERC of P&M = Total ERC to which contract size adjustment should be applied. The appropriate % adjustment should be made in accordance with the scale for contract size adjustment specified under section 6 of the RCG 2023 Guidance notes. The currency ERC rates are set at £4m (Four Million Pounds) @ 1st April 2021 (AVD) for the RCG 2023 Publication. | The data consists of a typical Industrial shell. Works include the Industrial shell as described and includes works up to 1m perimeter to the building (1m wide paving slabs & foul/storm drainage), The cost include 2 no. personnel doors and roller shutters are included at 1 door up to 1,000m2 , 2 roller doors over 1,000m2 (GIA), and 4 roller doors over 5,000m2. Costs are for the shell only and do not include for internal rooms such as offices or toilets which should be added for seperately. See Variations for assistance. | - | - | - | - | - | Cavity Wall construction to lower walls should be added by measuring wall area at an E/O rate of £97m2(£5m2 less for uninsulated), single block walls are cost neutral. Additional roller shutter doors over and above the beacon specification at should be added at additonal cost of £ 232 each (4 x 4m) . Additional personnel doors over the assumed 2nr. - add £1,077 each. If heating is required an addition of £32/m2 (GIA) should be made to the beacon cost. Internal offices (in Industrial complexes) should be added by reference to Cost Guide code series 42P04A -42P40V, Internal WC - 42P40W | - | - | - |  | m2 | - | 3 - INDUSTRIAL | David Grace | Jim Allen | #N/A | Option 1 | ERROR | 0% | 2147.6697 | 1541.9755 | 0% | 0% | 1541.9755 | 0% | Price Book Data | P. Avo | VOA_GPN_GOV_UK\7243572 | 2021-09-17 | Low | - | Low | - | - | Copied to latest DCS. | NA | SPONS A&B | 2 | (BEAMS Note 2) Standard | - | - | 2 | TRUE
4132 | 42A21F | 9669 | 42A21F | Industrial Buildings | Uninsulated Buildings | Sheet Metal Cladding | 101 - 250m2 | Eaves Height - 45m | Building Area only; Site strip vegetation; Strip foundations; Column bases; Insulated Concrete GF slab with DPM and Mesh,150 thick up to 10,000m2, 200mm thick over 10,000m2 GIA; Steel Portal frame with bolts and baseplates; Coated galvanised trapezoidal roof sheets with no insulation, on steel purlins; Roof lights; valley gutters; matching fascia and soffit; Rainwater downpipes and gutters; trapezoidal uninsulated wall system cladding on cladding rails; External roller shutter doors and personnel doors; Single phase electrics, lighting and power ; EXCLUDES heating ; Underslab storm drainage from internal downpipes on building area greater than 1,000m2 | Location Adjustment Applicable (See Guidance Notes) - ERC = UK mean of 1.00 | (BEAMS Note 2) The ERC for this item should be added to all other rateable items on the hereditament (except land). Therefore the total of the ERC of the other Building Items and the P&M ERC (where applicable) to enable the correct contract size adjustment to be made. ERC of Building Component + ERC of P&M = Total ERC to which contract size adjustment should be applied. The appropriate % adjustment should be made in accordance with the scale for contract size adjustment specified under section 6 of the RCG 2023 Guidance notes. The currency ERC rates are set at £4m (Four Million Pounds) @ 1st April 2021 (AVD) for the RCG 2023 Publication. | The data consists of a typical Industrial shell. Works include the Industrial shell as described and includes works up to 1m perimeter to the building (1m wide paving slabs & foul/storm drainage), The cost include 2 no. personnel doors and roller shutters are included at 1 door up to 1,000m2 , 2 roller doors over 1,000m2 (GIA), and 4 roller doors over 5,000m2. Costs are for the shell only and do not include for internal rooms such as offices or toilets which should be added for seperately. See Variations for assistance. | - | - | - | - | - | Cavity Wall construction to lower walls should be added by measuring wall area at an E/O rate of £97m2(£5m2 less for uninsulated), single block walls are cost neutral. Additional roller shutter doors over and above the beacon specification at should be added at additonal cost of £ 232 each (4 x 4m) . Additional personnel doors over the assumed 2nr. - add £1,077 each. If heating is required an addition of £32/m2 (GIA) should be made to the beacon cost. Internal offices (in Industrial complexes) should be added by reference to Cost Guide code series 42P04A -42P40V, Internal WC - 42P40W | - | - | - |  | m2 | - | 3 - INDUSTRIAL | David Grace | Jim Allen | #N/A | Option 1 | ERROR | 0% | 2179.0819 | 1564.5287 | 0% | 0% | 1564.5287 | 0% | Price Book Data | P. Avo | VOA_GPN_GOV_UK\7243572 | 2021-09-17 | Low | - | Low | - | - | Copied to latest DCS. | NA | SPONS A&B | 2 | (BEAMS Note 2) Standard | - | - | 2 | TRUE
4133 | 42A21G | 9540 | 42A21G | Industrial Buildings | Uninsulated Buildings | Sheet Metal Cladding | 10,001 - 20,000m2 | Eaves Height - 36m | Building Area only; Site strip vegetation; Strip foundations; Column bases; Insulated Concrete GF slab with DPM and Mesh,150 thick up to 10,000m2, 200mm thick over 10,000m2 GIA; Steel Portal frame with bolts and baseplates; Coated galvanised trapezoidal roof sheets with no insulation, on steel purlins; Roof lights; valley gutters; matching fascia and soffit; Rainwater downpipes and gutters; trapezoidal uninsulated wall system cladding on cladding rails; External roller shutter doors and personnel doors; Single phase electrics, lighting and power; Gas fuelled hot air burners; Underslab storm drainage from internal downpipes on building area greater than 1,000m2; | Location Adjustment Applicable (See Guidance Notes) - ERC = UK mean of 1.00 | (BEAMS Note 2) The ERC for this item should be added to all other rateable items on the hereditament (except land). Therefore the total of the ERC of the other Building Items and the P&M ERC (where applicable) to enable the correct contract size adjustment to be made. ERC of Building Component + ERC of P&M = Total ERC to which contract size adjustment should be applied. The appropriate % adjustment should be made in accordance with the scale for contract size adjustment specified under section 6 of the RCG 2023 Guidance notes. The currency ERC rates are set at £4m (Four Million Pounds) @ 1st April 2021 (AVD) for the RCG 2023 Publication. | The data consists of a typical Industrial shell. Works include the Industrial shell as described and includes works up to 1m perimeter to the building (1m wide paving slabs & foul/storm drainage), The cost include 2 no. personnel doors and roller shutters are included at 1 door up to 1,000m2 , 2 roller doors over 1,000m2 (GIA), and 4 roller doors over 5,000m2. Costs are for the shell only and do not include for internal rooms such as offices or toilets which should be added for seperately. See Variations for assistance. | - | - | - | - | - | Cavity Wall construction to lower walls should be added by measuring wall area at an E/O rate of £97m2(£5m2 less for uninsulated), single block walls are cost neutral. Additional roller shutter doors over and above the beacon specification at should be added at additonal cost of £ 232 each (4 x 4m) . Additional personnel doors over the assumed 2nr. - add £1,077 each. If no heating is present a deduction of £28m2 (GIA) should be made to the beacon cost. Internal offices (in Industrial complexes) should be added by reference to Cost Guide code series 42P04A -42P40V, Internal WC - 42P40W, amenity blocks - showers & toilets (New code TBC) & Canteens (New CodeTBC) | - | - | - |  | m2 | - | 3 - INDUSTRIAL | David Grace | Jim Allen | #N/A | Option 1 | ERROR | 0% | 681.9826 | 489.6472 | 0% | 0% | 489.6472 | 0% | Price Book Data | P. Avo | VOA_GPN_GOV_UK\7243572 | 2021-09-17 | Low | - | Low | - | - | Copied to latest DCS. | NA | SPONS A&B | 2 | (BEAMS Note 2) Standard | - | - | 2 | FALSE
4134 | 42A21H | 9541 | 42A21H | Industrial Buildings | Uninsulated Buildings | Sheet Metal Cladding | 10,001 - 20,000m2 | Eaves Height - 37m | Building Area only; Site strip vegetation; Strip foundations; Column bases; Insulated Concrete GF slab with DPM and Mesh,150 thick up to 10,000m2, 200mm thick over 10,000m2 GIA; Steel Portal frame with bolts and baseplates; Coated galvanised trapezoidal roof sheets with no insulation, on steel purlins; Roof lights; valley gutters; matching fascia and soffit; Rainwater downpipes and gutters; trapezoidal uninsulated wall system cladding on cladding rails; External roller shutter doors and personnel doors; Single phase electrics, lighting and power; Gas fuelled hot air burners; Underslab storm drainage from internal downpipes on building area greater than 1,000m2; | Location Adjustment Applicable (See Guidance Notes) - ERC = UK mean of 1.00 | (BEAMS Note 2) The ERC for this item should be added to all other rateable items on the hereditament (except land). Therefore the total of the ERC of the other Building Items and the P&M ERC (where applicable) to enable the correct contract size adjustment to be made. ERC of Building Component + ERC of P&M = Total ERC to which contract size adjustment should be applied. The appropriate % adjustment should be made in accordance with the scale for contract size adjustment specified under section 6 of the RCG 2023 Guidance notes. The currency ERC rates are set at £4m (Four Million Pounds) @ 1st April 2021 (AVD) for the RCG 2023 Publication. | The data consists of a typical Industrial shell. Works include the Industrial shell as described and includes works up to 1m perimeter to the building (1m wide paving slabs & foul/storm drainage), The cost include 2 no. personnel doors and roller shutters are included at 1 door up to 1,000m2 , 2 roller doors over 1,000m2 (GIA), and 4 roller doors over 5,000m2. Costs are for the shell only and do not include for internal rooms such as offices or toilets which should be added for seperately. See Variations for assistance. | - | - | - | - | - | Cavity Wall construction to lower walls should be added by measuring wall area at an E/O rate of £97m2(£5m2 less for uninsulated), single block walls are cost neutral. Additional roller shutter doors over and above the beacon specification at should be added at additonal cost of £ 232 each (4 x 4m) . Additional personnel doors over the assumed 2nr. - add £1,077 each. If no heating is present a deduction of £28m2 (GIA) should be made to the beacon cost. Internal offices (in Industrial complexes) should be added by reference to Cost Guide code series 42P04A -42P40V, Internal WC - 42P40W, amenity blocks - showers & toilets (New code TBC) & Canteens (New CodeTBC) | - | - | - |  | m2 | - | 3 - INDUSTRIAL | David Grace | Jim Allen | #N/A | Option 1 | ERROR | 0% | 685.2465 | 491.9906 | 0% | 0% | 491.9906 | 0% | Price Book Data | P. Avo | VOA_GPN_GOV_UK\7243572 | 2021-09-17 | Low | - | Low | - | - | Copied to latest DCS. | NA | SPONS A&B | 2 | (BEAMS Note 2) Standard | - | - | 2 | FALSE
4135 | 42A21J | 9542 | 42A21J | Industrial Buildings | Uninsulated Buildings | Sheet Metal Cladding | 10,001 - 20,000m2 | Eaves Height - 38m | Building Area only; Site strip vegetation; Strip foundations; Column bases; Insulated Concrete GF slab with DPM and Mesh,150 thick up to 10,000m2, 200mm thick over 10,000m2 GIA; Steel Portal frame with bolts and baseplates; Coated galvanised trapezoidal roof sheets with no insulation, on steel purlins; Roof lights; valley gutters; matching fascia and soffit; Rainwater downpipes and gutters; trapezoidal uninsulated wall system cladding on cladding rails; External roller shutter doors and personnel doors; Single phase electrics, lighting and power; Gas fuelled hot air burners; Underslab storm drainage from internal downpipes on building area greater than 1,000m2; | Location Adjustment Applicable (See Guidance Notes) - ERC = UK mean of 1.00 | (BEAMS Note 2) The ERC for this item should be added to all other rateable items on the hereditament (except land). Therefore the total of the ERC of the other Building Items and the P&M ERC (where applicable) to enable the correct contract size adjustment to be made. ERC of Building Component + ERC of P&M = Total ERC to which contract size adjustment should be applied. The appropriate % adjustment should be made in accordance with the scale for contract size adjustment specified under section 6 of the RCG 2023 Guidance notes. The currency ERC rates are set at £4m (Four Million Pounds) @ 1st April 2021 (AVD) for the RCG 2023 Publication. | The data consists of a typical Industrial shell. Works include the Industrial shell as described and includes works up to 1m perimeter to the building (1m wide paving slabs & foul/storm drainage), The cost include 2 no. personnel doors and roller shutters are included at 1 door up to 1,000m2 , 2 roller doors over 1,000m2 (GIA), and 4 roller doors over 5,000m2. Costs are for the shell only and do not include for internal rooms such as offices or toilets which should be added for seperately. See Variations for assistance. | - | - | - | - | - | Cavity Wall construction to lower walls should be added by measuring wall area at an E/O rate of £97m2(£5m2 less for uninsulated), single block walls are cost neutral. Additional roller shutter doors over and above the beacon specification at should be added at additonal cost of £ 232 each (4 x 4m) . Additional personnel doors over the assumed 2nr. - add £1,077 each. If no heating is present a deduction of £28m2 (GIA) should be made to the beacon cost. Internal offices (in Industrial complexes) should be added by reference to Cost Guide code series 42P04A -42P40V, Internal WC - 42P40W, amenity blocks - showers & toilets (New code TBC) & Canteens (New CodeTBC) | - | - | - |  | m2 | - | 3 - INDUSTRIAL | David Grace | Jim Allen | #N/A | Option 1 | ERROR | 0% | 688.5104 | 494.334 | 0% | 0% | 494.334 | 0% | Price Book Data | P. Avo | VOA_GPN_GOV_UK\7243572 | 2021-09-17 | Low | - | Low | - | - | Copied to latest DCS. | NA | SPONS A&B | 2 | (BEAMS Note 2) Standard | - | - | 2 | FALSE
4136 | 42A21K | 9543 | 42A21K | Industrial Buildings | Uninsulated Buildings | Sheet Metal Cladding | 10,001 - 20,000m2 | Eaves Height - 39m | Building Area only; Site strip vegetation; Strip foundations; Column bases; Insulated Concrete GF slab with DPM and Mesh,150 thick up to 10,000m2, 200mm thick over 10,000m2 GIA; Steel Portal frame with bolts and baseplates; Coated galvanised trapezoidal roof sheets with no insulation, on steel purlins; Roof lights; valley gutters; matching fascia and soffit; Rainwater downpipes and gutters; trapezoidal uninsulated wall system cladding on cladding rails; External roller shutter doors and personnel doors; Single phase electrics, lighting and power; Gas fuelled hot air burners; Underslab storm drainage from internal downpipes on building area greater than 1,000m2; | Location Adjustment Applicable (See Guidance Notes) - ERC = UK mean of 1.00 | (BEAMS Note 2) The ERC for this item should be added to all other rateable items on the hereditament (except land). Therefore the total of the ERC of the other Building Items and the P&M ERC (where applicable) to enable the correct contract size adjustment to be made. ERC of Building Component + ERC of P&M = Total ERC to which contract size adjustment should be applied. The appropriate % adjustment should be made in accordance with the scale for contract size adjustment specified under section 6 of the RCG 2023 Guidance notes. The currency ERC rates are set at £4m (Four Million Pounds) @ 1st April 2021 (AVD) for the RCG 2023 Publication. | The data consists of a typical Industrial shell. Works include the Industrial shell as described and includes works up to 1m perimeter to the building (1m wide paving slabs & foul/storm drainage), The cost include 2 no. personnel doors and roller shutters are included at 1 door up to 1,000m2 , 2 roller doors over 1,000m2 (GIA), and 4 roller doors over 5,000m2. Costs are for the shell only and do not include for internal rooms such as offices or toilets which should be added for seperately. See Variations for assistance. | - | - | - | - | - | Cavity Wall construction to lower walls should be added by measuring wall area at an E/O rate of £97m2(£5m2 less for uninsulated), single block walls are cost neutral. Additional roller shutter doors over and above the beacon specification at should be added at additonal cost of £ 232 each (4 x 4m) . Additional personnel doors over the assumed 2nr. - add £1,077 each. If no heating is present a deduction of £28m2 (GIA) should be made to the beacon cost. Internal offices (in Industrial complexes) should be added by reference to Cost Guide code series 42P04A -42P40V, Internal WC - 42P40W, amenity blocks - showers & toilets (New code TBC) & Canteens (New CodeTBC) | - | - | - |  | m2 | - | 3 - INDUSTRIAL | David Grace | Jim Allen | #N/A | Option 1 | ERROR | 0% | 691.7743 | 496.6774 | 0% | 0% | 496.6774 | 0% | Price Book Data | P. Avo | VOA_GPN_GOV_UK\7243572 | 2021-09-17 | Low | - | Low | - | - | Copied to latest DCS. | NA | SPONS A&B | 2 | (BEAMS Note 2) Standard | - | - | 2 | FALSE
4137 | 42A21L | 9544 | 42A21L | Industrial Buildings | Uninsulated Buildings | Sheet Metal Cladding | 10,001 - 20,000m2 | Eaves Height - 40m | Building Area only; Site strip vegetation; Strip foundations; Column bases; Insulated Concrete GF slab with DPM and Mesh,150 thick up to 10,000m2, 200mm thick over 10,000m2 GIA; Steel Portal frame with bolts and baseplates; Coated galvanised trapezoidal roof sheets with no insulation, on steel purlins; Roof lights; valley gutters; matching fascia and soffit; Rainwater downpipes and gutters; trapezoidal uninsulated wall system cladding on cladding rails; External roller shutter doors and personnel doors; Single phase electrics, lighting and power; Gas fuelled hot air burners; Underslab storm drainage from internal downpipes on building area greater than 1,000m2; | Location Adjustment Applicable (See Guidance Notes) - ERC = UK mean of 1.00 | (BEAMS Note 2) The ERC for this item should be added to all other rateable items on the hereditament (except land). Therefore the total of the ERC of the other Building Items and the P&M ERC (where applicable) to enable the correct contract size adjustment to be made. ERC of Building Component + ERC of P&M = Total ERC to which contract size adjustment should be applied. The appropriate % adjustment should be made in accordance with the scale for contract size adjustment specified under section 6 of the RCG 2023 Guidance notes. The currency ERC rates are set at £4m (Four Million Pounds) @ 1st April 2021 (AVD) for the RCG 2023 Publication. | The data consists of a typical Industrial shell. Works include the Industrial shell as described and includes works up to 1m perimeter to the building (1m wide paving slabs & foul/storm drainage), The cost include 2 no. personnel doors and roller shutters are included at 1 door up to 1,000m2 , 2 roller doors over 1,000m2 (GIA), and 4 roller doors over 5,000m2. Costs are for the shell only and do not include for internal rooms such as offices or toilets which should be added for seperately. See Variations for assistance. | - | - | - | - | - | Cavity Wall construction to lower walls should be added by measuring wall area at an E/O rate of £97m2(£5m2 less for uninsulated), single block walls are cost neutral. Additional roller shutter doors over and above the beacon specification at should be added at additonal cost of £ 232 each (4 x 4m) . Additional personnel doors over the assumed 2nr. - add £1,077 each. If no heating is present a deduction of £28m2 (GIA) should be made to the beacon cost. Internal offices (in Industrial complexes) should be added by reference to Cost Guide code series 42P04A -42P40V, Internal WC - 42P40W, amenity blocks - showers & toilets (New code TBC) & Canteens (New CodeTBC) | - | - | - |  | m2 | - | 3 - INDUSTRIAL | David Grace | Jim Allen | #N/A | Option 1 | ERROR | 0% | 695.0382 | 499.0208 | 0% | 0% | 499.0208 | 0% | Price Book Data | P. Avo | VOA_GPN_GOV_UK\7243572 | 2021-09-17 | Low | - | Low | - | - | Copied to latest DCS. | NA | SPONS A&B | 2 | (BEAMS Note 2) Standard | - | - | 2 | FALSE
4138 | 42A21M | 9545 | 42A21M | Industrial Buildings | Uninsulated Buildings | Sheet Metal Cladding | 10,001 - 20,000m2 | Eaves Height - 41m | Building Area only; Site strip vegetation; Strip foundations; Column bases; Insulated Concrete GF slab with DPM and Mesh,150 thick up to 10,000m2, 200mm thick over 10,000m2 GIA; Steel Portal frame with bolts and baseplates; Coated galvanised trapezoidal roof sheets with no insulation, on steel purlins; Roof lights; valley gutters; matching fascia and soffit; Rainwater downpipes and gutters; trapezoidal uninsulated wall system cladding on cladding rails; External roller shutter doors and personnel doors; Single phase electrics, lighting and power; Gas fuelled hot air burners; Underslab storm drainage from internal downpipes on building area greater than 1,000m2; | Location Adjustment Applicable (See Guidance Notes) - ERC = UK mean of 1.00 | (BEAMS Note 2) The ERC for this item should be added to all other rateable items on the hereditament (except land). Therefore the total of the ERC of the other Building Items and the P&M ERC (where applicable) to enable the correct contract size adjustment to be made. ERC of Building Component + ERC of P&M = Total ERC to which contract size adjustment should be applied. The appropriate % adjustment should be made in accordance with the scale for contract size adjustment specified under section 6 of the RCG 2023 Guidance notes. The currency ERC rates are set at £4m (Four Million Pounds) @ 1st April 2021 (AVD) for the RCG 2023 Publication. | The data consists of a typical Industrial shell. Works include the Industrial shell as described and includes works up to 1m perimeter to the building (1m wide paving slabs & foul/storm drainage), The cost include 2 no. personnel doors and roller shutters are included at 1 door up to 1,000m2 , 2 roller doors over 1,000m2 (GIA), and 4 roller doors over 5,000m2. Costs are for the shell only and do not include for internal rooms such as offices or toilets which should be added for seperately. See Variations for assistance. | - | - | - | - | - | Cavity Wall construction to lower walls should be added by measuring wall area at an E/O rate of £97m2(£5m2 less for uninsulated), single block walls are cost neutral. Additional roller shutter doors over and above the beacon specification at should be added at additonal cost of £ 232 each (4 x 4m) . Additional personnel doors over the assumed 2nr. - add £1,077 each. If no heating is present a deduction of £28m2 (GIA) should be made to the beacon cost. Internal offices (in Industrial complexes) should be added by reference to Cost Guide code series 42P04A -42P40V, Internal WC - 42P40W, amenity blocks - showers & toilets (New code TBC) & Canteens (New CodeTBC) | - | - | - |  | m2 | - | 3 - INDUSTRIAL | David Grace | Jim Allen | #N/A | Option 1 | ERROR | 0% | 698.3021 | 501.3642 | 0% | 0% | 501.3642 | 0% | Price Book Data | P. Avo | VOA_GPN_GOV_UK\7243572 | 2021-09-17 | Low | - | Low | - | - | Copied to latest DCS. | NA | SPONS A&B | 2 | (BEAMS Note 2) Standard | - | - | 2 | FALSE
4139 | 42A21N | 9546 | 42A21N | Industrial Buildings | Uninsulated Buildings | Sheet Metal Cladding | 10,001 - 20,000m2 | Eaves Height - 42m | Building Area only; Site strip vegetation; Strip foundations; Column bases; Insulated Concrete GF slab with DPM and Mesh,150 thick up to 10,000m2, 200mm thick over 10,000m2 GIA; Steel Portal frame with bolts and baseplates; Coated galvanised trapezoidal roof sheets with no insulation, on steel purlins; Roof lights; valley gutters; matching fascia and soffit; Rainwater downpipes and gutters; trapezoidal uninsulated wall system cladding on cladding rails; External roller shutter doors and personnel doors; Single phase electrics, lighting and power; Gas fuelled hot air burners; Underslab storm drainage from internal downpipes on building area greater than 1,000m2; | Location Adjustment Applicable (See Guidance Notes) - ERC = UK mean of 1.00 | (BEAMS Note 2) The ERC for this item should be added to all other rateable items on the hereditament (except land). Therefore the total of the ERC of the other Building Items and the P&M ERC (where applicable) to enable the correct contract size adjustment to be made. ERC of Building Component + ERC of P&M = Total ERC to which contract size adjustment should be applied. The appropriate % adjustment should be made in accordance with the scale for contract size adjustment specified under section 6 of the RCG 2023 Guidance notes. The currency ERC rates are set at £4m (Four Million Pounds) @ 1st April 2021 (AVD) for the RCG 2023 Publication. | The data consists of a typical Industrial shell. Works include the Industrial shell as described and includes works up to 1m perimeter to the building (1m wide paving slabs & foul/storm drainage), The cost include 2 no. personnel doors and roller shutters are included at 1 door up to 1,000m2 , 2 roller doors over 1,000m2 (GIA), and 4 roller doors over 5,000m2. Costs are for the shell only and do not include for internal rooms such as offices or toilets which should be added for seperately. See Variations for assistance. | - | - | - | - | - | Cavity Wall construction to lower walls should be added by measuring wall area at an E/O rate of £97m2(£5m2 less for uninsulated), single block walls are cost neutral. Additional roller shutter doors over and above the beacon specification at should be added at additonal cost of £ 232 each (4 x 4m) . Additional personnel doors over the assumed 2nr. - add £1,077 each. If no heating is present a deduction of £28m2 (GIA) should be made to the beacon cost. Internal offices (in Industrial complexes) should be added by reference to Cost Guide code series 42P04A -42P40V, Internal WC - 42P40W, amenity blocks - showers & toilets (New code TBC) & Canteens (New CodeTBC) | - | - | - |  | m2 | - | 3 - INDUSTRIAL | David Grace | Jim Allen | #N/A | Option 1 | ERROR | 0% | 701.566 | 503.7076 | 0% | 0% | 503.7076 | 0% | Price Book Data | P. Avo | VOA_GPN_GOV_UK\7243572 | 2021-09-17 | Low | - | Low | - | - | Copied to latest DCS. | NA | SPONS A&B | 2 | (BEAMS Note 2) Standard | - | - | 2 | FALSE
4140 | 42A21P | 9547 | 42A21P | Industrial Buildings | Uninsulated Buildings | Sheet Metal Cladding | 10,001 - 20,000m2 | Eaves Height - 43m | Building Area only; Site strip vegetation; Strip foundations; Column bases; Insulated Concrete GF slab with DPM and Mesh,150 thick up to 10,000m2, 200mm thick over 10,000m2 GIA; Steel Portal frame with bolts and baseplates; Coated galvanised trapezoidal roof sheets with no insulation, on steel purlins; Roof lights; valley gutters; matching fascia and soffit; Rainwater downpipes and gutters; trapezoidal uninsulated wall system cladding on cladding rails; External roller shutter doors and personnel doors; Single phase electrics, lighting and power; Gas fuelled hot air burners; Underslab storm drainage from internal downpipes on building area greater than 1,000m2; | Location Adjustment Applicable (See Guidance Notes) - ERC = UK mean of 1.00 | (BEAMS Note 2) The ERC for this item should be added to all other rateable items on the hereditament (except land). Therefore the total of the ERC of the other Building Items and the P&M ERC (where applicable) to enable the correct contract size adjustment to be made. ERC of Building Component + ERC of P&M = Total ERC to which contract size adjustment should be applied. The appropriate % adjustment should be made in accordance with the scale for contract size adjustment specified under section 6 of the RCG 2023 Guidance notes. The currency ERC rates are set at £4m (Four Million Pounds) @ 1st April 2021 (AVD) for the RCG 2023 Publication. | The data consists of a typical Industrial shell. Works include the Industrial shell as described and includes works up to 1m perimeter to the building (1m wide paving slabs & foul/storm drainage), The cost include 2 no. personnel doors and roller shutters are included at 1 door up to 1,000m2 , 2 roller doors over 1,000m2 (GIA), and 4 roller doors over 5,000m2. Costs are for the shell only and do not include for internal rooms such as offices or toilets which should be added for seperately. See Variations for assistance. | - | - | - | - | - | Cavity Wall construction to lower walls should be added by measuring wall area at an E/O rate of £97m2(£5m2 less for uninsulated), single block walls are cost neutral. Additional roller shutter doors over and above the beacon specification at should be added at additonal cost of £ 232 each (4 x 4m) . Additional personnel doors over the assumed 2nr. - add £1,077 each. If no heating is present a deduction of £28m2 (GIA) should be made to the beacon cost. Internal offices (in Industrial complexes) should be added by reference to Cost Guide code series 42P04A -42P40V, Internal WC - 42P40W, amenity blocks - showers & toilets (New code TBC) & Canteens (New CodeTBC) | - | - | - |  | m2 | - | 3 - INDUSTRIAL | David Grace | Jim Allen | #N/A | Option 1 | ERROR | 0% | 704.8299 | 506.051 | 0% | 0% | 506.051 | 0% | Price Book Data | P. Avo | VOA_GPN_GOV_UK\7243572 | 2021-09-17 | Low | - | Low | - | - | Copied to latest DCS. | NA | SPONS A&B | 2 | (BEAMS Note 2) Standard | - | - | 2 | FALSE
4141 | 42A21Q | 9548 | 42A21Q | Industrial Buildings | Uninsulated Buildings | Sheet Metal Cladding | 10,001 - 20,000m2 | Eaves Height - 44m | Building Area only; Site strip vegetation; Strip foundations; Column bases; Insulated Concrete GF slab with DPM and Mesh,150 thick up to 10,000m2, 200mm thick over 10,000m2 GIA; Steel Portal frame with bolts and baseplates; Coated galvanised trapezoidal roof sheets with no insulation, on steel purlins; Roof lights; valley gutters; matching fascia and soffit; Rainwater downpipes and gutters; trapezoidal uninsulated wall system cladding on cladding rails; External roller shutter doors and personnel doors; Single phase electrics, lighting and power; Gas fuelled hot air burners; Underslab storm drainage from internal downpipes on building area greater than 1,000m2; | Location Adjustment Applicable (See Guidance Notes) - ERC = UK mean of 1.00 | (BEAMS Note 2) The ERC for this item should be added to all other rateable items on the hereditament (except land). Therefore the total of the ERC of the other Building Items and the P&M ERC (where applicable) to enable the correct contract size adjustment to be made. ERC of Building Component + ERC of P&M = Total ERC to which contract size adjustment should be applied. The appropriate % adjustment should be made in accordance with the scale for contract size adjustment specified under section 6 of the RCG 2023 Guidance notes. The currency ERC rates are set at £4m (Four Million Pounds) @ 1st April 2021 (AVD) for the RCG 2023 Publication. | The data consists of a typical Industrial shell. Works include the Industrial shell as described and includes works up to 1m perimeter to the building (1m wide paving slabs & foul/storm drainage), The cost include 2 no. personnel doors and roller shutters are included at 1 door up to 1,000m2 , 2 roller doors over 1,000m2 (GIA), and 4 roller doors over 5,000m2. Costs are for the shell only and do not include for internal rooms such as offices or toilets which should be added for seperately. See Variations for assistance. | - | - | - | - | - | Cavity Wall construction to lower walls should be added by measuring wall area at an E/O rate of £97m2(£5m2 less for uninsulated), single block walls are cost neutral. Additional roller shutter doors over and above the beacon specification at should be added at additonal cost of £ 232 each (4 x 4m) . Additional personnel doors over the assumed 2nr. - add £1,077 each. If no heating is present a deduction of £28m2 (GIA) should be made to the beacon cost. Internal offices (in Industrial complexes) should be added by reference to Cost Guide code series 42P04A -42P40V, Internal WC - 42P40W, amenity blocks - showers & toilets (New code TBC) & Canteens (New CodeTBC) | - | - | - |  | m2 | - | 3 - INDUSTRIAL | David Grace | Jim Allen | #N/A | Option 1 | ERROR | 0% | 708.0938 | 508.3944 | 0% | 0% | 508.3944 | 0% | Price Book Data | P. Avo | VOA_GPN_GOV_UK\7243572 | 2021-09-17 | Low | - | Low | - | - | Copied to latest DCS. | NA | SPONS A&B | 2 | (BEAMS Note 2) Standard | - | - | 2 | FALSE
4142 | 42A21R | 9549 | 42A21R | Industrial Buildings | Uninsulated Buildings | Sheet Metal Cladding | 10,001 - 20,000m2 | Eaves Height - 45m | Building Area only; Site strip vegetation; Strip foundations; Column bases; Insulated Concrete GF slab with DPM and Mesh,150 thick up to 10,000m2, 200mm thick over 10,000m2 GIA; Steel Portal frame with bolts and baseplates; Coated galvanised trapezoidal roof sheets with no insulation, on steel purlins; Roof lights; valley gutters; matching fascia and soffit; Rainwater downpipes and gutters; trapezoidal uninsulated wall system cladding on cladding rails; External roller shutter doors and personnel doors; Single phase electrics, lighting and power; Gas fuelled hot air burners; Underslab storm drainage from internal downpipes on building area greater than 1,000m2; | Location Adjustment Applicable (See Guidance Notes) - ERC = UK mean of 1.00 | (BEAMS Note 2) The ERC for this item should be added to all other rateable items on the hereditament (except land). Therefore the total of the ERC of the other Building Items and the P&M ERC (where applicable) to enable the correct contract size adjustment to be made. ERC of Building Component + ERC of P&M = Total ERC to which contract size adjustment should be applied. The appropriate % adjustment should be made in accordance with the scale for contract size adjustment specified under section 6 of the RCG 2023 Guidance notes. The currency ERC rates are set at £4m (Four Million Pounds) @ 1st April 2021 (AVD) for the RCG 2023 Publication. | The data consists of a typical Industrial shell. Works include the Industrial shell as described and includes works up to 1m perimeter to the building (1m wide paving slabs & foul/storm drainage), The cost include 2 no. personnel doors and roller shutters are included at 1 door up to 1,000m2 , 2 roller doors over 1,000m2 (GIA), and 4 roller doors over 5,000m2. Costs are for the shell only and do not include for internal rooms such as offices or toilets which should be added for seperately. See Variations for assistance. | - | - | - | - | - | Cavity Wall construction to lower walls should be added by measuring wall area at an E/O rate of £97m2(£5m2 less for uninsulated), single block walls are cost neutral. Additional roller shutter doors over and above the beacon specification at should be added at additonal cost of £ 232 each (4 x 4m) . Additional personnel doors over the assumed 2nr. - add £1,077 each. If no heating is present a deduction of £28m2 (GIA) should be made to the beacon cost. Internal offices (in Industrial complexes) should be added by reference to Cost Guide code series 42P04A -42P40V, Internal WC - 42P40W, amenity blocks - showers & toilets (New code TBC) & Canteens (New CodeTBC) | - | - | - |  | m2 | - | 3 - INDUSTRIAL | David Grace | Jim Allen | #N/A | Option 1 | ERROR | 0% | 711.3577 | 510.7378 | 0% | 0% | 510.7378 | 0% | Price Book Data | P. Avo | VOA_GPN_GOV_UK\7243572 | 2021-09-17 | Low | - | Low | - | - | Copied to latest DCS. | NA | SPONS A&B | 2 | (BEAMS Note 2) Standard | - | - | 2 | FALSE
4143 | 42A21S | 9550 | 42A21S | Industrial Buildings | Uninsulated Buildings | Sheet Metal Cladding | over 20,000m2 | Eaves Height - 36m | Building Area only; Site strip vegetation; Strip foundations; Column bases; Insulated Concrete GF slab with DPM and Mesh,150 thick up to 10,000m2, 200mm thick over 10,000m2 GIA; Steel Portal frame with bolts and baseplates; Coated galvanised trapezoidal roof sheets with no insulation, on steel purlins; Roof lights; valley gutters; matching fascia and soffit; Rainwater downpipes and gutters; trapezoidal uninsulated wall system cladding on cladding rails; External roller shutter doors and personnel doors; Single phase electrics, lighting and power; Gas fuelled hot air burners; Underslab storm drainage from internal downpipes on building area greater than 1,000m2; | Location Adjustment Applicable (See Guidance Notes) - ERC = UK mean of 1.00 | (BEAMS Note 2) The ERC for this item should be added to all other rateable items on the hereditament (except land). Therefore the total of the ERC of the other Building Items and the P&M ERC (where applicable) to enable the correct contract size adjustment to be made. ERC of Building Component + ERC of P&M = Total ERC to which contract size adjustment should be applied. The appropriate % adjustment should be made in accordance with the scale for contract size adjustment specified under section 6 of the RCG 2023 Guidance notes. The currency ERC rates are set at £4m (Four Million Pounds) @ 1st April 2021 (AVD) for the RCG 2023 Publication. | The data consists of a typical Industrial shell. Works include the Industrial shell as described and includes works up to 1m perimeter to the building (1m wide paving slabs & foul/storm drainage), The cost include 2 no. personnel doors and roller shutters are included at 1 door up to 1,000m2 , 2 roller doors over 1,000m2 (GIA), and 4 roller doors over 5,000m2. Costs are for the shell only and do not include for internal rooms such as offices or toilets which should be added for seperately. See Variations for assistance. | - | - | - | - | - | Cavity Wall construction to lower walls should be added by measuring wall area at an E/O rate of £97m2(£5m2 less for uninsulated), single block walls are cost neutral. Additional roller shutter doors over and above the beacon specification at should be added at additonal cost of £ 232 each (4 x 4m) . Additional personnel doors over the assumed 2nr. - add £1,077 each. If no heating is present a deduction of £28m2 (GIA) should be made to the beacon cost. Internal offices (in Industrial complexes) should be added by reference to Cost Guide code series 42P04A -42P40V, Internal WC - 42P40W, amenity blocks - showers & toilets (New code TBC) & Canteens (New CodeTBC) | - | - | - |  | m2 | - | 3 - INDUSTRIAL | David Grace | Jim Allen | #N/A | Option 1 | ERROR | 0% | 611.0423 | 438.7138 | 0% | 0% | 438.7138 | 0% | Price Book Data | P. Avo | VOA_GPN_GOV_UK\7243572 | 2021-09-17 | Low | - | Low | - | - | Copied to latest DCS. | NA | SPONS A&B | 2 | (BEAMS Note 2) Standard | - | - | 2 | FALSE
4144 | 42A21T | 9551 | 42A21T | Industrial Buildings | Uninsulated Buildings | Sheet Metal Cladding | over 20,000m2 | Eaves Height - 37m | Building Area only; Site strip vegetation; Strip foundations; Column bases; Insulated Concrete GF slab with DPM and Mesh,150 thick up to 10,000m2, 200mm thick over 10,000m2 GIA; Steel Portal frame with bolts and baseplates; Coated galvanised trapezoidal roof sheets with no insulation, on steel purlins; Roof lights; valley gutters; matching fascia and soffit; Rainwater downpipes and gutters; trapezoidal uninsulated wall system cladding on cladding rails; External roller shutter doors and personnel doors; Single phase electrics, lighting and power; Gas fuelled hot air burners; Underslab storm drainage from internal downpipes on building area greater than 1,000m2; | Location Adjustment Applicable (See Guidance Notes) - ERC = UK mean of 1.00 | (BEAMS Note 2) The ERC for this item should be added to all other rateable items on the hereditament (except land). Therefore the total of the ERC of the other Building Items and the P&M ERC (where applicable) to enable the correct contract size adjustment to be made. ERC of Building Component + ERC of P&M = Total ERC to which contract size adjustment should be applied. The appropriate % adjustment should be made in accordance with the scale for contract size adjustment specified under section 6 of the RCG 2023 Guidance notes. The currency ERC rates are set at £4m (Four Million Pounds) @ 1st April 2021 (AVD) for the RCG 2023 Publication. | The data consists of a typical Industrial shell. Works include the Industrial shell as described and includes works up to 1m perimeter to the building (1m wide paving slabs & foul/storm drainage), The cost include 2 no. personnel doors and roller shutters are included at 1 door up to 1,000m2 , 2 roller doors over 1,000m2 (GIA), and 4 roller doors over 5,000m2. Costs are for the shell only and do not include for internal rooms such as offices or toilets which should be added for seperately. See Variations for assistance. | - | - | - | - | - | Cavity Wall construction to lower walls should be added by measuring wall area at an E/O rate of £97m2(£5m2 less for uninsulated), single block walls are cost neutral. Additional roller shutter doors over and above the beacon specification at should be added at additonal cost of £ 232 each (4 x 4m) . Additional personnel doors over the assumed 2nr. - add £1,077 each. If no heating is present a deduction of £28m2 (GIA) should be made to the beacon cost. Internal offices (in Industrial complexes) should be added by reference to Cost Guide code series 42P04A -42P40V, Internal WC - 42P40W, amenity blocks - showers & toilets (New code TBC) & Canteens (New CodeTBC) | - | - | - |  | m2 | - | 3 - INDUSTRIAL | David Grace | Jim Allen | #N/A | Option 1 | ERROR | 0% | 613.4205 | 440.4213 | 0% | 0% | 440.4213 | 0% | Price Book Data | P. Avo | VOA_GPN_GOV_UK\7243572 | 2021-09-17 | Low | - | Low | - | - | Copied to latest DCS. | NA | SPONS A&B | 2 | (BEAMS Note 2) Standard | - | - | 2 | FALSE
4145 | 42A21U | 9552 | 42A21U | Industrial Buildings | Uninsulated Buildings | Sheet Metal Cladding | over 20,000m2 | Eaves Height - 38m | Building Area only; Site strip vegetation; Strip foundations; Column bases; Insulated Concrete GF slab with DPM and Mesh,150 thick up to 10,000m2, 200mm thick over 10,000m2 GIA; Steel Portal frame with bolts and baseplates; Coated galvanised trapezoidal roof sheets with no insulation, on steel purlins; Roof lights; valley gutters; matching fascia and soffit; Rainwater downpipes and gutters; trapezoidal uninsulated wall system cladding on cladding rails; External roller shutter doors and personnel doors; Single phase electrics, lighting and power; Gas fuelled hot air burners; Underslab storm drainage from internal downpipes on building area greater than 1,000m2; | Location Adjustment Applicable (See Guidance Notes) - ERC = UK mean of 1.00 | (BEAMS Note 2) The ERC for this item should be added to all other rateable items on the hereditament (except land). Therefore the total of the ERC of the other Building Items and the P&M ERC (where applicable) to enable the correct contract size adjustment to be made. ERC of Building Component + ERC of P&M = Total ERC to which contract size adjustment should be applied. The appropriate % adjustment should be made in accordance with the scale for contract size adjustment specified under section 6 of the RCG 2023 Guidance notes. The currency ERC rates are set at £4m (Four Million Pounds) @ 1st April 2021 (AVD) for the RCG 2023 Publication. | The data consists of a typical Industrial shell. Works include the Industrial shell as described and includes works up to 1m perimeter to the building (1m wide paving slabs & foul/storm drainage), The cost include 2 no. personnel doors and roller shutters are included at 1 door up to 1,000m2 , 2 roller doors over 1,000m2 (GIA), and 4 roller doors over 5,000m2. Costs are for the shell only and do not include for internal rooms such as offices or toilets which should be added for seperately. See Variations for assistance. | - | - | - | - | - | Cavity Wall construction to lower walls should be added by measuring wall area at an E/O rate of £97m2(£5m2 less for uninsulated), single block walls are cost neutral. Additional roller shutter doors over and above the beacon specification at should be added at additonal cost of £ 232 each (4 x 4m) . Additional personnel doors over the assumed 2nr. - add £1,077 each. If no heating is present a deduction of £28m2 (GIA) should be made to the beacon cost. Internal offices (in Industrial complexes) should be added by reference to Cost Guide code series 42P04A -42P40V, Internal WC - 42P40W, amenity blocks - showers & toilets (New code TBC) & Canteens (New CodeTBC) | - | - | - |  | m2 | - | 3 - INDUSTRIAL | David Grace | Jim Allen | #N/A | Option 1 | ERROR | 0% | 615.7988 | 442.1288 | 0% | 0% | 442.1288 | 0% | Price Book Data | P. Avo | VOA_GPN_GOV_UK\7243572 | 2021-09-17 | Low | - | Low | - | - | Copied to latest DCS. | NA | SPONS A&B | 2 | (BEAMS Note 2) Standard | - | - | 2 | FALSE
4146 | 42A21V | 9553 | 42A21V | Industrial Buildings | Uninsulated Buildings | Sheet Metal Cladding | over 20,000m2 | Eaves Height - 39m | Building Area only; Site strip vegetation; Strip foundations; Column bases; Insulated Concrete GF slab with DPM and Mesh,150 thick up to 10,000m2, 200mm thick over 10,000m2 GIA; Steel Portal frame with bolts and baseplates; Coated galvanised trapezoidal roof sheets with no insulation, on steel purlins; Roof lights; valley gutters; matching fascia and soffit; Rainwater downpipes and gutters; trapezoidal uninsulated wall system cladding on cladding rails; External roller shutter doors and personnel doors; Single phase electrics, lighting and power; Gas fuelled hot air burners; Underslab storm drainage from internal downpipes on building area greater than 1,000m2; | Location Adjustment Applicable (See Guidance Notes) - ERC = UK mean of 1.00 | (BEAMS Note 2) The ERC for this item should be added to all other rateable items on the hereditament (except land). Therefore the total of the ERC of the other Building Items and the P&M ERC (where applicable) to enable the correct contract size adjustment to be made. ERC of Building Component + ERC of P&M = Total ERC to which contract size adjustment should be applied. The appropriate % adjustment should be made in accordance with the scale for contract size adjustment specified under section 6 of the RCG 2023 Guidance notes. The currency ERC rates are set at £4m (Four Million Pounds) @ 1st April 2021 (AVD) for the RCG 2023 Publication. | The data consists of a typical Industrial shell. Works include the Industrial shell as described and includes works up to 1m perimeter to the building (1m wide paving slabs & foul/storm drainage), The cost include 2 no. personnel doors and roller shutters are included at 1 door up to 1,000m2 , 2 roller doors over 1,000m2 (GIA), and 4 roller doors over 5,000m2. Costs are for the shell only and do not include for internal rooms such as offices or toilets which should be added for seperately. See Variations for assistance. | - | - | - | - | - | Cavity Wall construction to lower walls should be added by measuring wall area at an E/O rate of £97m2(£5m2 less for uninsulated), single block walls are cost neutral. Additional roller shutter doors over and above the beacon specification at should be added at additonal cost of £ 232 each (4 x 4m) . Additional personnel doors over the assumed 2nr. - add £1,077 each. If no heating is present a deduction of £28m2 (GIA) should be made to the beacon cost. Internal offices (in Industrial complexes) should be added by reference to Cost Guide code series 42P04A -42P40V, Internal WC - 42P40W, amenity blocks - showers & toilets (New code TBC) & Canteens (New CodeTBC) | - | - | - |  | m2 | - | 3 - INDUSTRIAL | David Grace | Jim Allen | #N/A | Option 1 | ERROR | 0% | 618.177 | 443.8363 | 0% | 0% | 443.8363 | 0% | Price Book Data | P. Avo | VOA_GPN_GOV_UK\7243572 | 2021-09-17 | Low | - | Low | - | - | Copied to latest DCS. | NA | SPONS A&B | 2 | (BEAMS Note 2) Standard | - | - | 2 | FALSE
4147 | 42A21W | 9554 | 42A21W | Industrial Buildings | Uninsulated Buildings | Sheet Metal Cladding | over 20,000m2 | Eaves Height - 40m | Building Area only; Site strip vegetation; Strip foundations; Column bases; Insulated Concrete GF slab with DPM and Mesh,150 thick up to 10,000m2, 200mm thick over 10,000m2 GIA; Steel Portal frame with bolts and baseplates; Coated galvanised trapezoidal roof sheets with no insulation, on steel purlins; Roof lights; valley gutters; matching fascia and soffit; Rainwater downpipes and gutters; trapezoidal uninsulated wall system cladding on cladding rails; External roller shutter doors and personnel doors; Single phase electrics, lighting and power; Gas fuelled hot air burners; Underslab storm drainage from internal downpipes on building area greater than 1,000m2; | Location Adjustment Applicable (See Guidance Notes) - ERC = UK mean of 1.00 | (BEAMS Note 2) The ERC for this item should be added to all other rateable items on the hereditament (except land). Therefore the total of the ERC of the other Building Items and the P&M ERC (where applicable) to enable the correct contract size adjustment to be made. ERC of Building Component + ERC of P&M = Total ERC to which contract size adjustment should be applied. The appropriate % adjustment should be made in accordance with the scale for contract size adjustment specified under section 6 of the RCG 2023 Guidance notes. The currency ERC rates are set at £4m (Four Million Pounds) @ 1st April 2021 (AVD) for the RCG 2023 Publication. | The data consists of a typical Industrial shell. Works include the Industrial shell as described and includes works up to 1m perimeter to the building (1m wide paving slabs & foul/storm drainage), The cost include 2 no. personnel doors and roller shutters are included at 1 door up to 1,000m2 , 2 roller doors over 1,000m2 (GIA), and 4 roller doors over 5,000m2. Costs are for the shell only and do not include for internal rooms such as offices or toilets which should be added for seperately. See Variations for assistance. | - | - | - | - | - | Cavity Wall construction to lower walls should be added by measuring wall area at an E/O rate of £97m2(£5m2 less for uninsulated), single block walls are cost neutral. Additional roller shutter doors over and above the beacon specification at should be added at additonal cost of £ 232 each (4 x 4m) . Additional personnel doors over the assumed 2nr. - add £1,077 each. If no heating is present a deduction of £28m2 (GIA) should be made to the beacon cost. Internal offices (in Industrial complexes) should be added by reference to Cost Guide code series 42P04A -42P40V, Internal WC - 42P40W, amenity blocks - showers & toilets (New code TBC) & Canteens (New CodeTBC) | - | - | - |  | m2 | - | 3 - INDUSTRIAL | David Grace | Jim Allen | #N/A | Option 1 | ERROR | 0% | 620.5552 | 445.5438 | 0% | 0% | 445.5438 | 0% | Price Book Data | P. Avo | VOA_GPN_GOV_UK\7243572 | 2021-09-17 | Low | - | Low | - | - | Copied to latest DCS. | NA | SPONS A&B | 2 | (BEAMS Note 2) Standard | - | - | 2 | FALSE
4148 | 42A21X | 9555 | 42A21X | Industrial Buildings | Uninsulated Buildings | Sheet Metal Cladding | over 20,000m2 | Eaves Height - 41m | Building Area only; Site strip vegetation; Strip foundations; Column bases; Insulated Concrete GF slab with DPM and Mesh,150 thick up to 10,000m2, 200mm thick over 10,000m2 GIA; Steel Portal frame with bolts and baseplates; Coated galvanised trapezoidal roof sheets with no insulation, on steel purlins; Roof lights; valley gutters; matching fascia and soffit; Rainwater downpipes and gutters; trapezoidal uninsulated wall system cladding on cladding rails; External roller shutter doors and personnel doors; Single phase electrics, lighting and power; Gas fuelled hot air burners; Underslab storm drainage from internal downpipes on building area greater than 1,000m2; | Location Adjustment Applicable (See Guidance Notes) - ERC = UK mean of 1.00 | (BEAMS Note 2) The ERC for this item should be added to all other rateable items on the hereditament (except land). Therefore the total of the ERC of the other Building Items and the P&M ERC (where applicable) to enable the correct contract size adjustment to be made. ERC of Building Component + ERC of P&M = Total ERC to which contract size adjustment should be applied. The appropriate % adjustment should be made in accordance with the scale for contract size adjustment specified under section 6 of the RCG 2023 Guidance notes. The currency ERC rates are set at £4m (Four Million Pounds) @ 1st April 2021 (AVD) for the RCG 2023 Publication. | The data consists of a typical Industrial shell. Works include the Industrial shell as described and includes works up to 1m perimeter to the building (1m wide paving slabs & foul/storm drainage), The cost include 2 no. personnel doors and roller shutters are included at 1 door up to 1,000m2 , 2 roller doors over 1,000m2 (GIA), and 4 roller doors over 5,000m2. Costs are for the shell only and do not include for internal rooms such as offices or toilets which should be added for seperately. See Variations for assistance. | - | - | - | - | - | Cavity Wall construction to lower walls should be added by measuring wall area at an E/O rate of £97m2(£5m2 less for uninsulated), single block walls are cost neutral. Additional roller shutter doors over and above the beacon specification at should be added at additonal cost of £ 232 each (4 x 4m) . Additional personnel doors over the assumed 2nr. - add £1,077 each. If no heating is present a deduction of £28m2 (GIA) should be made to the beacon cost. Internal offices (in Industrial complexes) should be added by reference to Cost Guide code series 42P04A -42P40V, Internal WC - 42P40W, amenity blocks - showers & toilets (New code TBC) & Canteens (New CodeTBC) | - | - | - |  | m2 | - | 3 - INDUSTRIAL | David Grace | Jim Allen | #N/A | Option 1 | ERROR | 0% | 622.9334 | 447.2513 | 0% | 0% | 447.2513 | 0% | Price Book Data | P. Avo | VOA_GPN_GOV_UK\7243572 | 2021-09-17 | Low | - | Low | - | - | Copied to latest DCS. | NA | SPONS A&B | 2 | (BEAMS Note 2) Standard | - | - | 2 | FALSE
4149 | 42A21Y | 9556 | 42A21Y | Industrial Buildings | Uninsulated Buildings | Sheet Metal Cladding | over 20,000m2 | Eaves Height - 42m | Building Area only; Site strip vegetation; Strip foundations; Column bases; Insulated Concrete GF slab with DPM and Mesh,150 thick up to 10,000m2, 200mm thick over 10,000m2 GIA; Steel Portal frame with bolts and baseplates; Coated galvanised trapezoidal roof sheets with no insulation, on steel purlins; Roof lights; valley gutters; matching fascia and soffit; Rainwater downpipes and gutters; trapezoidal uninsulated wall system cladding on cladding rails; External roller shutter doors and personnel doors; Single phase electrics, lighting and power; Gas fuelled hot air burners; Underslab storm drainage from internal downpipes on building area greater than 1,000m2; | Location Adjustment Applicable (See Guidance Notes) - ERC = UK mean of 1.00 | (BEAMS Note 2) The ERC for this item should be added to all other rateable items on the hereditament (except land). Therefore the total of the ERC of the other Building Items and the P&M ERC (where applicable) to enable the correct contract size adjustment to be made. ERC of Building Component + ERC of P&M = Total ERC to which contract size adjustment should be applied. The appropriate % adjustment should be made in accordance with the scale for contract size adjustment specified under section 6 of the RCG 2023 Guidance notes. The currency ERC rates are set at £4m (Four Million Pounds) @ 1st April 2021 (AVD) for the RCG 2023 Publication. | The data consists of a typical Industrial shell. Works include the Industrial shell as described and includes works up to 1m perimeter to the building (1m wide paving slabs & foul/storm drainage), The cost include 2 no. personnel doors and roller shutters are included at 1 door up to 1,000m2 , 2 roller doors over 1,000m2 (GIA), and 4 roller doors over 5,000m2. Costs are for the shell only and do not include for internal rooms such as offices or toilets which should be added for seperately. See Variations for assistance. | - | - | - | - | - | Cavity Wall construction to lower walls should be added by measuring wall area at an E/O rate of £97m2(£5m2 less for uninsulated), single block walls are cost neutral. Additional roller shutter doors over and above the beacon specification at should be added at additonal cost of £ 232 each (4 x 4m) . Additional personnel doors over the assumed 2nr. - add £1,077 each. If no heating is present a deduction of £28m2 (GIA) should be made to the beacon cost. Internal offices (in Industrial complexes) should be added by reference to Cost Guide code series 42P04A -42P40V, Internal WC - 42P40W, amenity blocks - showers & toilets (New code TBC) & Canteens (New CodeTBC) | - | - | - |  | m2 | - | 3 - INDUSTRIAL | David Grace | Jim Allen | #N/A | Option 1 | ERROR | 0% | 625.3116 | 448.9588 | 0% | 0% | 448.9588 | 0% | Price Book Data | P. Avo | VOA_GPN_GOV_UK\7243572 | 2021-09-17 | Low | - | Low | - | - | Copied to latest DCS. | NA | SPONS A&B | 2 | (BEAMS Note 2) Standard | - | - | 2 | FALSE
4150 | 42A21Z | 9557 | 42A21Z | Industrial Buildings | Uninsulated Buildings | Sheet Metal Cladding | over 20,000m2 | Eaves Height - 43m | Building Area only; Site strip vegetation; Strip foundations; Column bases; Insulated Concrete GF slab with DPM and Mesh,150 thick up to 10,000m2, 200mm thick over 10,000m2 GIA; Steel Portal frame with bolts and baseplates; Coated galvanised trapezoidal roof sheets with no insulation, on steel purlins; Roof lights; valley gutters; matching fascia and soffit; Rainwater downpipes and gutters; trapezoidal uninsulated wall system cladding on cladding rails; External roller shutter doors and personnel doors; Single phase electrics, lighting and power; Gas fuelled hot air burners; Underslab storm drainage from internal downpipes on building area greater than 1,000m2; | Location Adjustment Applicable (See Guidance Notes) - ERC = UK mean of 1.00 | (BEAMS Note 2) The ERC for this item should be added to all other rateable items on the hereditament (except land). Therefore the total of the ERC of the other Building Items and the P&M ERC (where applicable) to enable the correct contract size adjustment to be made. ERC of Building Component + ERC of P&M = Total ERC to which contract size adjustment should be applied. The appropriate % adjustment should be made in accordance with the scale for contract size adjustment specified under section 6 of the RCG 2023 Guidance notes. The currency ERC rates are set at £4m (Four Million Pounds) @ 1st April 2021 (AVD) for the RCG 2023 Publication. | The data consists of a typical Industrial shell. Works include the Industrial shell as described and includes works up to 1m perimeter to the building (1m wide paving slabs & foul/storm drainage), The cost include 2 no. personnel doors and roller shutters are included at 1 door up to 1,000m2 , 2 roller doors over 1,000m2 (GIA), and 4 roller doors over 5,000m2. Costs are for the shell only and do not include for internal rooms such as offices or toilets which should be added for seperately. See Variations for assistance. | - | - | - | - | - | Cavity Wall construction to lower walls should be added by measuring wall area at an E/O rate of £97m2(£5m2 less for uninsulated), single block walls are cost neutral. Additional roller shutter doors over and above the beacon specification at should be added at additonal cost of £ 232 each (4 x 4m) . Additional personnel doors over the assumed 2nr. - add £1,077 each. If no heating is present a deduction of £28m2 (GIA) should be made to the beacon cost. Internal offices (in Industrial complexes) should be added by reference to Cost Guide code series 42P04A -42P40V, Internal WC - 42P40W, amenity blocks - showers & toilets (New code TBC) & Canteens (New CodeTBC) | - | - | - |  | m2 | - | 3 - INDUSTRIAL | David Grace | Jim Allen | #N/A | Option 1 | ERROR | 0% | 627.6898 | 450.6663 | 0% | 0% | 450.6663 | 0% | Price Book Data | P. Avo | VOA_GPN_GOV_UK\7243572 | 2021-09-17 | Low | - | Low | - | - | Copied to latest DCS. | NA | SPONS A&B | 2 | (BEAMS Note 2) Standard | - | - | 2 | FALSE
4151 | 42A22A | 9558 | 42A22A | Industrial Buildings | Uninsulated Buildings | Sheet Metal Cladding | over 20,000m2 | Eaves Height - 44m | Building Area only; Site strip vegetation; Strip foundations; Column bases; Insulated Concrete GF slab with DPM and Mesh,150 thick up to 10,000m2, 200mm thick over 10,000m2 GIA; Steel Portal frame with bolts and baseplates; Coated galvanised trapezoidal roof sheets with no insulation, on steel purlins; Roof lights; valley gutters; matching fascia and soffit; Rainwater downpipes and gutters; trapezoidal uninsulated wall system cladding on cladding rails; External roller shutter doors and personnel doors; Single phase electrics, lighting and power; Gas fuelled hot air burners; Underslab storm drainage from internal downpipes on building area greater than 1,000m2; | Location Adjustment Applicable (See Guidance Notes) - ERC = UK mean of 1.00 | (BEAMS Note 2) The ERC for this item should be added to all other rateable items on the hereditament (except land). Therefore the total of the ERC of the other Building Items and the P&M ERC (where applicable) to enable the correct contract size adjustment to be made. ERC of Building Component + ERC of P&M = Total ERC to which contract size adjustment should be applied. The appropriate % adjustment should be made in accordance with the scale for contract size adjustment specified under section 6 of the RCG 2023 Guidance notes. The currency ERC rates are set at £4m (Four Million Pounds) @ 1st April 2021 (AVD) for the RCG 2023 Publication. | The data consists of a typical Industrial shell. Works include the Industrial shell as described and includes works up to 1m perimeter to the building (1m wide paving slabs & foul/storm drainage), The cost include 2 no. personnel doors and roller shutters are included at 1 door up to 1,000m2 , 2 roller doors over 1,000m2 (GIA), and 4 roller doors over 5,000m2. Costs are for the shell only and do not include for internal rooms such as offices or toilets which should be added for seperately. See Variations for assistance. | - | - | - | - | - | Cavity Wall construction to lower walls should be added by measuring wall area at an E/O rate of £97m2(£5m2 less for uninsulated), single block walls are cost neutral. Additional roller shutter doors over and above the beacon specification at should be added at additonal cost of £ 232 each (4 x 4m) . Additional personnel doors over the assumed 2nr. - add £1,077 each. If no heating is present a deduction of £28m2 (GIA) should be made to the beacon cost. Internal offices (in Industrial complexes) should be added by reference to Cost Guide code series 42P04A -42P40V, Internal WC - 42P40W, amenity blocks - showers & toilets (New code TBC) & Canteens (New CodeTBC) | - | - | - |  | m2 | - | 3 - INDUSTRIAL | David Grace | Jim Allen | #N/A | Option 1 | ERROR | 0% | 630.068 | 452.3738 | 0% | 0% | 452.3738 | 0% | Price Book Data | P. Avo | VOA_GPN_GOV_UK\7243572 | 2021-09-17 | Low | - | Low | - | - | Copied to latest DCS. | NA | SPONS A&B | 2 | (BEAMS Note 2) Standard | - | - | 2 | FALSE
4152 | 42A22B | 9559 | 42A22B | Industrial Buildings | Uninsulated Buildings | Sheet Metal Cladding | over 20,000m2 | Eaves Height - 45m | Building Area only; Site strip vegetation; Strip foundations; Column bases; Insulated Concrete GF slab with DPM and Mesh,150 thick up to 10,000m2, 200mm thick over 10,000m2 GIA; Steel Portal frame with bolts and baseplates; Coated galvanised trapezoidal roof sheets with no insulation, on steel purlins; Roof lights; valley gutters; matching fascia and soffit; Rainwater downpipes and gutters; trapezoidal uninsulated wall system cladding on cladding rails; External roller shutter doors and personnel doors; Single phase electrics, lighting and power; Gas fuelled hot air burners; Underslab storm drainage from internal downpipes on building area greater than 1,000m2; | Location Adjustment Applicable (See Guidance Notes) - ERC = UK mean of 1.00 | (BEAMS Note 2) The ERC for this item should be added to all other rateable items on the hereditament (except land). Therefore the total of the ERC of the other Building Items and the P&M ERC (where applicable) to enable the correct contract size adjustment to be made. ERC of Building Component + ERC of P&M = Total ERC to which contract size adjustment should be applied. The appropriate % adjustment should be made in accordance with the scale for contract size adjustment specified under section 6 of the RCG 2023 Guidance notes. The currency ERC rates are set at £4m (Four Million Pounds) @ 1st April 2021 (AVD) for the RCG 2023 Publication. | The data consists of a typical Industrial shell. Works include the Industrial shell as described and includes works up to 1m perimeter to the building (1m wide paving slabs & foul/storm drainage), The cost include 2 no. personnel doors and roller shutters are included at 1 door up to 1,000m2 , 2 roller doors over 1,000m2 (GIA), and 4 roller doors over 5,000m2. Costs are for the shell only and do not include for internal rooms such as offices or toilets which should be added for seperately. See Variations for assistance. | - | - | - | - | - | Cavity Wall construction to lower walls should be added by measuring wall area at an E/O rate of £97m2(£5m2 less for uninsulated), single block walls are cost neutral. Additional roller shutter doors over and above the beacon specification at should be added at additonal cost of £ 232 each (4 x 4m) . Additional personnel doors over the assumed 2nr. - add £1,077 each. If no heating is present a deduction of £28m2 (GIA) should be made to the beacon cost. Internal offices (in Industrial complexes) should be added by reference to Cost Guide code series 42P04A -42P40V, Internal WC - 42P40W, amenity blocks - showers & toilets (New code TBC) & Canteens (New CodeTBC) | - | - | - |  | m2 | - | 3 - INDUSTRIAL | David Grace | Jim Allen | #N/A | Option 1 | ERROR | 0% | 632.4462 | 454.0813 | 0% | 0% | 454.0813 | 0% | Price Book Data | P. Avo | VOA_GPN_GOV_UK\7243572 | 2021-09-17 | Low | - | Low | - | - | Copied to latest DCS. | NA | SPONS A&B | 2 | (BEAMS Note 2) Standard | - | - | 2 | FALSE
4153 | 205G06 | 8839 | 205G06 | Industrial process water treatment | Drainage | Aeration tank | 5000m³ - 10,000m³ | - | Sedimentation Tanks usually of concrete, open topped and having a central tower. They may be totally above ground or part below ground level. Found most often in Sewage works however many industrial complexes have to provide treatment to their water effluent (usually after being used for process) and thus settling tanks are employed. Unlike a Dorr thickener or clarrifloculator, where chemicals are added to the water so that finely divided precipitate forms larger particles which can then be collected and processed, the settlement tank allows the heavy particles to sink to the bottom of the tank where they are pumped away for further process and the cleaner liquid is taken to further tanks for aeration and filtration. The still deep water allows the anaerobic organisms to flourish. The size range is wide but most industrial water treatment plants have settlement tanks in the 30-45m dia. range. This is usually a 3m high upper part with the underside sloping to a central sump. Aeration tanks are usually rectangular and have a 3m upper wall. The bottom section being flat. In many cases the tanks are inter-connected. Paddles are incorporated on the surface or oxygen is piped from below. This induces oxygen into the tank thus killing all anaerobic organisms (those that require little oxygen to exist) and encourages the aerobic organisms to digest the impurities in the liquid. It is assumed that the settlement tanks and aeration tanks are on site to treat process water and NOT exclusively for hereditament drainage | Location Adjustment Applicable (See Guidance Notes) - ERC = UK mean of 1.00 | (BEAMS Note 2) The ERC for this item should be added to all other rateable items on the hereditament (except land). Therefore the total of the ERC of the other Building Items and the P&M ERC (where applicable) to enable the correct contract size adjustment to be made. ERC of Building Component + ERC of P&M = Total ERC to which contract size adjustment should be applied. The appropriate % adjustment should be made in accordance with the scale for contract size adjustment specified under section 6 of the RCG 2023 Guidance notes. The currency ERC rates are set at £4m (Four Million Pounds) @ 1st April 2021 (AVD) for the RCG 2023 Publication. | - | GIV | Class 4 Table 4 Tanks (on the assumption the tanks do not qualify under Class 2 Table 2 (d) drainage). | Whether the tank/tanks do not exceed 400 cubic metres and are readily capable of being moved from one site and re-erected in its original state on another without substantial demolition of any surrounding structure (Class 4(d) needs to be considered. In reality most concrete tanks less than 400 cubic metres are unlikely of being capable of moving and re-erecting in its original state without substantial demolition and thus are rateable. Any raking or agitator mechanism would not be rateable. | Walkways, stairs | It is assumed that the item forms part of an "average size industrial, commercial or office complex". Where it would be normal to find more than one item in such a hereditament the ERC stated has been adjusted to reflect any number / quantity, discount. These figures are NOT one off figures | - | - | - | 20220 |  | M3 | one | NA | NA | NA | 97.0314 | Option 2 | 120.2999 | 23.98% | 128.7618 | 97.3136 | 0.2908% | -19.11% | 97.3136 | 0.2908% | Indexed | NA | VOA_GPN_GOV_UK\7246041 | 2019-08-30 | Low | - | High | Risk taken from previous CG | - | - | NA | SPONS A&B | NA | (BEAMS Note 2) The ERC for this item should be added to all other rateable items on the hereditament (except land). Therefore the total of the ERC of the other Building Items and the P&M ERC (where applicable) to enable the correct contract size adjustment to be made. ERC of Building Component + ERC of P&M = Total ERC to which contract size adjustment should be applied. The appropriate % adjustment should be made in accordance with the scale for contract size adjustment specified under section 6 of the RCG 2021 Guidance notes. The currency ERC rates are set at £4m (Four Million Pounds) @ 1st April 2019 (AVD) for the RCG 2021 Publication. | - | - | 2 | TRUE
4154 | 205G01 | 8834 | 205G01 | Industrial process water treatment | Drainage | Settling tanks | Int diam 16m | 546m³ | Sedimentation Tanks usually of concrete, open topped and having a central tower. They may be totally above ground or part below ground level. Found most often in Sewage works however many industrial complexes have to provide treatment to their water effluent (usually after being used for process) and thus settling tanks are employed. Unlike a Dorr thickener or clarrifloculator, where chemicals are added to the water so that finely divided precipitate forms larger particles which can then be collected and processed, the settlement tank allows the heavy particles to sink to the bottom of the tank where they are pumped away for further process and the cleaner liquid is taken to further tanks for aeration and filtration. The still deep water allows the anaerobic organisms to flourish. The size range is wide but most industrial water treatment plants have settlement tanks in the 30-45m dia. range. This is usually a 3m high upper part with the underside sloping to a central sump. Aeration tanks are usually rectangular and have a 3m upper wall. The bottom section being flat. In many cases the tanks are inter-connected. Paddles are incorporated on the surface or oxygen is piped from below. This induces oxygen into the tank thus killing all anaerobic organisms (those that require little oxygen to exist) and encourages the aerobic organisms to digest the impurities in the liquid. It is assumed that the settlement tanks and aeration tanks are on site to treat process water and NOT exclusively for hereditament drainage | Location Adjustment Applicable (See Guidance Notes) - ERC = UK mean of 1.00 | (BEAMS Note 2) The ERC for this item should be added to all other rateable items on the hereditament (except land). Therefore the total of the ERC of the other Building Items and the P&M ERC (where applicable) to enable the correct contract size adjustment to be made. ERC of Building Component + ERC of P&M = Total ERC to which contract size adjustment should be applied. The appropriate % adjustment should be made in accordance with the scale for contract size adjustment specified under section 6 of the RCG 2023 Guidance notes. The currency ERC rates are set at £4m (Four Million Pounds) @ 1st April 2021 (AVD) for the RCG 2023 Publication. | - | GIV | Class 4 Table 4 Tanks (on the assumption the tanks do not qualify under Class 2 Table 2 (d) drainage). | Whether the tank/tanks do not exceed 400 cubic metres and are readily capable of being moved from one site and re-erected in its original state on another without substantial demolition of any surrounding structure (Class 4(d) needs to be considered. In reality most concrete tanks less than 400 cubic metres are unlikely of being capable of moving and re-erecting in its original state without substantial demolition and thus are rateable. Any raking or agitator mechanism would not be rateable. | Walkways, stairs | It is assumed that the item forms part of an "average size industrial, commercial or office complex". Where it would be normal to find more than one item in such a hereditament the ERC stated has been adjusted to reflect any number / quantity, discount. These figures are NOT one off figures. | - | - | - | 20220 |  | M3 | one | NA | NA | NA | 216.1153 | Option 2 | 267.9407 | 23.98% | 186.0016 | 140.5734 | -34.95% | -47.54% | 140.5734 | -34.95% | Indexed | NA | VOA_GPN_GOV_UK\7246041 | 2019-08-30 | Low | - | High | Risk taken from previous CG | - | - | NA | SPONS A&B | NA | (BEAMS Note 2) The ERC for this item should be added to all other rateable items on the hereditament (except land). Therefore the total of the ERC of the other Building Items and the P&M ERC (where applicable) to enable the correct contract size adjustment to be made. ERC of Building Component + ERC of P&M = Total ERC to which contract size adjustment should be applied. The appropriate % adjustment should be made in accordance with the scale for contract size adjustment specified under section 6 of the RCG 2021 Guidance notes. The currency ERC rates are set at £4m (Four Million Pounds) @ 1st April 2019 (AVD) for the RCG 2021 Publication. | - | - | 2 | TRUE
4155 | 205G02 | 8835 | 205G02 | Industrial process water treatment | Drainage | Settling tanks | Int diam 22m | 1090m³ | Sedimentation Tanks usually of concrete, open topped and having a central tower. They may be totally above ground or part below ground level. Found most often in Sewage works however many industrial complexes have to provide treatment to their water effluent (usually after being used for process) and thus settling tanks are employed. Unlike a Dorr thickener or clarrifloculator, where chemicals are added to the water so that finely divided precipitate forms larger particles which can then be collected and processed, the settlement tank allows the heavy particles to sink to the bottom of the tank where they are pumped away for further process and the cleaner liquid is taken to further tanks for aeration and filtration. The still deep water allows the anaerobic organisms to flourish. The size range is wide but most industrial water treatment plants have settlement tanks in the 30-45m dia. range. This is usually a 3m high upper part with the underside sloping to a central sump. Aeration tanks are usually rectangular and have a 3m upper wall. The bottom section being flat. In many cases the tanks are inter-connected. Paddles are incorporated on the surface or oxygen is piped from below. This induces oxygen into the tank thus killing all anaerobic organisms (those that require little oxygen to exist) and encourages the aerobic organisms to digest the impurities in the liquid. It is assumed that the settlement tanks and aeration tanks are on site to treat process water and NOT exclusively for hereditament drainage | Location Adjustment Applicable (See Guidance Notes) - ERC = UK mean of 1.00 | (BEAMS Note 2) The ERC for this item should be added to all other rateable items on the hereditament (except land). Therefore the total of the ERC of the other Building Items and the P&M ERC (where applicable) to enable the correct contract size adjustment to be made. ERC of Building Component + ERC of P&M = Total ERC to which contract size adjustment should be applied. The appropriate % adjustment should be made in accordance with the scale for contract size adjustment specified under section 6 of the RCG 2023 Guidance notes. The currency ERC rates are set at £4m (Four Million Pounds) @ 1st April 2021 (AVD) for the RCG 2023 Publication. | - | GIV | Class 4 Table 4 Tanks (on the assumption the tanks do not qualify under Class 2 Table 2 (d) drainage). | Whether the tank/tanks do not exceed 400 cubic metres and are readily capable of being moved from one site and re-erected in its original state on another without substantial demolition of any surrounding structure (Class 4(d) needs to be considered. In reality most concrete tanks less than 400 cubic metres are unlikely of being capable of moving and re-erecting in its original state without substantial demolition and thus are rateable. Any raking or agitator mechanism would not be rateable. | Walkways, stairs | It is assumed that the item forms part of an "average size industrial, commercial or office complex". Where it would be normal to find more than one item in such a hereditament the ERC stated has been adjusted to reflect any number / quantity, discount. These figures are NOT one off figures | - | - | - | 20220 |  | M3 | one | NA | NA | NA | 140.2544 | Option 2 | 173.888 | 23.98% | 163.0736 | 123.2452 | -12.13% | -29.12% | 123.2452 | -12.13% | Indexed | NA | VOA_GPN_GOV_UK\7246041 | 2019-08-30 | Low | - | High | Risk taken from previous CG | - | - | NA | SPONS A&B | NA | (BEAMS Note 2) The ERC for this item should be added to all other rateable items on the hereditament (except land). Therefore the total of the ERC of the other Building Items and the P&M ERC (where applicable) to enable the correct contract size adjustment to be made. ERC of Building Component + ERC of P&M = Total ERC to which contract size adjustment should be applied. The appropriate % adjustment should be made in accordance with the scale for contract size adjustment specified under section 6 of the RCG 2021 Guidance notes. The currency ERC rates are set at £4m (Four Million Pounds) @ 1st April 2019 (AVD) for the RCG 2021 Publication. | - | - | 2 | TRUE
4156 | 205G03 | 8836 | 205G03 | Industrial process water treatment | Drainage | Settling tanks | Int diam 32m | 3191m³ | Sedimentation Tanks usually of concrete, open topped and having a central tower. They may be totally above ground or part below ground level. Found most often in Sewage works however many industrial complexes have to provide treatment to their water effluent (usually after being used for process) and thus settling tanks are employed. Unlike a Dorr thickener or clarrifloculator, where chemicals are added to the water so that finely divided precipitate forms larger particles which can then be collected and processed, the settlement tank allows the heavy particles to sink to the bottom of the tank where they are pumped away for further process and the cleaner liquid is taken to further tanks for aeration and filtration. The still deep water allows the anaerobic organisms to flourish. The size range is wide but most industrial water treatment plants have settlement tanks in the 30-45m dia. range. This is usually a 3m high upper part with the underside sloping to a central sump. Aeration tanks are usually rectangular and have a 3m upper wall. The bottom section being flat. In many cases the tanks are inter-connected. Paddles are incorporated on the surface or oxygen is piped from below. This induces oxygen into the tank thus killing all anaerobic organisms (those that require little oxygen to exist) and encourages the aerobic organisms to digest the impurities in the liquid. It is assumed that the settlement tanks and aeration tanks are on site to treat process water and NOT exclusively for hereditament drainage | Location Adjustment Applicable (See Guidance Notes) - ERC = UK mean of 1.00 | (BEAMS Note 2) The ERC for this item should be added to all other rateable items on the hereditament (except land). Therefore the total of the ERC of the other Building Items and the P&M ERC (where applicable) to enable the correct contract size adjustment to be made. ERC of Building Component + ERC of P&M = Total ERC to which contract size adjustment should be applied. The appropriate % adjustment should be made in accordance with the scale for contract size adjustment specified under section 6 of the RCG 2023 Guidance notes. The currency ERC rates are set at £4m (Four Million Pounds) @ 1st April 2021 (AVD) for the RCG 2023 Publication. | - | GIV | Class 4 Table 4 Tanks (on the assumption the tanks do not qualify under Class 2 Table 2 (d) drainage). | Whether the tank/tanks do not exceed 400 cubic metres and are readily capable of being moved from one site and re-erected in its original state on another without substantial demolition of any surrounding structure (Class 4(d) needs to be considered. In reality most concrete tanks less than 400 cubic metres are unlikely of being capable of moving and re-erecting in its original state without substantial demolition and thus are rateable. Any raking or agitator mechanism would not be rateable. | Walkways, stairs | It is assumed that the item forms part of an "average size industrial, commercial or office complex". Where it would be normal to find more than one item in such a hereditament the ERC stated has been adjusted to reflect any number / quantity, discount. These figures are NOT one off figures | - | - | - | 20220 |  | M3 | one | NA | NA | NA | 145.547 | Option 2 | 180.4498 | 23.98% | 128.1707 | 96.8668 | -33.45% | -46.32% | 96.8668 | -33.45% | Indexed | NA | VOA_GPN_GOV_UK\7246041 | 2019-08-30 | Low | - | High | Risk taken from previous CG | - | - | NA | SPONS A&B | NA | (BEAMS Note 2) The ERC for this item should be added to all other rateable items on the hereditament (except land). Therefore the total of the ERC of the other Building Items and the P&M ERC (where applicable) to enable the correct contract size adjustment to be made. ERC of Building Component + ERC of P&M = Total ERC to which contract size adjustment should be applied. The appropriate % adjustment should be made in accordance with the scale for contract size adjustment specified under section 6 of the RCG 2021 Guidance notes. The currency ERC rates are set at £4m (Four Million Pounds) @ 1st April 2019 (AVD) for the RCG 2021 Publication. | - | - | 2 | TRUE
4157 | 205G04 | 8837 | 205G04 | Industrial process water treatment | Drainage | Settling tanks | Int diam 36m | 4226m³ | Sedimentation Tanks usually of concrete, open topped and having a central tower. They may be totally above ground or part below ground level. Found most often in Sewage works however many industrial complexes have to provide treatment to their water effluent (usually after being used for process) and thus settling tanks are employed. Unlike a Dorr thickener or clarrifloculator, where chemicals are added to the water so that finely divided precipitate forms larger particles which can then be collected and processed, the settlement tank allows the heavy particles to sink to the bottom of the tank where they are pumped away for further process and the cleaner liquid is taken to further tanks for aeration and filtration. The still deep water allows the anaerobic organisms to flourish. The size range is wide but most industrial water treatment plants have settlement tanks in the 30-45m dia. range. This is usually a 3m high upper part with the underside sloping to a central sump. Aeration tanks are usually rectangular and have a 3m upper wall. The bottom section being flat. In many cases the tanks are inter-connected. Paddles are incorporated on the surface or oxygen is piped from below. This induces oxygen into the tank thus killing all anaerobic organisms (those that require little oxygen to exist) and encourages the aerobic organisms to digest the impurities in the liquid. It is assumed that the settlement tanks and aeration tanks are on site to treat process water and NOT exclusively for hereditament drainage | Location Adjustment Applicable (See Guidance Notes) - ERC = UK mean of 1.00 | (BEAMS Note 2) The ERC for this item should be added to all other rateable items on the hereditament (except land). Therefore the total of the ERC of the other Building Items and the P&M ERC (where applicable) to enable the correct contract size adjustment to be made. ERC of Building Component + ERC of P&M = Total ERC to which contract size adjustment should be applied. The appropriate % adjustment should be made in accordance with the scale for contract size adjustment specified under section 6 of the RCG 2023 Guidance notes. The currency ERC rates are set at £4m (Four Million Pounds) @ 1st April 2021 (AVD) for the RCG 2023 Publication. | - | GIV | Class 4 Table 4 Tanks (on the assumption the tanks do not qualify under Class 2 Table 2 (d) drainage). | Whether the tank/tanks do not exceed 400 cubic metres and are readily capable of being moved from one site and re-erected in its original state on another without substantial demolition of any surrounding structure (Class 4(d) needs to be considered. In reality most concrete tanks less than 400 cubic metres are unlikely of being capable of moving and re-erecting in its original state without substantial demolition and thus are rateable. Any raking or agitator mechanism would not be rateable. | Walkways, stairs | It is assumed that the item forms part of an "average size industrial, commercial or office complex". Where it would be normal to find more than one item in such a hereditament the ERC stated has been adjusted to reflect any number / quantity, discount. These figures are NOT one off figures | - | - | - | 20220 |  | M3 | one | NA | NA | NA | 102.324 | Option 2 | 126.8617 | 23.98% | 122.0036 | 92.2059 | -9.888% | -27.32% | 92.2059 | -9.888% | Indexed | NA | VOA_GPN_GOV_UK\7246041 | 2019-08-30 | Low | - | High | Risk taken from previous CG | - | - | NA | SPONS A&B | NA | (BEAMS Note 2) The ERC for this item should be added to all other rateable items on the hereditament (except land). Therefore the total of the ERC of the other Building Items and the P&M ERC (where applicable) to enable the correct contract size adjustment to be made. ERC of Building Component + ERC of P&M = Total ERC to which contract size adjustment should be applied. The appropriate % adjustment should be made in accordance with the scale for contract size adjustment specified under section 6 of the RCG 2021 Guidance notes. The currency ERC rates are set at £4m (Four Million Pounds) @ 1st April 2019 (AVD) for the RCG 2021 Publication. | - | - | 2 | TRUE
4158 | 205G05 | 8838 | 205G05 | Industrial process water treatment | Drainage | Settling tanks | Int diam 44m | 6541m³ | Sedimentation Tanks usually of concrete, open topped and having a central tower. They may be totally above ground or part below ground level. Found most often in Sewage works however many industrial complexes have to provide treatment to their water effluent (usually after being used for process) and thus settling tanks are employed. Unlike a Dorr thickener or clarrifloculator, where chemicals are added to the water so that finely divided precipitate forms larger particles which can then be collected and processed, the settlement tank allows the heavy particles to sink to the bottom of the tank where they are pumped away for further process and the cleaner liquid is taken to further tanks for aeration and filtration. The still deep water allows the anaerobic organisms to flourish. The size range is wide but most industrial water treatment plants have settlement tanks in the 30-45m dia. range. This is usually a 3m high upper part with the underside sloping to a central sump. Aeration tanks are usually rectangular and have a 3m upper wall. The bottom section being flat. In many cases the tanks are inter-connected. Paddles are incorporated on the surface or oxygen is piped from below. This induces oxygen into the tank thus killing all anaerobic organisms (those that require little oxygen to exist) and encourages the aerobic organisms to digest the impurities in the liquid. It is assumed that the settlement tanks and aeration tanks are on site to treat process water and NOT exclusively for hereditament drainage | Location Adjustment Applicable (See Guidance Notes) - ERC = UK mean of 1.00 | (BEAMS Note 2) The ERC for this item should be added to all other rateable items on the hereditament (except land). Therefore the total of the ERC of the other Building Items and the P&M ERC (where applicable) to enable the correct contract size adjustment to be made. ERC of Building Component + ERC of P&M = Total ERC to which contract size adjustment should be applied. The appropriate % adjustment should be made in accordance with the scale for contract size adjustment specified under section 6 of the RCG 2023 Guidance notes. The currency ERC rates are set at £4m (Four Million Pounds) @ 1st April 2021 (AVD) for the RCG 2023 Publication. | - | GIV | Class 4 Table 4 Tanks (on the assumption the tanks do not qualify under Class 2 Table 2 (d) drainage). | Whether the tank/tanks do not exceed 400 cubic metres and are readily capable of being moved from one site and re-erected in its original state on another without substantial demolition of any surrounding structure (Class 4(d) needs to be considered. In reality most concrete tanks less than 400 cubic metres are unlikely of being capable of moving and re-erecting in its original state without substantial demolition and thus are rateable. Any raking or agitator mechanism would not be rateable. | Walkways, stairs | It is assumed that the item forms part of an "average size industrial, commercial or office complex". Where it would be normal to find more than one item in such a hereditament the ERC stated has been adjusted to reflect any number / quantity, discount. These figures are NOT one off figures | - | - | - | 20220 |  | M3 | one | NA | NA | NA | 86.4461 | Option 2 | 107.1763 | 23.98% | 114.7151 | 86.6975 | 0.2908% | -19.11% | 86.6975 | 0.2908% | Indexed | NA | VOA_GPN_GOV_UK\7246041 | 2019-08-30 | Low | - | High | Risk taken from previous CG | - | - | NA | SPONS A&B | NA | (BEAMS Note 2) The ERC for this item should be added to all other rateable items on the hereditament (except land). Therefore the total of the ERC of the other Building Items and the P&M ERC (where applicable) to enable the correct contract size adjustment to be made. ERC of Building Component + ERC of P&M = Total ERC to which contract size adjustment should be applied. The appropriate % adjustment should be made in accordance with the scale for contract size adjustment specified under section 6 of the RCG 2021 Guidance notes. The currency ERC rates are set at £4m (Four Million Pounds) @ 1st April 2019 (AVD) for the RCG 2021 Publication. | - | - | 2 | TRUE
4159 | 42F00T | 4616 | 42F00T | Laboratories | Blood transfusion | 2 Levels | - | - | Purpose built 2 storey building comprising administrative and laboratory department. Building Construction: - Foundations: Reinforced concrete pad and strip foundations; Frame: Steel Upper Floors: Reinforced concrete; Roof: Mono-pitched steel frame with curved metal sheeting; External Walls: Facing brick/block cavity construction; Windows and Doors: Aluminium double glazed units; roller shutter doors to garages; Internal Walls: block; Internal Finishes: Plastered painted and papered walls; screed covered with vinyl and carpet: suspended ceilings; Building Services: - Laboratory fittings including built in freezers and incubating apparatus; full gas fired central heating; ventilation; standard laboratory electrical installation; passenger lift; security and fire alarms | Location Adjustment Applicable (See Guidance Notes) - ERC = UK mean of 1.00 | (BEAMS Note 2) The ERC for this item should be added to all other rateable items on the hereditament (except land). Therefore the total of the ERC of the other Building Items and the P&M ERC (where applicable) to enable the correct contract size adjustment to be made. ERC of Building Component + ERC of P&M = Total ERC to which contract size adjustment should be applied. The appropriate % adjustment should be made in accordance with the scale for contract size adjustment specified under section 6 of the RCG 2023 Guidance notes. The currency ERC rates are set at £4m (Four Million Pounds) @ 1st April 2021 (AVD) for the RCG 2023 Publication. | Excludes external works. See variations | Measure to GIA | - | - | CCTV | - | Additions Suspended Ceiling - £30/m2 Terrazzo Floors - £80/m2 Woodblock floors - £45/m2 Quarry tiled floors - 43/m2 | - | - | 10170 |  | M2 | - | NA | NA | NA | 1132.0994 | Option 1 | 1332.7149 | 17.72% | 2484.3565 | 1856.1881 | 63.96% | 39.28% | 1856.1881 | 63.96% | Indexed | NA | VOA_GPN_GOV_UK\7246041 | 2019-08-30 | Low | - | High | Risk taken from previous CG | - | - | NA | BCIS | NA | (BEAMS Note 2) The ERC for this item should be added to all other rateable items on the hereditament (except land). Therefore the total of the ERC of the other Building Items and the P&M ERC (where applicable) to enable the correct contract size adjustment to be made. ERC of Building Component + ERC of P&M = Total ERC to which contract size adjustment should be applied. The appropriate % adjustment should be made in accordance with the scale for contract size adjustment specified under section 6 of the RCG 2021 Guidance notes. The currency ERC rates are set at £4m (Four Million Pounds) @ 1st April 2019 (AVD) for the RCG 2021 Publication. | - | - | 2 | TRUE
4160 | 42F20F | 4724 | 42F20F | Laboratories | Research and Production | 2 or 3 storeys | - | - | Three storey building comprising laboratories with open plan write-up offices. Roof mounted plant covers most of the building footprint and services run in a dedicated service zone. Client furniture and fittings are excluded. Building Construction: Foundations - Reinforced concrete pad and perimeter foundations with 200mm thick slab. Frame - Insitu reinforced concrete frame with steel frames to roof plant rooms. Upper Floors - Flat reinforced concrete slabs 300mm thick. Roof - Stainless steel sheets. Stairs - concrete stairs with metal and glazed balustrades. External Walls - Stainless steel sheets and aluminium curtain walling. Windows and Doors - Double glazed aluminium. Internal Walls - Dry-lined full height partitions and glazed screens. Internal Doors - laminate, veneered solid core door sets. Internal Finishes - Walls generally plastered and painted; floors tiled (reception), vinyl sheet and carpet (offices); ceilings metal tiles with some plasterboard. Fittings - Laboratory modular furniture. Services - toilets, heating with cooling to labs controlled by building management system, full electrical installation including UPS, lifts, fire alarm system, intruder detection, CCTV and access controls, medical gas lines. | Location Adjustment Applicable (See Guidance Notes) - ERC = UK mean of 1.00 | (BEAMS Note 2) The ERC for this item should be added to all other rateable items on the hereditament (except land). Therefore the total of the ERC of the other Building Items and the P&M ERC (where applicable) to enable the correct contract size adjustment to be made. ERC of Building Component + ERC of P&M = Total ERC to which contract size adjustment should be applied. The appropriate % adjustment should be made in accordance with the scale for contract size adjustment specified under section 6 of the RCG 2023 Guidance notes. The currency ERC rates are set at £4m (Four Million Pounds) @ 1st April 2021 (AVD) for the RCG 2023 Publication. | Excludes external works and piling. | Measure to GIA Note special gases. Specialist fixed (built in) equipment egg fume cupboards, autoclaves, driers etc. | - | - | Standby generators, tanks , effluent treatment plant | - | - | - | - | 10666 |  | M2 | - | NA | NA | NA | 1709.105 | Option 1 | 2011.9695 | 17.72% | 3080.2115 | 2301.3814 | 34.65% | 14.38% | 2301.3814 | 34.65% | Indexed | NA | VOA_GPN_GOV_UK\7246041 | 2019-08-30 | Low | - | High | Risk taken from previous CG | - | - | NA | BCIS | NA | (BEAMS Note 2) The ERC for this item should be added to all other rateable items on the hereditament (except land). Therefore the total of the ERC of the other Building Items and the P&M ERC (where applicable) to enable the correct contract size adjustment to be made. ERC of Building Component + ERC of P&M = Total ERC to which contract size adjustment should be applied. The appropriate % adjustment should be made in accordance with the scale for contract size adjustment specified under section 6 of the RCG 2021 Guidance notes. The currency ERC rates are set at £4m (Four Million Pounds) @ 1st April 2019 (AVD) for the RCG 2021 Publication. | - | - | 2 | TRUE
4161 | 42F21F | 4773 | 42F21F | Laboratories | Research and Production | 2 or 3 storeys | - | - | A two/three storey building comprising laboratories with write-up offices, library and collaboration space with building emphasis on environmental stability, efficiency and sustainability. Roof mounted plant close to laboratories as well as general plant in the basement with services run in service zones. Client furniture and fittings are excluded. Building Construction: Foundations - Reinforced concrete basement construction and piled foundations. Frame - Insitu reinforced concrete frame. Upper Floors - Flat reinforced concrete slabs 300mm thick. Roof - Standing seam aluminium sheets with roof lights. Stairs - feature main staircase with secondary concrete stairs with metal and glass balustrades. External Walls - Metal composite panels and aluminium curtain walling. Windows and Doors - Double glazed aluminium, roller shutter doors. Internal Walls - Blockwork and dry-lined full height glazed partitions. Internal Doors - laminate solid core door sets. Internal Finishes - Walls generally plastered and painted with some tiled finishes; part raised access floors, tiled reception, carpets, slip resistant resin and rubber tiled finishes; ceilings metal tiles with some plasterboard. Fittings - Laboratory modular furniture, reception desk, tea points, toilet fittings. Services - integrated sanitary appliances, heating and ventilation with cooling to labs controlled by building management system, full electrical installation including UPS, lifts, fire alarm system, intruder detection, CCTV and access controls, medical gas lines. | Location Adjustment Applicable (See Guidance Notes) - ERC = UK mean of 1.00 | (BEAMS Note 2) The ERC for this item should be added to all other rateable items on the hereditament (except land). Therefore the total of the ERC of the other Building Items and the P&M ERC (where applicable) to enable the correct contract size adjustment to be made. ERC of Building Component + ERC of P&M = Total ERC to which contract size adjustment should be applied. The appropriate % adjustment should be made in accordance with the scale for contract size adjustment specified under section 6 of the RCG 2023 Guidance notes. The currency ERC rates are set at £4m (Four Million Pounds) @ 1st April 2021 (AVD) for the RCG 2023 Publication. | Excludes external works and piling. | Measure to GIA Note special gases. Specialist fixed (built in) equipment e.g. fume cupboards, autoclaves, driers etc. | - | - | Standby generators, tanks , effluent treatment plant | - | - | - | - | 10666 |  | M2 | - | NA | NA | NA | 1953.2628 | Option 1 | 2299.3938 | 17.72% | 3774.3746 | 2820.0257 | 44.38% | 22.64% | 2820.0257 | 44.38% | Indexed | NA | VOA_GPN_GOV_UK\7246041 | 2019-08-30 | Low | - | High | Risk taken from previous CG | - | - | NA | BCIS | NA | (BEAMS Note 2) The ERC for this item should be added to all other rateable items on the hereditament (except land). Therefore the total of the ERC of the other Building Items and the P&M ERC (where applicable) to enable the correct contract size adjustment to be made. ERC of Building Component + ERC of P&M = Total ERC to which contract size adjustment should be applied. The appropriate % adjustment should be made in accordance with the scale for contract size adjustment specified under section 6 of the RCG 2021 Guidance notes. The currency ERC rates are set at £4m (Four Million Pounds) @ 1st April 2019 (AVD) for the RCG 2021 Publication. | - | - | 2 | TRUE
4162 | 42F00A | 4613 | 42F00A | Laboratories | Test and Research | Single storey | <=250m2 | 3.0 int ht | Detached basic building Construction: Foundations: Concrete strip foundations and base slab Frame: Concrete or steel as applicable Upper Floors: Concrete slab (two storey) Roof: Concrete flat roof with mineral felt and chippings or pitched roof with plain tiles or metal deck roof. External Walls: Brick/block double leaf Windows and Doors: Softwood windows, timber doors and frames, painted Internal Walls: Brick or block work Internal Finishes: Plaster and painted walls with some tiled areas, floor throughout with vinyl finish, plastered ceilings. Building Services: General high lighting levels and extra power outlets for equipment. Oil/gas fired LPHW radiator central heating system. Inclusive of toilet accommodation. Fire alarms. Often with extra water services and waste disposal. | Location Adjustment Applicable (See Guidance Notes) - ERC = UK mean of 1.00 | (BEAMS Note 2) The ERC for this item should be added to all other rateable items on the hereditament (except land). Therefore the total of the ERC of the other Building Items and the P&M ERC (where applicable) to enable the correct contract size adjustment to be made. ERC of Building Component + ERC of P&M = Total ERC to which contract size adjustment should be applied. The appropriate % adjustment should be made in accordance with the scale for contract size adjustment specified under section 6 of the RCG 2023 Guidance notes. The currency ERC rates are set at £4m (Four Million Pounds) @ 1st April 2021 (AVD) for the RCG 2023 Publication. | Excludes external works. See variations | Measure to GIA | - | - | CCTV | - | Additions Suspended Ceiling - £30/m2 Terrazzo Floors - £80/m2 Woodblock floors - £45/m2 Quarry tiled floors - 43/m2 | - | - | 10170 |  | M2 | - | NA | NA | NA | 664.6519 | Option 1 | 782.4326 | 17.72% | 3426.2806 | 2559.9471 | 285.2% | 227.2% | 2559.9471 | 285.2% | Indexed | NA | VOA_GPN_GOV_UK\7246041 | 2019-08-30 | Low | - | High | Risk taken from previous CG | - | - | NA | BCIS | NA | (BEAMS Note 2) The ERC for this item should be added to all other rateable items on the hereditament (except land). Therefore the total of the ERC of the other Building Items and the P&M ERC (where applicable) to enable the correct contract size adjustment to be made. ERC of Building Component + ERC of P&M = Total ERC to which contract size adjustment should be applied. The appropriate % adjustment should be made in accordance with the scale for contract size adjustment specified under section 6 of the RCG 2021 Guidance notes. The currency ERC rates are set at £4m (Four Million Pounds) @ 1st April 2019 (AVD) for the RCG 2021 Publication. | - | - | 2 | TRUE
4163 | 42F00F | 4614 | 42F00F | Laboratories | Test and Research | Single storey | <=250m2 | 3.5m int ht | Detached basic building Construction: Foundations: Concrete strip foundations and base slab Frame: Concrete or steel as applicable Upper Floors: Concrete slab (single storey) Roof: Concrete flat roof with mineral felt and chippings or pitched roof with plain tiles or metal deck roof. External Walls: Brick/block double leaf Windows and Doors: Softwood windows, timber doors and frames, painted Internal Walls: Brick or block work Internal Finishes: Plaster and painted walls with some tiled areas, floor throughout with vinyl finish, plastered ceilings. Building Services: General high lighting levels and extra power outlets for equipment. Oil/gas fired LPHW radiator central heating system. Inclusive of toilet accommodation. Fire alarms. Often with extra water services and waste disposal. | Location Adjustment Applicable (See Guidance Notes) - ERC = UK mean of 1.00 | (BEAMS Note 2) The ERC for this item should be added to all other rateable items on the hereditament (except land). Therefore the total of the ERC of the other Building Items and the P&M ERC (where applicable) to enable the correct contract size adjustment to be made. ERC of Building Component + ERC of P&M = Total ERC to which contract size adjustment should be applied. The appropriate % adjustment should be made in accordance with the scale for contract size adjustment specified under section 6 of the RCG 2023 Guidance notes. The currency ERC rates are set at £4m (Four Million Pounds) @ 1st April 2021 (AVD) for the RCG 2023 Publication. | Excludes external works. See variations | Measure to GIA | - | - | CCTV | - | Additions Suspended Ceiling - £30/m2 Terrazzo Floors - £80/m2 Woodblock floors - £45/m2 Quarry tiled floors - 43/m2 | - | - | 10170 |  | M2 | - | NA | NA | NA | 686.5635 | Option 1 | 808.2271 | 17.72% | 3551.2723 | 2653.3347 | 286.5% | 228.3% | 2653.3347 | 286.5% | Indexed | NA | VOA_GPN_GOV_UK\7246041 | 2019-08-30 | Low | - | High | Risk taken from previous CG | - | - | NA | BCIS | NA | (BEAMS Note 2) The ERC for this item should be added to all other rateable items on the hereditament (except land). Therefore the total of the ERC of the other Building Items and the P&M ERC (where applicable) to enable the correct contract size adjustment to be made. ERC of Building Component + ERC of P&M = Total ERC to which contract size adjustment should be applied. The appropriate % adjustment should be made in accordance with the scale for contract size adjustment specified under section 6 of the RCG 2021 Guidance notes. The currency ERC rates are set at £4m (Four Million Pounds) @ 1st April 2019 (AVD) for the RCG 2021 Publication. | - | - | 2 | TRUE
4164 | 42F00K | 4615 | 42F00K | Laboratories | Test and Research | Single storey | <=250m2 | 4.0m int ht | Detached basic building Construction: Foundations: Concrete strip foundations and base slab Frame: Concrete or steel as applicable Upper Floors: Concrete slab (single storey) Roof: Concrete flat roof with mineral felt and chippings or pitched roof with plain tiles or metal deck roof. External Walls: Brick/block double leaf Windows and Doors: Softwood windows, timber doors and frames, painted Internal Walls: Brick or block work Internal Finishes: Plaster and painted walls with some tiled areas, floor throughout with vinyl finish, plastered ceilings. Building Services: General high lighting levels and extra power outlets for equipment. Oil/gas fired LPHW radiator central heating system. Inclusive of toilet accommodation. Fire alarms. Often with extra water services and waste disposal. | Location Adjustment Applicable (See Guidance Notes) - ERC = UK mean of 1.00 | (BEAMS Note 2) The ERC for this item should be added to all other rateable items on the hereditament (except land). Therefore the total of the ERC of the other Building Items and the P&M ERC (where applicable) to enable the correct contract size adjustment to be made. ERC of Building Component + ERC of P&M = Total ERC to which contract size adjustment should be applied. The appropriate % adjustment should be made in accordance with the scale for contract size adjustment specified under section 6 of the RCG 2023 Guidance notes. The currency ERC rates are set at £4m (Four Million Pounds) @ 1st April 2021 (AVD) for the RCG 2023 Publication. | Excludes external works. See variations | Measure to GIA | - | - | CCTV | - | Additions Suspended Ceiling - £30/m2 Terrazzo Floors - £80/m2 Woodblock floors - £45/m2 Quarry tiled floors - 43/m2 | - | - | 10170 |  | M2 | - | NA | NA | NA | 708.4751 | Option 1 | 834.0216 | 17.72% | 3680.9958 | 2750.2577 | 288.2% | 229.8% | 2750.2577 | 288.2% | Indexed | NA | VOA_GPN_GOV_UK\7246041 | 2019-08-30 | Low | - | High | Risk taken from previous CG | - | - | NA | BCIS | NA | (BEAMS Note 2) The ERC for this item should be added to all other rateable items on the hereditament (except land). Therefore the total of the ERC of the other Building Items and the P&M ERC (where applicable) to enable the correct contract size adjustment to be made. ERC of Building Component + ERC of P&M = Total ERC to which contract size adjustment should be applied. The appropriate % adjustment should be made in accordance with the scale for contract size adjustment specified under section 6 of the RCG 2021 Guidance notes. The currency ERC rates are set at £4m (Four Million Pounds) @ 1st April 2019 (AVD) for the RCG 2021 Publication. | - | - | 2 | TRUE
4165 | 42F10A | 4617 | 42F10A | Laboratories | Test and Research | Two storey | <=500m2 | 3.0m int ht | Detached basic building Construction: Foundations: Concrete strip foundations and base slab Frame: Concrete or steel as applicable Upper Floors: Concrete slab (2 storey) Roof: Concrete flat roof with mineral felt and chippings or pitched roof with plain tiles or metal deck roof. External Walls: Brick/block double leaf Windows and Doors: Softwood windows, timber doors and frames, painted Internal Walls: Brick or block work Internal Finishes: Plaster and painted walls with some tiled areas, floor throughout with vinyl finish, plastered ceilings. Building Services: General high lighting levels and extra power outlets for equipment. Oil/gas fired LPHW radiator central heating system. Inclusive of toilet accommodation. Fire alarms. Often with extra water services and waste disposal. | Location Adjustment Applicable (See Guidance Notes) - ERC = UK mean of 1.00 | (BEAMS Note 2) The ERC for this item should be added to all other rateable items on the hereditament (except land). Therefore the total of the ERC of the other Building Items and the P&M ERC (where applicable) to enable the correct contract size adjustment to be made. ERC of Building Component + ERC of P&M = Total ERC to which contract size adjustment should be applied. The appropriate % adjustment should be made in accordance with the scale for contract size adjustment specified under section 6 of the RCG 2023 Guidance notes. The currency ERC rates are set at £4m (Four Million Pounds) @ 1st April 2021 (AVD) for the RCG 2023 Publication. | Excludes external works. See variations | Measure to GIA | - | - | CCTV | - | Additions Suspended Ceiling - £30/m2 Terrazzo Floors - £80/m2 Woodblock floors - £45/m2 Quarry tiled floors - 43/m2 | - | - | 10170 |  | M2 | - | NA | NA | NA | 606.221 | Option 1 | 713.6473 | 17.72% | 2661.1875 | 1988.3075 | 228% | 178.6% | 1988.3075 | 228% | Indexed | NA | VOA_GPN_GOV_UK\7246041 | 2019-08-30 | Low | - | High | Risk taken from previous CG | - | - | NA | BCIS | NA | (BEAMS Note 2) The ERC for this item should be added to all other rateable items on the hereditament (except land). Therefore the total of the ERC of the other Building Items and the P&M ERC (where applicable) to enable the correct contract size adjustment to be made. ERC of Building Component + ERC of P&M = Total ERC to which contract size adjustment should be applied. The appropriate % adjustment should be made in accordance with the scale for contract size adjustment specified under section 6 of the RCG 2021 Guidance notes. The currency ERC rates are set at £4m (Four Million Pounds) @ 1st April 2019 (AVD) for the RCG 2021 Publication. | - | - | 2 | TRUE
4166 | 42F10F | 4618 | 42F10F | Laboratories | Test and Research | Two storey | <=500m2 | 3.5m int ht | Detached basic building Construction: Foundations: Concrete strip foundations and base slab Frame: Concrete or steel as applicable Upper Floors: Concrete slab (2 storey) Roof: Concrete flat roof with mineral felt and chippings or pitched roof with plain tiles or metal deck roof. External Walls: Brick/block double leaf Windows and Doors: Softwood windows, timber doors and frames, painted Internal Walls: Brick or block work Internal Finishes: Plaster and painted walls with some tiled areas, floor throughout with vinyl finish, plastered ceilings. Building Services: General high lighting levels and extra power outlets for equipment. Oil/gas fired LPHW radiator central heating system. Inclusive of toilet accommodation. Fire alarms. Often with extra water services and waste disposal. | Location Adjustment Applicable (See Guidance Notes) - ERC = UK mean of 1.00 | (BEAMS Note 2) The ERC for this item should be added to all other rateable items on the hereditament (except land). Therefore the total of the ERC of the other Building Items and the P&M ERC (where applicable) to enable the correct contract size adjustment to be made. ERC of Building Component + ERC of P&M = Total ERC to which contract size adjustment should be applied. The appropriate % adjustment should be made in accordance with the scale for contract size adjustment specified under section 6 of the RCG 2023 Guidance notes. The currency ERC rates are set at £4m (Four Million Pounds) @ 1st April 2021 (AVD) for the RCG 2023 Publication. | Excludes external works. See variations | Measure to GIA | - | - | CCTV | - | Additions Suspended Ceiling - £30/m2 Terrazzo Floors - £80/m2 Woodblock floors - £45/m2 Quarry tiled floors - 43/m2 | - | - | 10170 |  | M2 | - | NA | NA | NA | 624.4807 | Option 1 | 735.1427 | 17.72% | 2784.9883 | 2080.8053 | 233.2% | 183% | 2080.8053 | 233.2% | Indexed | NA | VOA_GPN_GOV_UK\7246041 | 2019-08-30 | Low | - | High | Risk taken from previous CG | - | - | NA | BCIS | NA | (BEAMS Note 2) The ERC for this item should be added to all other rateable items on the hereditament (except land). Therefore the total of the ERC of the other Building Items and the P&M ERC (where applicable) to enable the correct contract size adjustment to be made. ERC of Building Component + ERC of P&M = Total ERC to which contract size adjustment should be applied. The appropriate % adjustment should be made in accordance with the scale for contract size adjustment specified under section 6 of the RCG 2021 Guidance notes. The currency ERC rates are set at £4m (Four Million Pounds) @ 1st April 2019 (AVD) for the RCG 2021 Publication. | - | - | 2 | TRUE
4167 | 42F10K | 4619 | 42F10K | Laboratories | Test and Research | Two storey | <=500m2 | 4.0m int ht | Detached basic building Construction: Foundations: Concrete strip foundations and base slab Frame: Concrete or steel as applicable Upper Floors: Concrete slab (2 storey) Roof: Concrete flat roof with mineral felt and chippings or pitched roof with plain tiles or metal deck roof. External Walls: Brick/block double leaf Windows and Doors: Softwood windows, timber doors and frames, painted Internal Walls: Brick or block work Internal Finishes: Plaster and painted walls with some tiled areas, floor throughout with vinyl finish, plastered ceilings. Building Services: General high lighting levels and extra power outlets for equipment. Oil/gas fired LPHW radiator central heating system. Inclusive of toilet accommodation. Fire alarms. Often with extra water services and waste disposal. | Location Adjustment Applicable (See Guidance Notes) - ERC = UK mean of 1.00 | (BEAMS Note 2) The ERC for this item should be added to all other rateable items on the hereditament (except land). Therefore the total of the ERC of the other Building Items and the P&M ERC (where applicable) to enable the correct contract size adjustment to be made. ERC of Building Component + ERC of P&M = Total ERC to which contract size adjustment should be applied. The appropriate % adjustment should be made in accordance with the scale for contract size adjustment specified under section 6 of the RCG 2023 Guidance notes. The currency ERC rates are set at £4m (Four Million Pounds) @ 1st April 2021 (AVD) for the RCG 2023 Publication. | Excludes external works. See variations | Measure to GIA | - | - | CCTV | - | Additions Suspended Ceiling - £30/m2 Terrazzo Floors - £80/m2 Woodblock floors - £45/m2 Quarry tiled floors - 43/m2 | - | - | 10170 |  | M2 | - | NA | NA | NA | 642.7403 | Option 1 | 756.6381 | 17.72% | 2908.7891 | 2173.3031 | 238.1% | 187.2% | 2173.3031 | 238.1% | Indexed | NA | VOA_GPN_GOV_UK\7246041 | 2019-08-30 | Low | - | High | Risk taken from previous CG | - | - | NA | BCIS | NA | (BEAMS Note 2) The ERC for this item should be added to all other rateable items on the hereditament (except land). Therefore the total of the ERC of the other Building Items and the P&M ERC (where applicable) to enable the correct contract size adjustment to be made. ERC of Building Component + ERC of P&M = Total ERC to which contract size adjustment should be applied. The appropriate % adjustment should be made in accordance with the scale for contract size adjustment specified under section 6 of the RCG 2021 Guidance notes. The currency ERC rates are set at £4m (Four Million Pounds) @ 1st April 2019 (AVD) for the RCG 2021 Publication. | - | - | 2 | TRUE
4168 | 208L16 | 8400 | 208L16 | Lagoons | Excavation only | Based on volume removed | - | - | Lagoons, without clay, polythene or butyl lining. Used for overflow or balancing water flows or for temporary or permanent storage. NOTE: When calculating the surface area for linings it should be assumed that the side walls of the excavation slope at an angle not exceeding 45 dgrees (measured internal surface of excavation). | Location Adjustment Applicable (See Guidance Notes) - ERC = UK mean of 1.00 | (BEAMS Note 2) The ERC for this item should be added to all other rateable items on the hereditament (except land). Therefore the total of the ERC of the other Building Items and the P&M ERC (where applicable) to enable the correct contract size adjustment to be made. ERC of Building Component + ERC of P&M = Total ERC to which contract size adjustment should be applied. The appropriate % adjustment should be made in accordance with the scale for contract size adjustment specified under section 6 of the RCG 2023 Guidance notes. The currency ERC rates are set at £4m (Four Million Pounds) @ 1st April 2021 (AVD) for the RCG 2023 Publication. | Details from previous Cost Guides. Costs from Spons 2015. Includes allowance for Preliminaries & Overheads and Profit. Excludes, sumps, pumps, chamber and channels. Excludes all External Works, such as safety fencing, roads, paths or conduits which will have to be separately costed. | Costs are £/m3. All calculations are from existing ground level. Excludes any banks or retaining structures above ground level. NOTE: The lagoon formation is calculated on the volume of earth removed. Where the removed spoil is used to form banks or levees around the excavation to increase the height/volume, then these will need to be a separate calculation, (see earth bunds). | - | - | Pumps, sumps | - | - | - | - | 10318 |  | M3 | - | NA | NA | NA | 19.3975 | Option 2 | 24.0491 | 23.98% | 26.0473 | 19.6856 | 1.485% | -18.14% | 19.6856 | 1.485% | Indexed | NA | VOA_GPN_GOV_UK\7246041 | 2019-08-30 | Low | - | High | Risk taken from previous CG | - | - | NA | SPONS A&B | NA | (BEAMS Note 2) The ERC for this item should be added to all other rateable items on the hereditament (except land). Therefore the total of the ERC of the other Building Items and the P&M ERC (where applicable) to enable the correct contract size adjustment to be made. ERC of Building Component + ERC of P&M = Total ERC to which contract size adjustment should be applied. The appropriate % adjustment should be made in accordance with the scale for contract size adjustment specified under section 6 of the RCG 2021 Guidance notes. The currency ERC rates are set at £4m (Four Million Pounds) @ 1st April 2019 (AVD) for the RCG 2021 Publication. | - | - | 2 | TRUE
4169 | 208L13 | 8144 | 208L13 | Lagoons | Lined | Butyl lining | < 1.0m deep | Based on water surface area | Lagoons, lined - refer to both polythene (LDPE) or butyl lining (1mm). Used for overflow or balancing water flows or for temporary or permanent storage. NOTE: When calculating the surface area for linings it should be assumed that the side walls of the excavation slope at an angle not exceeding 45 dgrees (measured internal surface of excavation). Butly linings are laid over geotextile layer on sand blinding | Location Adjustment Applicable (See Guidance Notes) - ERC = UK mean of 1.00 | (BEAMS Note 2) The ERC for this item should be added to all other rateable items on the hereditament (except land). Therefore the total of the ERC of the other Building Items and the P&M ERC (where applicable) to enable the correct contract size adjustment to be made. ERC of Building Component + ERC of P&M = Total ERC to which contract size adjustment should be applied. The appropriate % adjustment should be made in accordance with the scale for contract size adjustment specified under section 6 of the RCG 2023 Guidance notes. The currency ERC rates are set at £4m (Four Million Pounds) @ 1st April 2021 (AVD) for the RCG 2023 Publication. | Details from previous Cost Guides. Costs from Spons 2015 & Butyl Products Group (01277 653 281). Includes allowance for Preliminaries & Overheads and Profit. Excludes, sumps, pumps, chamber and channels. Excludes all External Works, such as safety fencing, roads, paths or conduits which will have to be separately costed. | Costs are £/m2 measured maximum surface area of lagoon when filled to capacity. All calculations are from existing ground level. Excludes any banks or retaining structures above ground level. NOTE: The lagoon formation is calculated on the volume of earth removed. Where the removed spoil is used to form banks or levees around the excavation to increase the height/volume, then these will need to be a separate calculation. (see earth bunds | - | - | - | - | - | Photo 1 - Lined lagoon - lining type unidentified | - | 10316 |  | M2 | - | NA | NA | NA | 27.3328 | Option 2 | 33.8874 | 23.98% | 29.6301 | 22.3934 | -18.07% | -33.92% | 22.3934 | -18.07% | Indexed | NA | VOA_GPN_GOV_UK\7246041 | 2019-08-30 | Low | - | High | Risk taken from previous CG | - | - | NA | SPONS A&B | NA | (BEAMS Note 2) The ERC for this item should be added to all other rateable items on the hereditament (except land). Therefore the total of the ERC of the other Building Items and the P&M ERC (where applicable) to enable the correct contract size adjustment to be made. ERC of Building Component + ERC of P&M = Total ERC to which contract size adjustment should be applied. The appropriate % adjustment should be made in accordance with the scale for contract size adjustment specified under section 6 of the RCG 2021 Guidance notes. The currency ERC rates are set at £4m (Four Million Pounds) @ 1st April 2019 (AVD) for the RCG 2021 Publication. | Photo 1 - Lined lagoon - lining type unidentified | - | 2 | TRUE
4170 | 208L15 | 8146 | 208L15 | Lagoons | Lined | Butyl lining | 3.0m deep | Based on water surface area | Lagoons, lined - refer to both polythene (LDPE) or butyl lining (1mm). Used for overflow or balancing water flows or for temporary or permanent storage. NOTE: When calculating the surface area for linings it should be assumed that the side walls of the excavation slope at an angle not exceeding 45 dgrees (measured internal surface of excavation). Butly linings are laid over geotextile layer on sand blinding | Location Adjustment Applicable (See Guidance Notes) - ERC = UK mean of 1.00 | (BEAMS Note 2) The ERC for this item should be added to all other rateable items on the hereditament (except land). Therefore the total of the ERC of the other Building Items and the P&M ERC (where applicable) to enable the correct contract size adjustment to be made. ERC of Building Component + ERC of P&M = Total ERC to which contract size adjustment should be applied. The appropriate % adjustment should be made in accordance with the scale for contract size adjustment specified under section 6 of the RCG 2023 Guidance notes. The currency ERC rates are set at £4m (Four Million Pounds) @ 1st April 2021 (AVD) for the RCG 2023 Publication. | Details from previous Cost Guides. Costs from Spons 2015 & Butyl Products Group (01277 653 281). Includes allowance for Preliminaries & Overheads and Profit. Excludes, sumps, pumps, chamber and channels. Excludes all External Works, such as safety fencing, roads, paths or conduits which will have to be separately costed. | Costs are £/m2 measured maximum surface area of lagoon when filled to capacity. All calculations are from existing ground level. Excludes any banks or retaining structures above ground level. NOTE: The lagoon formation is calculated on the volume of earth removed. Where the removed spoil is used to form banks or levees around the excavation to increase the height/volume, then these will need to be a separate calculation. (see earth bunds | - | - | - | - | - | Photo 1 - Lined lagoon - lining type unidentified | - | 10316 |  | M2 | - | NA | NA | NA | 60.8376 | Option 2 | 75.4267 | 23.98% | 69.592 | 52.5951 | -13.55% | -30.27% | 52.5951 | -13.55% | Indexed | NA | VOA_GPN_GOV_UK\7246041 | 2019-08-30 | Low | - | High | Risk taken from previous CG | - | - | NA | SPONS A&B | NA | (BEAMS Note 2) The ERC for this item should be added to all other rateable items on the hereditament (except land). Therefore the total of the ERC of the other Building Items and the P&M ERC (where applicable) to enable the correct contract size adjustment to be made. ERC of Building Component + ERC of P&M = Total ERC to which contract size adjustment should be applied. The appropriate % adjustment should be made in accordance with the scale for contract size adjustment specified under section 6 of the RCG 2021 Guidance notes. The currency ERC rates are set at £4m (Four Million Pounds) @ 1st April 2019 (AVD) for the RCG 2021 Publication. | Photo 1 - Lined lagoon - lining type unidentified | - | 2 | TRUE
4171 | 208L12 | 8143 | 208L12 | Lagoons | Lined | Polythene lining | < 1.0m deep | Based on water surface area | Lagoons, lined - refer to both polythene (LDPE) or butyl (1mm) lining. Used for overflow or balancing water flows or for temporary or permanent storage. NOTE: When calculating the surface area for linings it should be assumed that the side walls of the excavation slope at an angle not exceeding 45 dgrees (measured internal surface of excavation). Butly linings are laid over geotextile layer on sand blinding | Location Adjustment Applicable (See Guidance Notes) - ERC = UK mean of 1.00 | (BEAMS Note 2) The ERC for this item should be added to all other rateable items on the hereditament (except land). Therefore the total of the ERC of the other Building Items and the P&M ERC (where applicable) to enable the correct contract size adjustment to be made. ERC of Building Component + ERC of P&M = Total ERC to which contract size adjustment should be applied. The appropriate % adjustment should be made in accordance with the scale for contract size adjustment specified under section 6 of the RCG 2023 Guidance notes. The currency ERC rates are set at £4m (Four Million Pounds) @ 1st April 2021 (AVD) for the RCG 2023 Publication. | Details from previous Cost Guides. Costs from Spons 2015 & Butyl Products Group (01277 653 281). Includes allowance for Preliminaries & Overheads and Profit. Excludes, sumps, pumps, chamber and channels. Excludes all External Works, such as safety fencing, roads, paths or conduits which will have to be separately costed. | Costs are £/m2 measured maximum surface area of lagoon when filled to capacity. All calculations are from existing ground level. Excludes any banks or retaining structures above ground level. NOTE: The lagoon formation is calculated on the volume of earth removed. Where the removed spoil is used to form banks or levees around the excavation to increase the height/volume, then these will need to be a separate calculation. (see earth bunds | - | - | - | - | - | Photo 1 - Lined lagoon - lining type unidentified | - | 10316 |  | M2 | - | NA | NA | NA | 22.9243 | Option 2 | 28.4217 | 23.98% | 25.8895 | 19.5663 | -14.65% | -31.16% | 19.5663 | -14.65% | Indexed | NA | VOA_GPN_GOV_UK\7246041 | 2019-08-30 | Low | - | High | Risk taken from previous CG | - | - | NA | SPONS A&B | NA | (BEAMS Note 2) The ERC for this item should be added to all other rateable items on the hereditament (except land). Therefore the total of the ERC of the other Building Items and the P&M ERC (where applicable) to enable the correct contract size adjustment to be made. ERC of Building Component + ERC of P&M = Total ERC to which contract size adjustment should be applied. The appropriate % adjustment should be made in accordance with the scale for contract size adjustment specified under section 6 of the RCG 2021 Guidance notes. The currency ERC rates are set at £4m (Four Million Pounds) @ 1st April 2019 (AVD) for the RCG 2021 Publication. | Photo 1 - Lined lagoon - lining type unidentified | - | 2 | TRUE
4172 | 208L14 | 8145 | 208L14 | Lagoons | Lined | Polythene lining | < 1.0m deep | Based on water surface area | Lagoons, lined - refer to both polythene (LDPE) or butyl lining (1mm). Used for overflow or balancing water flows or for temporary or permanent storage. NOTE: When calculating the surface area for linings it should be assumed that the side walls of the excavation slope at an angle not exceeding 45 dgrees (measured internal surface of excavation). Butly linings are laid over geotextile layer on sand blinding | Location Adjustment Applicable (See Guidance Notes) - ERC = UK mean of 1.00 | (BEAMS Note 2) The ERC for this item should be added to all other rateable items on the hereditament (except land). Therefore the total of the ERC of the other Building Items and the P&M ERC (where applicable) to enable the correct contract size adjustment to be made. ERC of Building Component + ERC of P&M = Total ERC to which contract size adjustment should be applied. The appropriate % adjustment should be made in accordance with the scale for contract size adjustment specified under section 6 of the RCG 2023 Guidance notes. The currency ERC rates are set at £4m (Four Million Pounds) @ 1st April 2021 (AVD) for the RCG 2023 Publication. | Details from previous Cost Guides. Costs from Spons 2015 & Butyl Products Group (01277 653 281). Includes allowance for Preliminaries & Overheads and Profit. Excludes, sumps, pumps, chamber and channels. Excludes all External Works, such as safety fencing, roads, paths or conduits which will have to be separately costed. | Costs are £/m2 measured maximum surface area of lagoon when filled to capacity. All calculations are from existing ground level. Excludes any banks or retaining structures above ground level. NOTE: The lagoon formation is calculated on the volume of earth removed. Where the removed spoil is used to form banks or levees around the excavation to increase the height/volume, then these will need to be a separate calculation. (see earth bunds | - | - | - | - | - | Photo 1 - Lined lagoon - lining type unidentified | - | 10316 |  | M2 | - | NA | NA | NA | 57.3108 | Option 2 | 71.0542 | 23.98% | 65.6368 | 49.6059 | -13.44% | -30.19% | 49.6059 | -13.44% | Indexed | NA | VOA_GPN_GOV_UK\7246041 | 2019-08-30 | Low | - | High | Risk taken from previous CG | - | - | NA | SPONS A&B | NA | (BEAMS Note 2) The ERC for this item should be added to all other rateable items on the hereditament (except land). Therefore the total of the ERC of the other Building Items and the P&M ERC (where applicable) to enable the correct contract size adjustment to be made. ERC of Building Component + ERC of P&M = Total ERC to which contract size adjustment should be applied. The appropriate % adjustment should be made in accordance with the scale for contract size adjustment specified under section 6 of the RCG 2021 Guidance notes. The currency ERC rates are set at £4m (Four Million Pounds) @ 1st April 2019 (AVD) for the RCG 2021 Publication. | Photo 1 - Lined lagoon - lining type unidentified | - | 2 | TRUE
4173 | 208L17 | 3733 | 208L17 | Lagoons | Lining only | Based on surface area of sheet | - | - | Lagoons, lined - refer to both polythene (LDPE) or butyl lining (1mm). NOTE: When calculating the surface area for linings it should be assumed that the side walls of the excavation slope at an angle not exceeding 45 dgrees (measured internal surface of excavation). Polythene linings are laid on sand blinding. | Location Adjustment Applicable (See Guidance Notes) - ERC = UK mean of 1.00 | (BEAMS Note 2) The ERC for this item should be added to all other rateable items on the hereditament (except land). Therefore the total of the ERC of the other Building Items and the P&M ERC (where applicable) to enable the correct contract size adjustment to be made. ERC of Building Component + ERC of P&M = Total ERC to which contract size adjustment should be applied. The appropriate % adjustment should be made in accordance with the scale for contract size adjustment specified under section 6 of the RCG 2023 Guidance notes. The currency ERC rates are set at £4m (Four Million Pounds) @ 1st April 2021 (AVD) for the RCG 2023 Publication. | Details from previous Cost Guides. Costs from Spons 2015 & Butyl Products Group (01277 653 281). Includes allowance for Preliminaries & Overheads and Profit. Excludes, sumps, pumps, chamber and channels. Excludes all External Works, such as safety fencing, roads, paths or conduits which will have to be separately costed. | Costs are £/m2 measured maximum surface area of lagoon when filled to capacity. All calculations are from existing ground level. Excludes any banks or retaining structures above ground level. NOTE: The lagoon formation is calculated on the volume of earth removed. Where the removed spoil is used to form banks or levees around the excavation to increase the height/volume, then these will need to be a separate calculation. (see earth bunds | - | - | Sumps, chambers , pumps | - | - | - | - | 10317 |  | M2 | - | NA | NA | NA | 6.1719 | Option 2 | 7.652 | 23.98% | 11.0201 | 8.3286 | 34.94% | 8.843% | 8.3286 | 34.94% | Indexed | NA | VOA_GPN_GOV_UK\7246041 | 2019-08-30 | Low | - | High | Risk taken from previous CG | - | - | NA | SPONS A&B | NA | (BEAMS Note 2) The ERC for this item should be added to all other rateable items on the hereditament (except land). Therefore the total of the ERC of the other Building Items and the P&M ERC (where applicable) to enable the correct contract size adjustment to be made. ERC of Building Component + ERC of P&M = Total ERC to which contract size adjustment should be applied. The appropriate % adjustment should be made in accordance with the scale for contract size adjustment specified under section 6 of the RCG 2021 Guidance notes. The currency ERC rates are set at £4m (Four Million Pounds) @ 1st April 2019 (AVD) for the RCG 2021 Publication. | - | - | 2 | TRUE
4174 | 208L18 | 8147 | 208L18 | Lagoons | Lining only | Based on surface area of sheet | - | - | Lagoons, lined - refer to both polythene (LDPE) or butyl lining (1mm). Used for overflow or balancing water flows or for temporary or permanent storage. NOTE: When calculating the surface area for linings it should be assumed that the side walls of the excavation slope at an angle not exceeding 45 dgrees (measured internal surface of excavation). Butly linings are laid over geotextile layer on sand blinding | Location Adjustment Applicable (See Guidance Notes) - ERC = UK mean of 1.00 | (BEAMS Note 2) The ERC for this item should be added to all other rateable items on the hereditament (except land). Therefore the total of the ERC of the other Building Items and the P&M ERC (where applicable) to enable the correct contract size adjustment to be made. ERC of Building Component + ERC of P&M = Total ERC to which contract size adjustment should be applied. The appropriate % adjustment should be made in accordance with the scale for contract size adjustment specified under section 6 of the RCG 2023 Guidance notes. The currency ERC rates are set at £4m (Four Million Pounds) @ 1st April 2021 (AVD) for the RCG 2023 Publication. | Details from previous Cost Guides. Costs from Spons 2015 & Butyl Products Group (01277 653 281). Includes allowance for Preliminaries & Overheads and Profit. Excludes, sumps, pumps, chamber and channels. Excludes all External Works, such as safety fencing, roads, paths or conduits which will have to be separately costed. | Costs are £/m2 measured maximum surface area of lagoon when filled to capacity. All calculations are from existing ground level. Excludes any banks or retaining structures above ground level. NOTE: The lagoon formation is calculated on the volume of earth removed. Where the removed spoil is used to form banks or levees around the excavation to increase the height/volume, then these will need to be a separate calculation. (see earth bunds | - | - | - | - | - | - | - | 10317 |  | M2 | - | NA | NA | NA | 10.5805 | Option 2 | 13.1177 | 23.98% | 22.0442 | 16.6602 | 57.46% | 27.01% | 16.6602 | 57.46% | Indexed | NA | VOA_GPN_GOV_UK\7246041 | 2019-08-30 | Low | - | High | Risk taken from previous CG | - | - | NA | SPONS A&B | NA | (BEAMS Note 2) The ERC for this item should be added to all other rateable items on the hereditament (except land). Therefore the total of the ERC of the other Building Items and the P&M ERC (where applicable) to enable the correct contract size adjustment to be made. ERC of Building Component + ERC of P&M = Total ERC to which contract size adjustment should be applied. The appropriate % adjustment should be made in accordance with the scale for contract size adjustment specified under section 6 of the RCG 2021 Guidance notes. The currency ERC rates are set at £4m (Four Million Pounds) @ 1st April 2019 (AVD) for the RCG 2021 Publication. | - | - | 2 | TRUE
4175 | 208L10 | 8511 | 208L10 | Lagoons | Unlined | < 1.0m deep | Based on water surface area | - | Lagoons, without clay, polythene or butyl lining. Used for overflow or balancing water flows or for temporary or permanent storage. NOTE: When calculating the surface area for linings it should be assumed that the side walls of the excavation slope at an angle not exceeding 45 dgrees (measured internal surface of excavation). Butly linings are laid over geotextile layer on sand blinding | Location Adjustment Applicable (See Guidance Notes) - ERC = UK mean of 1.00 | (BEAMS Note 2) The ERC for this item should be added to all other rateable items on the hereditament (except land). Therefore the total of the ERC of the other Building Items and the P&M ERC (where applicable) to enable the correct contract size adjustment to be made. ERC of Building Component + ERC of P&M = Total ERC to which contract size adjustment should be applied. The appropriate % adjustment should be made in accordance with the scale for contract size adjustment specified under section 6 of the RCG 2023 Guidance notes. The currency ERC rates are set at £4m (Four Million Pounds) @ 1st April 2021 (AVD) for the RCG 2023 Publication. | Details from previous Cost Guides. Costs from Spons 2015. Includes allowance for Preliminaries & Overheads and Profit. Excludes, sumps, pumps, chamber and channels. Excludes all External Works, such as safety fencing, roads, paths or conduits which will have to be separately costed. | Costs are £/m2 measured maximum surface area of lagoon when filled to capacity. All calculations are from existing ground level. Excludes any banks or retaining structures above ground level. NOTE: The lagoon formation is calculated on the volume of earth removed. Where the removed spoil is used to form banks or levees around the excavation to increase the height/volume, then these will need to be a separate calculation. (see earth bunds | - | - | - | - | - | - | - | 10315 |  | M2 | - | NA | NA | NA | 16.7524 | Option 2 | 20.7697 | 23.98% | 21.2584 | 16.0663 | -4.095% | -22.65% | 16.0663 | -4.095% | Indexed | NA | VOA_GPN_GOV_UK\7246041 | 2019-08-30 | Low | - | High | Risk taken from previous CG | - | - | NA | SPONS A&B | NA | (BEAMS Note 2) The ERC for this item should be added to all other rateable items on the hereditament (except land). Therefore the total of the ERC of the other Building Items and the P&M ERC (where applicable) to enable the correct contract size adjustment to be made. ERC of Building Component + ERC of P&M = Total ERC to which contract size adjustment should be applied. The appropriate % adjustment should be made in accordance with the scale for contract size adjustment specified under section 6 of the RCG 2021 Guidance notes. The currency ERC rates are set at £4m (Four Million Pounds) @ 1st April 2019 (AVD) for the RCG 2021 Publication. | - | - | 2 | TRUE
4176 | 208L11 | 8136 | 208L11 | Lagoons | Unlined | 3.0m deep | Based on water surface area | - | Lagoons, without clay, polythene or butyl lining. Used for overflow or balancing water flows or for temporary or permanent storage. NOTE: When calculating the surface area for linings it should be assumed that the side walls of the excavation slope at an angle not exceeding 45 dgrees (measured internal surface of excavation). Butly linings are laid over geotextile layer on sand blinding | Location Adjustment Applicable (See Guidance Notes) - ERC = UK mean of 1.00 | (BEAMS Note 2) The ERC for this item should be added to all other rateable items on the hereditament (except land). Therefore the total of the ERC of the other Building Items and the P&M ERC (where applicable) to enable the correct contract size adjustment to be made. ERC of Building Component + ERC of P&M = Total ERC to which contract size adjustment should be applied. The appropriate % adjustment should be made in accordance with the scale for contract size adjustment specified under section 6 of the RCG 2023 Guidance notes. The currency ERC rates are set at £4m (Four Million Pounds) @ 1st April 2021 (AVD) for the RCG 2023 Publication. | Details from previous Cost Guides. Costs from Spons 2015. Includes allowance for Preliminaries & Overheads and Profit. Excludes, sumps, pumps, chamber and channels. Excludes all External Works, such as safety fencing, roads, paths or conduits which will have to be separately costed. | Costs are £/m2 measured maximum surface area of lagoon when filled to capacity. All calculations are from existing ground level. Excludes any banks or retaining structures above ground level. NOTE: The lagoon formation is calculated on the volume of earth removed. Where the removed spoil is used to form banks or levees around the excavation to increase the height/volume, then these will need to be a separate calculation. (see earth bunds | - | - | - | - | - | - | - | 10315 |  | M2 | - | NA | NA | NA | 50.2572 | Option 2 | 62.309 | 23.98% | 60.8781 | 46.0095 | -8.452% | -26.16% | 46.0095 | -8.452% | Indexed | NA | VOA_GPN_GOV_UK\7246041 | 2019-08-30 | Low | - | High | Risk taken from previous CG | - | - | NA | SPONS A&B | NA | (BEAMS Note 2) The ERC for this item should be added to all other rateable items on the hereditament (except land). Therefore the total of the ERC of the other Building Items and the P&M ERC (where applicable) to enable the correct contract size adjustment to be made. ERC of Building Component + ERC of P&M = Total ERC to which contract size adjustment should be applied. The appropriate % adjustment should be made in accordance with the scale for contract size adjustment specified under section 6 of the RCG 2021 Guidance notes. The currency ERC rates are set at £4m (Four Million Pounds) @ 1st April 2019 (AVD) for the RCG 2021 Publication. | - | - | 2 | TRUE
4183 | STA020 | 8912 | STA020 | Leisure centres | Additional surface car parking | Additional car parking not included in external works allowance for example where serving other hereditaments. | Cost per space | - | Tarmacadam covered surface car parking including drainage, kerbs and lighting. | Location Adjustment Applicable (See Guidance Notes) - ERC = UK mean of 1.00 | (BEAMS Note 2) The ERC for this item should be added to all other rateable items on the hereditament (except land). Therefore the total of the ERC of the other Building Items and the P&M ERC (where applicable) to enable the correct contract size adjustment to be made. ERC of Building Component + ERC of P&M = Total ERC to which contract size adjustment should be applied. The appropriate % adjustment should be made in accordance with the scale for contract size adjustment specified under section 6 of the RCG 2023 Guidance notes. The currency ERC rates are set at £4m (Four Million Pounds) @ 1st April 2021 (AVD) for the RCG 2023 Publication. | All inclusive rate based on Spons A&B 2019 approximate estimating rates. | Number of spaces. | - | - | - | - | - | No photograph available. | - | - |  | Nr | 20-22m² per parking space | 4 - HEALTHCARE, EDUCATION & Miscellaneous | Nathan Place | Steve Nettleton | #N/A | Option 2 | ERROR | 0% | 2641.147 | 1996.0846 | 0% | 0% | 1996.0846 | 0% | Price Book Data | Saara Saloranta | VOA_GPN_GOV_UK\7212847 | 2021-08-12 | Low | - | Low | This code is intended for situations where the car park at the leisure centre is disproportionally large and serves other hereditaments as well. Usage unclear (IT data 1,564 - 7 GCT templates and 1,557 SLV ones) as seems to be pre-populated on leisure valuation templates and counted whether or not actually contributing to the valuations. Genuine usage should be very rare. A change to be made into the PN to include this scenario in the percentage based external works allowances and therefore code no longer required. Current risk is more on the valuation side and potentially inappropriate use of the code in addition to external works allowance resulting in double counting. Agreed with Steve Nettleton, the lead valuer, on 21.10.2020 to uplift the previous costs in line with indices (please see evidence tab for email). New cost adopted from Spons A&B 2019 approximate estimating rates low range in order to limit increases as previous cost was build up by Lyndsey Thomas using individual rates for RCG 2017. ERC in 2021 RCG was £2,223. | Rarely used as attached email | Updated indices following QA. Significant increase on 2021 but Saara has used lowest cost in range suggesting it was too low previously. | NA | SPONS A&B | 1.551 | (BEAMS Note 2) The ERC for this item should be added to all other rateable items on the hereditament (except land). Therefore the total of the ERC of the other Building Items and the P&M ERC (where applicable) to enable the correct contract size adjustment to be made. ERC of Building Component + ERC of P&M = Total ERC to which contract size adjustment should be applied. The appropriate % adjustment should be made in accordance with the scale for contract size adjustment specified under section 6 of the RCG 2021 Guidance notes. The currency ERC rates are set at £4m (Four Million Pounds) @ 1st April 2019 (AVD) for the RCG 2021 Publication. | No photograph available. | - | 2 | TRUE
4179 | STF020 | 9456 | STF020 | Leisure centres | Dry side accommodation | Applicable to a dry only leisure centre or the dry side accommodation only of a leisure centre with wet and dry facilities as calculated by the NBS valuation spreadsheet. | - | - | There are great varieties between leisure centres, some provide just dry facilities whilst other also have swimming pools. This code is for the dry side accommodation only. Generally a two storey building, commonly housing gym/fitness space, sport studios (spinning, dance and similar), sports hall, squash courts, multi-purpose rooms, climbing wall, treatment rooms, changing facilities with showers and toilets, café and ancillary storage and office space. All facilities may not be present in all buildings. Variations in design, external finishes and construction between buildings. Steel frame with external walls finished with a range of cladding materials is common. Internally the finishes comprise emulsion or ceramic tiling/uPVC sheeting to plastered walls, combination of painted plasterboard and suspended ceilings or exposed underside of roof coverings and combination of vinyl, carpet and ceramic tiling floor coverings on screed with specialist timber sports floor to sports hall, courts and studios if present. Reception desk, cubicles, lockers and benches together with seating to viewing areas, fixed sport fittings to sports hall, kitchen fittings to café and staff areas and climbing wall (if present). Services provision generally comprises heating and at least partial cooling/air conditioning, extensive sanitary, plumbing and ventilation installations to changing and toilet areas, power, lighting, lift, fire and intruder alarms, data and AV installations with possible additional security installations and sustainable features. | Location Adjustment Applicable (See Guidance Notes) - ERC = UK mean of 1.00 | (BEAMS Note 2) The ERC for this item should be added to all other rateable items on the hereditament (except land). Therefore the total of the ERC of the other Building Items and the P&M ERC (where applicable) to enable the correct contract size adjustment to be made. ERC of Building Component + ERC of P&M = Total ERC to which contract size adjustment should be applied. The appropriate % adjustment should be made in accordance with the scale for contract size adjustment specified under section 6 of the RCG 2023 Guidance notes. The currency ERC rates are set at £4m (Four Million Pounds) @ 1st April 2021 (AVD) for the RCG 2023 Publication. | Indexation of 2021 cost. | Please refer to the Rating Manual for referencing details. | - | - | - | - | - | No photograph available. | - | - |  | m2 | - | 4 - HEALTHCARE, EDUCATION & Miscellaneous | Nathan Place | Steve Nettleton | #N/A | Option 1 | ERROR | 0% | 1859.55 | 1389.3636 | 0% | 0% | 1389.3636 | 0% | VP4 ERC | Saara Saloranta | VOA_GPN_GOV_UK\7212847 | 2021-08-12 | Low | - | Low | Leisure centre issues generally: The valuation template works by separately valuing dry and wet accommodation (and adding on some additional extras for ancillary features where applicable). There is one code for the dry side and two codes for the wet depending on the length of the main pool (25m or 50m). The main issue is the lack of evidence as most modern leisure centres (including the two we’ve got FORs for) comprise both wet and dry areas and costs are provided for the whole building on an elemental split. The only suitable costs I’ve been able to locate are elemental breakdowns provided by Sport England (SE) for affordable sports halls with health & fitness areas (dry only), two BCIS analysis for dry only centres and SE affordable community swimming pools (wet only) and dry only facility UUK FORs for university buildings. We know that leisure centres are being constructed, however it does seem that the vast majority of them are combined wet & dry facilities, which suggests that the current valuation scheme may require revision. This is not possible in the current time scales and as the LA leisure facilities might be affected by the recent York & Exeter museum decisions with a move away from contractor’s basis, it’s best to leave the valuation scheme until the full implications of the museum cases are known. This, combined with the lack of evidence has left only one option to index the previous RCG rates albeit using the 2021 RCG figures, which have had some minor adjustments from the 2017 ones I believe in order to correct issues with non-rateable items. The 2017 RCG rates are also used in the university classes and have been accepted recently as part of a GPCR, which offers some comfort. RCG 2017 rate £1,470/m² – usage on valuation templates according to IT data 1,835 (quite likely these include redundant codes on valuation templates that are not actually contributing to the valuations as unable to identify hereditaments at the moment): GCT - 10, SLV - 1,825. STF020 – Dry side accommodation 2017 RCG rate: The costings were done by Lyndsey Thomas (LT) and based on SE 1Q2015 facilities costs all in rate for an affordable sports hall with 4 courts with approximate deductions for external works and fees. Generally sports hall rates should be lower than dry leisure centre rates due to the differences in facilities, however based on the conversations at the time between LT and the valuers involved a decision was made to adopt this rate in order to avoid large increases. Interestingly the sports hall costs in that particular edition of the SE guide were very high and reduced significantly in the following edition and in fact still haven’t reached the same levels in the 2020 publication. Therefore despite the type of building used as the cost base the rate doesn’t seem too low. 2023 RCG rate: In terms of the evidence available for RCG 2023 The SE elemental breakdown for affordable sports hall with small health & fitness - Option 2c 5 courts, changing + small H&F (2015 document) analyses at £1,163/m² at RCG2017 level, which seems very low and considerably lower than the adopted rate. It is not based on an actual project and interestingly also doesn’t seem to align with the SE overall facilities costs of the same year. I’ve also located two dry only leisure centre analysis from BCIS dating back to 2010/2011 but neither of them is ideal: One is located in Scotland and the other is an additional building on an existing site. The average of these two at 2017 RCG level is £1,252/m² although the Scottish one by itself analyses at £1,471/m². Out of the UUK information I’ve selected 6 examples that most align with my understanding of what a LA dry only leisure centre would be. These average out at £1,477/m² excluding the Worcester University Arena, or £1,468/m² if it’s included. The average Spons A&B 2015 all in rate for dry leisure centres with correct prelims adjustments at £1,396/m² (the calculations on the 2017 cost sheet double count for prelims for Spons rates). Apart from the SE data and the additional leisure centre building analysis from BCIS, the data provides support to the 2017 RCG rate. However as none of the projects analysed actually relate to English or Welsh LA dry only leisure centres they are not ideal candidates for reworking the costs hence indexation approach has been adopted. The ERC in 2021 RCG was £1,691/m². The approach has been agreed with Steve Nettleton, the lead valuer, on 27.01.2021 (please see evidence tab for email). The main risks relate to the lack of actual evidence and the possibility that the rate might be on the high side, large number of hereditaments affected & the total RV at stake and the risk for this code is assessed as high. | Indexed from rCG2021 | VP4 s/s ERC with their own proposal | NA | FOR | 1.56 | (BEAMS Note 2) The ERC for this item should be added to all other rateable items on the hereditament (except land). Therefore the total of the ERC of the other Building Items and the P&M ERC (where applicable) to enable the correct contract size adjustment to be made. ERC of Building Component + ERC of P&M = Total ERC to which contract size adjustment should be applied. The appropriate % adjustment should be made in accordance with the scale for contract size adjustment specified under section 6 of the RCG 2021 Guidance notes. The currency ERC rates are set at £4m (Four Million Pounds) @ 1st April 2019 (AVD) for the RCG 2021 Publication. | No photograph available. | - | 2 | TRUE
5473 | STG035 | 9903 | STG035 | Leisure centres | Floating floor to swimming pool | - | - | - | Floating floor to swimming pool. Commonly found in secondary pools or on occasions also in main pools but covering only part of the pool area. | Considered Not Applicable at time of Publication | (BEAMS Note 1) The ERC for this item should be added to the total of the ERC of the other P&M items on the site and the Buildings ERC (where applicable) to enable the correct contract size adjustment to be made. ERC of P&M Items + ERC of Building Component’s = Total ERC (net figure rateable items only) to which contract size adjustment should be applied The 2023 Generic Contractors Test Spreadsheet has this facility built into the programme - it is recommended you undertake all contractors test valuations using this spreadsheet. (Details on the application of contract size adjustments can be found in the RCG 2023 Guidance notes). Where RV is calculated using the comparative method (rental method) the contract size adjustment should be made as follows: Select - SCAT code box ""P and M as an addition” within the 2023 Generic Contractors Test Spreadsheet facility. Or Where the spreadsheet is not used take the: Reciprocal of statutory de-capitalisation rate (i.e. 5% reciprocal = 20) multiply by rateable value of the buildings (before any overall end allowances are made and after making a notional deduction for the land value) and add to the ERC of P&M. Use resultant figure to calculate contract size adjustment. (Guidance Notes - Section 6) | The rate is an average of six costs for different sized floating floors from three Sport England publications dating from 2012, 2014 and 2017. | Surface area of the floating floor. | - | - | - | - | - | No photographs available. | - | - |  | m2 | - | 4 - HEALTHCARE, EDUCATION & Miscellaneous | Nathan Place | Steve Nettleton | #N/A | Option 1 | ERROR | 0% | 2461 | 1766.9392 | 0% | 0% | 1766.9392 | 0% | P&M | Saara Saloranta | VOA_GPN_GOV_UK\7212847 | 2021-02-08 | Low | - | Low | The P&M sheet and also the P&M CSA and LF not applicable adjustment have been selected as per flumes as I've assumed that floating floors are designed, manufactured and installed by a small number of contractors in similar manner to other P&M items. RCG 2017 lump sum allowance £250,000 – usage on valuation templates according to IT data 3 (possibly include redundant codes on valuation templates that are not actually contributing to the valuations as unable to identify hereditaments at the moment): SLV – 3 This code sits within the generic category of Swimming baths under Swimming Baths with diving pool. The 2017 description is as follows: Floating Floor in a diving tank approx. 25m x 12m. The Floating floor up to 5m deep. The description is somewhat confusing as it seems unlikely that a diving tank would be the size of a “standard” swimming pool. I’ve discussed floating floors with both Peter Reeds and you and we’ve agreed that the cost should be a general £/m² rate for a floating floor within a “standard” pool as this is the most common application. If the complete leisure centre valuation scheme is revised in the future further investigations are required to establish if floating floor is a standard feature within the MEA (both FOR samples have floating floors to the secondary pool). I’ve discussed the “location” and numbering of the code with Ryan Hobbs and although it should really sit within the leisure centre group, due to potential wholesale revisions in the future we’ve agreed to leave it as it is. However I’ve changed the description of the generic category to leisure centres and rewritten the description and the valuer will amend the PN to suit. 2017 RCG rate: The costings were done by Lyndsey Thomas (LT) and the adopted cost seem to be based on a rather complex calculations using various on SE 1Q2015 facilities costs all in rates for different types of combined leisure centres. 2023 RCG rate: Again as with flumes I’ve assumed a floating floor would be more akin to a P&M item and used the P&M adjustments & calculation sheet for the analysis. The rate is an average from three SE documents relating to swimming pools and at with automatic adjustments for main contractor prelims & OHP are comes out at £2,023/m² at RCG 2017 level. The ERC in 2021 RCG was £277,211. The approach has been agreed with Steve Nettleton, the lead valuer, on 27.01.2021 (please see evidence tab for email). The main risk relate to the change on the application of the code from lump sum to a £/m2 rate, and also the fact that the rate is based on SE guidance rather than manufacturer's information, however considering the very minimal usage and impact on a leisure centre valuation the risk for this code is assessed as low. | Published data by Sport England; Reasonable approach; Valuer Steve Nettleton has agreed to change from Lump sum to m2 rate from CG2021 to CG2023, see email 27/01/21. | - | NA | SPONS A&B | 1.56 | (BEAMS Note 1) The ERC for this item should be added to the total of the ERC of the other P&M items on the site and the Buildings ERC (where applicable) to enable the correct contract size adjustment to be made. ERC of P&M Items + ERC of Building Component’s = Total ERC (net figure rateable items only) to which contract size adjustment should be applied The 2021 Generic Contractors Test Spreadsheet has this facility built into the programme - it is recommended you undertake all contractors test valuations using this spreadsheet. (Details on the application of contract size adjustments can be found in the RCG 2021 Guidance notes). Where RV is calculated using the comparative method (rental method) the contract size adjustment should be made as follows: Select - SCAT code box "P and M as an addition” within the 2021 Generic Contractors Test Spreadsheet facility. Or Where the spreadsheet is not used take the: Reciprocal of statutory de-capitalisation rate (i.e. 5% reciprocal = 20) multiply by rateable value of the buildings (before any overall end allowances are made and after making a notional deduction for the land value) and add to the ERC of P&M. Use resultant figure to calculate contract size adjustment. (Guidance Notes - Section 6) | No photographs available. | - | 1 | TRUE
4177 | STC020 | 9453 | STC020 | Leisure centres | Flume to swimming pool | Flume, associated supports and staircase. | - | - | Flume, associated supports and staircase only. Additional foundations and catch pools are excluded. Flumes are generally individually designed to suite the location and vary greatly from site to site from open slides to complex arrangements comprising tubes. | Considered Not Applicable at time of Publication | (BEAMS Note 1) The ERC for this item should be added to the total of the ERC of the other P&M items on the site and the Buildings ERC (where applicable) to enable the correct contract size adjustment to be made. ERC of P&M Items + ERC of Building Component’s = Total ERC (net figure rateable items only) to which contract size adjustment should be applied The 2023 Generic Contractors Test Spreadsheet has this facility built into the programme - it is recommended you undertake all contractors test valuations using this spreadsheet. (Details on the application of contract size adjustments can be found in the RCG 2023 Guidance notes). Where RV is calculated using the comparative method (rental method) the contract size adjustment should be made as follows: Select - SCAT code box ""P and M as an addition” within the 2023 Generic Contractors Test Spreadsheet facility. Or Where the spreadsheet is not used take the: Reciprocal of statutory de-capitalisation rate (i.e. 5% reciprocal = 20) multiply by rateable value of the buildings (before any overall end allowances are made and after making a notional deduction for the land value) and add to the ERC of P&M. Use resultant figure to calculate contract size adjustment. (Guidance Notes - Section 6) | Cost is an average of four projects carried out by an UK installer between 2012 and 2019 and comprise a range of designs and installation types (new build, replacement, retro fit) adjusted to new build level. | Linear metre length of flume, generally measured to the centre line. | - | - | - | - | - | No photographs available. | - | - |  | m | - | 4 - HEALTHCARE, EDUCATION & Miscellaneous | Nathan Place | Steve Nettleton | #N/A | Option 2 | ERROR | 0% | 3750 | 2949.2781 | 0% | 0% | 2949.2781 | 0% | P&M | Saara Saloranta | VOA_GPN_GOV_UK\7212847 | 2021-02-01 | Low | - | Medium | The P&M sheet and also the P&M CSA and LF not applicable adjustment have been selected as flumes are designed, manufactured and installed by a small number of contractors in similar manner to other P&M items. RCG 2017 rate £2,182/m ² – usage on valuation templates according to IT data 145 (possibly include redundant codes on valuation templates that are not actually contributing to the valuations as unable to identify specific hereditaments at the moment): SLV - 145 2017 RCG rate: The costings were done by Lyndsey Thomas (LT) and based on one project she had personal historic knowledge of, which was noted as confidential. LT has also had some email correspondence with a supplier regarding the project, but unfortunately the link to this does not work. The costs appear to relate to a very basic flume and don’t seem to include support steelwork, only the staircase, and no main contractor’s over heads, prelims or similar. Also the flume length is calculated as the longest side. The costings back up sheet has a range of other rates, which seem to include enhanced features to the flume and also main contractor items. These range between £2,254/m (flume only), £3,140/m (basic all in) and £4,675/m (enhanced all in). There is also an indexation calculation from the 2010 PN, which comes out just over £2,000/m and might have influenced the selection of the lowest possible rate. 2023 RCG rate: I have based the rate on actual projects by a flume company (Hippo Leisure), three of which are publicised case studies on their website and the fourth one they’ve provided via email. I’ve also discussed flumes generally and the specific projects with them and they advise that the length of the flume is measured to the centre line. I’ve assumed that due to the specialist nature of the item it would be more akin to a P&M rather than a building element and used the P&M adjustments & calculation sheet for the analysis. The rate at 2017 RCG level comes out at £2,972/m and is an average of the four projects comprising a range of designs and installation types (new build, replacement, retro fit) from between 2012 and 2019. The rate includes the flume, associated supports and staircase only and I’ve had to make some rough adjustments to bring the four projects to similar new build level where removal of previous flume has been included in the cost provided or staircase cost excluded. Additional foundations and catch pools are excluded and I’ve assumed that any additional cost associated with them in a new build project would be fairly minimal. Automatic adjustments for main contractor prelims & OHP are also included. Flumes are generally individually designed to suite the location and vary greatly from site to site from open slides to complex arrangements comprising tubes. The supplier advised that due to the size of the UK leisure centre buildings largest flumes are generally between 50-70m in length with a ballpark figure of £200,000, which works out £2,860/m-4,000/m. The ERC in 2021 RCG was £2,608. The approach has been agreed with Steve Nettleton, the lead valuer, on 27.01.2021 (please see evidence tab for email). The main risks relate to the increase in the rate (approx. £800/m) and some of the assumptions made with when analysing the costs, however considering the application and length of flumes the overall impact on a leisure centre valuation is going to be minimal and the risk for this code is assessed as medium. | The Flumes area all D&B by Hippo, these costs also contain ancillary kids play items; due to lack of specific time data costs have been averaged over year. | - | NA | Supplier/Manufacturer | 1.56 | (BEAMS Note 1) The ERC for this item should be added to the total of the ERC of the other P&M items on the site and the Buildings ERC (where applicable) to enable the correct contract size adjustment to be made. ERC of P&M Items + ERC of Building Component’s = Total ERC (net figure rateable items only) to which contract size adjustment should be applied The 2021 Generic Contractors Test Spreadsheet has this facility built into the programme - it is recommended you undertake all contractors test valuations using this spreadsheet. (Details on the application of contract size adjustments can be found in the RCG 2021 Guidance notes). Where RV is calculated using the comparative method (rental method) the contract size adjustment should be made as follows: Select - SCAT code box "P and M as an addition” within the 2021 Generic Contractors Test Spreadsheet facility. Or Where the spreadsheet is not used take the: Reciprocal of statutory de-capitalisation rate (i.e. 5% reciprocal = 20) multiply by rateable value of the buildings (before any overall end allowances are made and after making a notional deduction for the land value) and add to the ERC of P&M. Use resultant figure to calculate contract size adjustment. (Guidance Notes - Section 6) | No photographs available. | - | 1 | TRUE
4181 | STG020 | 9457 | STG020 | Leisure centres | Leisure pool uplift | Applicable to leisure pool area only as calculated by the NBS valuation spreadsheet. | - | - | A cost uplift to reflect irregular shape of a leisure pool together with any additional features such as flumes and play equipment. | Location Adjustment Applicable (See Guidance Notes) - ERC = UK mean of 1.00 | (BEAMS Note 2) The ERC for this item should be added to all other rateable items on the hereditament (except land). Therefore the total of the ERC of the other Building Items and the P&M ERC (where applicable) to enable the correct contract size adjustment to be made. ERC of Building Component + ERC of P&M = Total ERC to which contract size adjustment should be applied. The appropriate % adjustment should be made in accordance with the scale for contract size adjustment specified under section 6 of the RCG 2023 Guidance notes. The currency ERC rates are set at £4m (Four Million Pounds) @ 1st April 2021 (AVD) for the RCG 2023 Publication. | Indexation of 2021 cost. | Please refer to the Rating Manual for referencing details. | - | - | - | - | - | No photograph available. | - | - |  | m2 | - | 4 - HEALTHCARE, EDUCATION & Miscellaneous | Nathan Place | Steve Nettleton | #N/A | Option 2 | ERROR | 0% | 1549.9783 | 1219.0179 | 0% | 0% | 1219.0179 | 0% | Indexed | Saara Saloranta | VOA_GPN_GOV_UK\7212847 | 2021-08-12 | Low | - | High | RCG 2017 rate £1,252/m², GN and back up calculations rate £1,318/m² both rates used in the NBS valuations sampled – usage on valuation templates according to IT data 1,679 (very likely these include redundant codes on valuation templates that are not actually contributing to the valuations as unable to identify specific hereditaments at the moment): SLV – 1,679 My understanding is that this code is an over and above rate for unusually shaped pools and flumes etc. and seems to be applied to the pool water area. I haven’t been able to locate any published data for this and it is highly unlikely that any exists, certainly not in the format required. The use of the rate and the area it’s applied to on the valuation template is also a bit unclear. In order for this to be costed accurately detailed information on the envisaged specification and also the “standard” pool base specification would be required and a detailed build up cost exercise undertaken. I also have some doubts about this rate and its application: • When looking at just the pool area & its features, are leisure pools, which tend to be shallower than “standard” pools, actually more expensive to construct? Old RCG documents by Alan Fraser relating to AVDs between 1988 and 1998 suggest not and in his analysis leisure centres with “standard” pools come out more expensive. • Is there a relationship between the pool water area and the cost of any flumes etc. and is the pool surface area the appropriate area for the rate? 2017 RCG rate: The costings were done by Lyndsey Thomas (LT) and relates to a gym/fitness centre fit out rather than a pool and therefore not relevant. 2023 RCG rate: Without any suitable actual evidence and no other way forward I have looked at Spons A&B 2015 all in rates for complete buildings for LA standard swimming pools and leisure pools adjusted for RCG 2017 level. I have then calculated the uplift between the “standard” pool building and leisure pool one attributable to the complete wet building GIA. I have identified two leisure centres with leisure pools, located layout plans for them and taken the 2017 valuations from NBS. I’ve ignored any dry areas and based on the plans roughly split the areas attributable to the wet side between the “standard” pool and leisure pool with the assumption that all ancillary areas would be split in the same proportion. This has allowed me to calculate a GIA for a leisure pool only building. Multiplying the Spons rates difference and the hypothetical leisure pool building GIA results in an overall cost difference. The NBS valuation also provides the area used for the leisure pool uplift calculation and I’ve divided the overall cost difference with this to arrive at a leisure pool uplift rate £/m² that matches the parameters for the leisure pool uplift area used on the valuation template. The rates are in the range £1,344 - £2,006, with the RCG 2017 rate adopted just below the lower range. Although this is an extremely hypothetical approach it gives some comfort that the rates used, despite the fundamental error, may not be unrealistic. The ERC in 2021 RCG was £1,517. Indexation approach has been agreed with Steve Nettleton, the lead valuer, on 27.01.2021 (please see evidence tab for email) with the understanding that the approach to leisure pools should be reviewed as part of the overall leisure centre valuation scheme in the future. The main risks relate to the overall approach and application of the uplift rate and the lack of cost evidence. Although the overall impact on a leisure centre valuation is unlikely to be significant the risk for this code is assessed as high. | Indexed as per CG2021 TPI322, High needs review in next CG2026 | Updated indices following QA | NA | FOR | 1.56 | (BEAMS Note 2) The ERC for this item should be added to all other rateable items on the hereditament (except land). Therefore the total of the ERC of the other Building Items and the P&M ERC (where applicable) to enable the correct contract size adjustment to be made. ERC of Building Component + ERC of P&M = Total ERC to which contract size adjustment should be applied. The appropriate % adjustment should be made in accordance with the scale for contract size adjustment specified under section 6 of the RCG 2021 Guidance notes. The currency ERC rates are set at £4m (Four Million Pounds) @ 1st April 2019 (AVD) for the RCG 2021 Publication. | No photograph available. | - | 2 | TRUE
4182 | STS020 | 3758 | STS020 | Leisure Centres | Subject to scheme | - | - | - | - | Location Adjustment Applicable (See Guidance Notes) - ERC = UK mean of 1.00 | (BEAMS Note 2) The ERC for this item should be added to all other rateable items on the hereditament (except land). Therefore the total of the ERC of the other Building Items and the P&M ERC (where applicable) to enable the correct contract size adjustment to be made. ERC of Building Component + ERC of P&M = Total ERC to which contract size adjustment should be applied. The appropriate % adjustment should be made in accordance with the scale for contract size adjustment specified under section 6 of the RCG 2023 Guidance notes. The currency ERC rates are set at £4m (Four Million Pounds) @ 1st April 2021 (AVD) for the RCG 2023 Publication. | - | - | - | - | - | - | - | - | - | 77777 |  | M2 | - | NA | NA | NA | #DIV/0! | Option 1 | ERROR | 0% | 0 | 0 | 0% | 0% | 0 | 0% | STS | NA | VOA_GPN_GOV_UK\7246041 | 2019-08-30 | Low | - | High | Risk taken from previous CG | - | - | NA | FOR | NA | #N/A | - | - | 2 | TRUE
4180 | STD020 | 9454 | STD020 | Leisure centres | Wet side accommodation with 25m long swimming pool | Applicable to a wet only leisure centre with a 25m long swimming pool or the wet side accommodation with a 25m long swimming pool only of a leisure centre with wet and dry facilities as calculated by the NBS valuation spreadsheet. | - | - | There are great varieties between leisure centres, a few provide just swimming pool facilities whilst other also have dry facilities. This code is for the wet side accommodation only a 25m long swimming pool. Generally a two storey building, commonly housing either a 25m long single main swimming pool or a 25m long main pool and a smaller secondary pool together with changing facilities with showers and toilets, café and ancillary storage and office space. Additional wet side facilities may also comprise saunas and spa areas. All facilities may not be present in all buildings. Variations in design, external finishes and construction between buildings. Steel frame with external walls finished with a range of cladding materials is common. Internally the finishes comprise emulsion or ceramic tiling/uPVC sheeting to plastered walls, combination of painted plasterboard and suspended ceilings or exposed underside of roof coverings and combination of vinyl, carpet and ceramic tiling floor coverings on screed. Reception desk, cubicles, lockers and benches together with seating to viewing areas, kitchen fittings to café (if present) and staff areas. Services provision generally comprises specialist pool equipment including water filtration and heating, space heating, extensive sanitary, plumbing and ventilation installations to changing and toilet areas, power, lighting, lift, fire and intruder alarms, data and AV installations with possible swimming timing system, additional security installations and sustainable features. | Location Adjustment Applicable (See Guidance Notes) - ERC = UK mean of 1.00 | (BEAMS Note 2) The ERC for this item should be added to all other rateable items on the hereditament (except land). Therefore the total of the ERC of the other Building Items and the P&M ERC (where applicable) to enable the correct contract size adjustment to be made. ERC of Building Component + ERC of P&M = Total ERC to which contract size adjustment should be applied. The appropriate % adjustment should be made in accordance with the scale for contract size adjustment specified under section 6 of the RCG 2023 Guidance notes. The currency ERC rates are set at £4m (Four Million Pounds) @ 1st April 2021 (AVD) for the RCG 2023 Publication. | Indexation of 2021 cost. | Please refer to the Rating Manual for referencing details. | - | - | - | - | - | No photograph available. | - | - |  | m2 | - | 4 - HEALTHCARE, EDUCATION & Miscellaneous | Nathan Place | Steve Nettleton | #N/A | Option 1 | ERROR | 0% | 2642.585 | 1974.4086 | 0% | 0% | 1974.4086 | 0% | VP4 ERC | Saara Saloranta | VOA_GPN_GOV_UK\7212847 | 2021-08-12 | Low | - | Low | Leisure centre issues generally: The valuation template works by separately valuing dry and wet accommodation (and adding on some additional extras for ancillary features where applicable). There is one code for the dry side and two codes for the wet depending on the length of the main pool (25m or 50m). The main issue is the lack of evidence as most modern leisure centres (including the two we’ve got FORs for) comprise both wet and dry areas and costs are provided for the whole building on an elemental split. The only suitable costs I’ve been able to locate are elemental breakdowns provided by Sport England (SE) for affordable sports halls with health & fitness areas (dry only), two BCIS analysis for dry only centres and SE affordable community swimming pools (wet only) and dry only facility UUK FORs for university buildings. We know that leisure centres are being constructed, however it does seem that the vast majority of them are combined wet & dry facilities, which suggests that the current valuation scheme may require revision. This is not possible in the current time scales and as the LA leisure facilities might be affected by the recent York & Exeter museum decisions with a move away from contractor’s basis, it’s best to leave the valuation scheme until the full implications of the museum cases are known. This, combined with the lack of evidence has left only one option to index the previous RCG rates albeit using the 2021 RCG figures, which have had some minor adjustments from the 2017 ones I believe in order to correct issues with non-rateable items. The 2017 RCG rates are also used in the university classes and have been accepted recently as part of a GPCR, which offers some comfort. STD020 – Wet Side Accommodation 25m pool RCG 2017 rate £2,089/m² – usage on valuation templates according to IT data 1,750 (quite likely these include redundant codes on valuation templates that are not actually contributing to the valuations as unable to identify hereditaments at the moment): GCT - 2, LAS – 19, SLV - 1,728, UNI - 1 2017 RCG rate: The costings were done by Lyndsey Thomas (LT) and based on the average for SE 1Q2015 facilities costs all in rates for affordable community swimming pools with 25m pool with approximate deductions for external works and fees. There is an error in the formula that reduces the rate by approximately £300 from £2,350 to £2,089. 2023 RCG rate: The only additional cost data available are the elemental breakdowns by SE for affordable community swimming pools. These date from 2012 and not based actual projects. I’ve analysed the largest one, which is most compatible with the combined facilities examples, affordable community swimming pool (25m) 8 lane + secondary pool 8 lanes 25m, secondary pool 119m² (7mx17m), which comes out at £2,149/m² at RCG2017 level. The rate from the smaller SE examples will come out even higher. The average Spons A&B 2015 all in rate for LA standard swimming pool with correct prelims adjustments is £2,236/m². Even though the rate adopted seems to be on the low side without any further evidence to analyse again indexation approach is the only viable option, which has been agreed with Steve Nettleton, the lead valuer, on 27.01.2021 (please see evidence tab for email). The ERC in 2021 RCG was £2,403/m². The main risks relate to the complete lack of actual evidence and the possibility that the rate might be on the low side, large number of herditaments affetced & the total RV at stake and the risk for this code is assessed as high. | Referenced to CG2021 | VP4 s/s ERC with their own proposal | NA | FOR | 1.56 | (BEAMS Note 2) The ERC for this item should be added to all other rateable items on the hereditament (except land). Therefore the total of the ERC of the other Building Items and the P&M ERC (where applicable) to enable the correct contract size adjustment to be made. ERC of Building Component + ERC of P&M = Total ERC to which contract size adjustment should be applied. The appropriate % adjustment should be made in accordance with the scale for contract size adjustment specified under section 6 of the RCG 2021 Guidance notes. The currency ERC rates are set at £4m (Four Million Pounds) @ 1st April 2019 (AVD) for the RCG 2021 Publication. | No photograph available. | - | 2 | TRUE
4178 | STE020 | 9455 | STE020 | Leisure centres | Wet side accommodation with 50m long swimming pool | Applicable to a wet only leisure centre with a 50m long swimming pool or the wet side accommodation with a 50m long swimming pool only of a leisure centre with wet and dry facilities as calculated by the NBS valuation spreadsheet. | - | - | Generally a two storey building, commonly housing either a 50m long single main swimming pool or a 50m long main pool and a smaller secondary pool together with changing facilities with showers and toilets, café and ancillary storage and office space. Additional wet side facilities may also comprise saunas and spa areas. All facilities may not be present in all buildings. Variations in design, external finishes and construction between buildings. Steel frame with external walls finished with a range of cladding materials is common. Internally the finishes comprise emulsion or ceramic tiling/uPVC sheeting to plastered walls, combination of painted plasterboard and suspended ceilings or exposed underside of roof coverings and combination of vinyl, carpet and ceramic tiling floor coverings on screed. Reception desk, cubicles, lockers and benches together with seating to viewing areas, kitchen fittings to café (if present) and staff areas. Services provision generally comprises specialist pool equipment including water filtration and heating, space heating, extensive sanitary, plumbing and ventilation installations to changing and toilet areas, power, lighting, lift, fire and intruder alarms, data and AV installations with possible swimming timing system, additional security installations and sustainable features. | Location Adjustment Applicable (See Guidance Notes) - ERC = UK mean of 1.00 | (BEAMS Note 2) The ERC for this item should be added to all other rateable items on the hereditament (except land). Therefore the total of the ERC of the other Building Items and the P&M ERC (where applicable) to enable the correct contract size adjustment to be made. ERC of Building Component + ERC of P&M = Total ERC to which contract size adjustment should be applied. The appropriate % adjustment should be made in accordance with the scale for contract size adjustment specified under section 6 of the RCG 2023 Guidance notes. The currency ERC rates are set at £4m (Four Million Pounds) @ 1st April 2021 (AVD) for the RCG 2023 Publication. | Indexation of 2021 cost. | Please refer to the Rating Manual for referencing details. | - | - | - | - | - | No photograph available. | - | - |  | m2 | - | 4 - HEALTHCARE, EDUCATION & Miscellaneous | Nathan Place | Steve Nettleton | #N/A | Option 1 | ERROR | 0% | 3076.48 | 2298.5934 | 0% | 0% | 2298.5934 | 0% | VP4 ERC | Saara Saloranta | VOA_GPN_GOV_UK\7212847 | 2021-08-12 | Low | - | Low | Leisure centre issues generally: The valuation template works by separately valuing dry and wet accommodation (and adding on some additional extras for ancillary features where applicable). There is one code for the dry side and two codes for the wet depending on the length of the main pool (25m or 50m). The main issue is the lack of evidence as most modern leisure centres (including the two we’ve got FORs for) comprise both wet and dry areas and costs are provided for the whole building on an elemental split. The only suitable costs I’ve been able to locate are elemental breakdowns provided by Sport England (SE) for affordable sports halls with health & fitness areas (dry only), two BCIS analysis for dry only centres and SE affordable community swimming pools (wet only) and dry only facility UUK FORs for university buildings. We know that leisure centres are being constructed, however it does seem that the vast majority of them are combined wet & dry facilities, which suggests that the current valuation scheme may require revision. This is not possible in the current time scales and as the LA leisure facilities might be affected by the recent York & Exeter museum decisions with a move away from contractor’s basis, it’s best to leave the valuation scheme until the full implications of the museum cases are known. This, combined with the lack of evidence has left only one option to index the previous RCG rates albeit using the 2021 RCG figures, which have had some minor adjustments from the 2017 ones I believe in order to correct issues with non-rateable items. The 2017 RCG rates are also used in the university classes and have been accepted recently as part of a GPCR, which offers some comfort. STE020 Wet Side Accommodation 50m pool RCG 2017 rate £2,432/m² – usage on valuation templates according to IT data 24 (possibly include redundant codes on valuation templates that are not actually contributing to the valuations as unable to identify hereditaments at the moment): SLV - 24 2017 RCG rate: The costings were done by Lyndsey Thomas (LT) and based on an uplift applied to the 25m wet rate. The uplift was calculated using SE 1Q2015 facilities costs all in rates for affordable sports centres with community pool of either 25m or 50m and other matching facilities (8 lane plus learner, 5 court hall 100 station health & fitness gym plus 2 studios) with approximate deductions for external works and fees. It seems that the uplift calculated is based on the total floor area of the building (both samples are wet & dry centres) rather than what would be attributable to the wet side only, which is how the valuation templates work. Also the error in the 25m rate calculations is carried over to this rate. 2023 RCG rate: There is no evidence for wet only facilities with a 50m pool. I have carried out an extrapolation exercise using SE affordable sports centre with 25m pool - Option D 8 lanes 25m, 17mx7m learner pool, 5 courts + medium H&F (2017 document) and SE affordable sports centre with 50m pool - Option 2 8 lanes 50m, 20mx10m learner pool, 5 courts + medium H&F (2014 document) and the two SE documents mentioned above for dry only and wet only buildings. Depending on the base figures adopted and assumptions made the results range between approximately £2,350 and £2,650/m², with the rate adopted sitting within the range. Spons A&B 2015 provides a rate for international standard swimming pool, and the average comes out as 3,384/m² at 2017 RCG level. There is no additional description to the Spons data and although it seems safe to assume that the building would have a 50m pool it’s not clear if it would otherwise be comparable to a leisure centre constructed by a LA. Without any actual evidence and considering the limited usage of the code indexation approach seems like the only sensible option, which has been agreed with Steve Nettleton, the lead valuer, on 27.01.2021 (please see evidence tab for email). The ERC in 2021 RCG was £2,798/m². The main risks relate to the complete lack of actual evidence, the possibility that the rate might be on the low side & the potential impact to the valuation of each affected hereditament and the risk for this code is assessed as high. | Indexed CG2021 | VP4 s/s ERC with their own proposal | NA | FOR | 1.56 | (BEAMS Note 2) The ERC for this item should be added to all other rateable items on the hereditament (except land). Therefore the total of the ERC of the other Building Items and the P&M ERC (where applicable) to enable the correct contract size adjustment to be made. ERC of Building Component + ERC of P&M = Total ERC to which contract size adjustment should be applied. The appropriate % adjustment should be made in accordance with the scale for contract size adjustment specified under section 6 of the RCG 2021 Guidance notes. The currency ERC rates are set at £4m (Four Million Pounds) @ 1st April 2019 (AVD) for the RCG 2021 Publication. | No photograph available. | - | 2 | TRUE
4184 | STS021 | 3712 | STS021 | Libraries | 3 Storey Community Library | Public libraries can be differentiated from academic, school, and special libraries because they function to serve the needs of a diverse service population including small children, students, professionals, and the elderly. | There are seven broad types of public library space, Collection space (including public electronic workstation space), User seating space, Staff work space, Meeting space, Special use space, Non-assignable space (including mechanical space). | (See BEAMS for academic and special libraries) Extra over costs or variations. | Specification includes RC foundations, floors; PCC/steel stairs. Steel frame. Facing brick, rendered block, curtain walling. Plastic clad RC/timber flat roof; fall arrest. Double glazed composite windows; roller shutters. Block, metal stud, cubicle, sliding/folding partitions. Flush doors. Plaster, paint only, tiles to walls; vinyl, carpet, tile flooring; suspended ceilings. Fittings. Sanitary ware. Gas LTHW central heating, solar panels, comfort cooling, ventilation, electrics. Lift. Alarms, CCTV, door access, lightning protection, firefighting, emergency lights, BMS. | Location Adjustment Applicable (See Guidance Notes) - ERC = UK mean of 1.00 | (BEAMS Note 2) The ERC for this item should be added to all other rateable items on the hereditament (except land). Therefore the total of the ERC of the other Building Items and the P&M ERC (where applicable) to enable the correct contract size adjustment to be made. ERC of Building Component + ERC of P&M = Total ERC to which contract size adjustment should be applied. The appropriate % adjustment should be made in accordance with the scale for contract size adjustment specified under section 6 of the RCG 2023 Guidance notes. The currency ERC rates are set at £4m (Four Million Pounds) @ 1st April 2021 (AVD) for the RCG 2023 Publication. | - | - | - | - | - | - | - | - | - | 77777 |  | M2 | - | NA | NA | NA | #DIV/0! | Option 1 | ERROR | 0% | 2813.9926 | 2102.4759 | 0% | 0% | 2102.4759 | 0% | Indexed | NA | VOA_GPN_GOV_UK\7246041 | 2019-08-30 | Low | - | - | Risk taken from previous CG | - | - | NA | BCIS | NA | (BEAMS Note 2) The ERC for this item should be added to all other rateable items on the hereditament (except land). Therefore the total of the ERC of the other Building Items and the P&M ERC (where applicable) to enable the correct contract size adjustment to be made. ERC of Building Component + ERC of P&M = Total ERC to which contract size adjustment should be applied. The appropriate % adjustment should be made in accordance with the scale for contract size adjustment specified under section 6 of the RCG 2021 Guidance notes. The currency ERC rates are set at £4m (Four Million Pounds) @ 1st April 2019 (AVD) for the RCG 2021 Publication. | - | - | 2 | TRUE
4185 | 64500D | 100003 | 64500D | Libraries | Branch Library | - | - | - | - | Location Adjustment Applicable (See Guidance Notes) - ERC = UK mean of 1.00 | (BEAMS Note 2) The ERC for this item should be added to all other rateable items on the hereditament (except land). Therefore the total of the ERC of the other Building Items and the P&M ERC (where applicable) to enable the correct contract size adjustment to be made. ERC of Building Component + ERC of P&M = Total ERC to which contract size adjustment should be applied. The appropriate % adjustment should be made in accordance with the scale for contract size adjustment specified under section 6 of the RCG 2023 Guidance notes. The currency ERC rates are set at £4m (Four Million Pounds) @ 1st April 2021 (AVD) for the RCG 2023 Publication. | - | - | - | - | - | - | - | - | - | - |  | M2 | - | NA | NA | NA | #N/A | Option 1 | ERROR | 0% | 2100 | 1569.016 | 0% | 0% | 1569.016 | 0% | Indexed | NA | VOA_GPN_GOV_UK\7246041 | 2019-08-30 | Low | - | - | Risk taken from previous CG | - | - | NA | BCIS | NA | (BEAMS Note 2) The ERC for this item should be added to all other rateable items on the hereditament (except land). Therefore the total of the ERC of the other Building Items and the P&M ERC (where applicable) to enable the correct contract size adjustment to be made. ERC of Building Component + ERC of P&M = Total ERC to which contract size adjustment should be applied. The appropriate % adjustment should be made in accordance with the scale for contract size adjustment specified under section 6 of the RCG 2021 Guidance notes. The currency ERC rates are set at £4m (Four Million Pounds) @ 1st April 2019 (AVD) for the RCG 2021 Publication. | - | - | 2 | TRUE
4186 | 64500A | 100002 | 64500A | Libraries | Central Library | - | - | - | - | Location Adjustment Applicable (See Guidance Notes) - ERC = UK mean of 1.00 | (BEAMS Note 2) The ERC for this item should be added to all other rateable items on the hereditament (except land). Therefore the total of the ERC of the other Building Items and the P&M ERC (where applicable) to enable the correct contract size adjustment to be made. ERC of Building Component + ERC of P&M = Total ERC to which contract size adjustment should be applied. The appropriate % adjustment should be made in accordance with the scale for contract size adjustment specified under section 6 of the RCG 2023 Guidance notes. The currency ERC rates are set at £4m (Four Million Pounds) @ 1st April 2021 (AVD) for the RCG 2023 Publication. | - | - | - | - | - | - | - | - | - | - |  | M2 | - | NA | NA | NA | #N/A | Option 1 | ERROR | 0% | 2450 | 1830.5186 | 0% | 0% | 1830.5186 | 0% | Indexed | NA | VOA_GPN_GOV_UK\7246041 | 2019-08-30 | Low | - | - | Risk taken from previous CG | - | - | NA | BCIS | NA | (BEAMS Note 2) The ERC for this item should be added to all other rateable items on the hereditament (except land). Therefore the total of the ERC of the other Building Items and the P&M ERC (where applicable) to enable the correct contract size adjustment to be made. ERC of Building Component + ERC of P&M = Total ERC to which contract size adjustment should be applied. The appropriate % adjustment should be made in accordance with the scale for contract size adjustment specified under section 6 of the RCG 2021 Guidance notes. The currency ERC rates are set at £4m (Four Million Pounds) @ 1st April 2019 (AVD) for the RCG 2021 Publication. | - | - | 2 | TRUE
4187 | 99A00M | 9516 | 99A00M | Lifeboat station | additional ramp. | - | - | - | - | Location Adjustment Applicable (See Guidance Notes) - ERC = UK mean of 1.00 | (BEAMS Note 2) The ERC for this item should be added to all other rateable items on the hereditament (except land). Therefore the total of the ERC of the other Building Items and the P&M ERC (where applicable) to enable the correct contract size adjustment to be made. ERC of Building Component + ERC of P&M = Total ERC to which contract size adjustment should be applied. The appropriate % adjustment should be made in accordance with the scale for contract size adjustment specified under section 6 of the RCG 2023 Guidance notes. The currency ERC rates are set at £4m (Four Million Pounds) @ 1st April 2021 (AVD) for the RCG 2023 Publication. | Updated costs from 2010 based on cost data received then from RNLI. | - | - | - | - | - | - | - | - | - |  | Each | - | NA | NA | NA | #N/A | Option 2 | ERROR | 0% | 29174.9993 | 20306.3394 | 0% | 0% | 20306.3394 | 0% | Indexed | NA | VOA_GPN_GOV_UK\7246041 | 2019-08-30 | Low | - | Medium | Risk taken from previous CG | - | - | NA | SPONS Civils | NA | (BEAMS Note 2) The ERC for this item should be added to all other rateable items on the hereditament (except land). Therefore the total of the ERC of the other Building Items and the P&M ERC (where applicable) to enable the correct contract size adjustment to be made. ERC of Building Component + ERC of P&M = Total ERC to which contract size adjustment should be applied. The appropriate % adjustment should be made in accordance with the scale for contract size adjustment specified under section 6 of the RCG 2021 Guidance notes. The currency ERC rates are set at £4m (Four Million Pounds) @ 1st April 2019 (AVD) for the RCG 2021 Publication. | - | - | 2 | TRUE
4188 | 99A00L | 9523 | 99A00L | Lifeboat station | Additional slipway | - | - | - | - | Location Adjustment Applicable (See Guidance Notes) - ERC = UK mean of 1.00 | (BEAMS Note 2) The ERC for this item should be added to all other rateable items on the hereditament (except land). Therefore the total of the ERC of the other Building Items and the P&M ERC (where applicable) to enable the correct contract size adjustment to be made. ERC of Building Component + ERC of P&M = Total ERC to which contract size adjustment should be applied. The appropriate % adjustment should be made in accordance with the scale for contract size adjustment specified under section 6 of the RCG 2023 Guidance notes. The currency ERC rates are set at £4m (Four Million Pounds) @ 1st April 2021 (AVD) for the RCG 2023 Publication. | Updated costs from 2010 based on cost data received then from RNLI. | - | - | - | - | - | - | - | - | - |  | Each | - | NA | NA | NA | #N/A | Option 2 | ERROR | 0% | 280079.9933 | 194940.8581 | 0% | 0% | 194940.8581 | 0% | Indexed | NA | VOA_GPN_GOV_UK\7246041 | 2019-08-30 | Low | - | Medium | Risk taken from previous CG | - | - | NA | SPONS Civils | NA | (BEAMS Note 2) The ERC for this item should be added to all other rateable items on the hereditament (except land). Therefore the total of the ERC of the other Building Items and the P&M ERC (where applicable) to enable the correct contract size adjustment to be made. ERC of Building Component + ERC of P&M = Total ERC to which contract size adjustment should be applied. The appropriate % adjustment should be made in accordance with the scale for contract size adjustment specified under section 6 of the RCG 2021 Guidance notes. The currency ERC rates are set at £4m (Four Million Pounds) @ 1st April 2019 (AVD) for the RCG 2021 Publication. | - | - | 2 | TRUE
4189 | 99A00N | 9517 | 99A00N | Lifeboat station | Gantry/Davit | - | - | - | - | Location Adjustment Applicable (See Guidance Notes) - ERC = UK mean of 1.00 | (BEAMS Note 2) The ERC for this item should be added to all other rateable items on the hereditament (except land). Therefore the total of the ERC of the other Building Items and the P&M ERC (where applicable) to enable the correct contract size adjustment to be made. ERC of Building Component + ERC of P&M = Total ERC to which contract size adjustment should be applied. The appropriate % adjustment should be made in accordance with the scale for contract size adjustment specified under section 6 of the RCG 2023 Guidance notes. The currency ERC rates are set at £4m (Four Million Pounds) @ 1st April 2021 (AVD) for the RCG 2023 Publication. | Updated costs from 2010 based on cost data received then from RNLI. | - | - | - | - | - | - | - | - | - |  | Each | - | NA | NA | NA | #N/A | Option 2 | ERROR | 0% | 291749.993 | 203063.3939 | 0% | 0% | 203063.3939 | 0% | Indexed | NA | VOA_GPN_GOV_UK\7246041 | 2019-08-30 | Low | - | Medium | Risk taken from previous CG | - | - | NA | SPONS Civils | NA | (BEAMS Note 2) The ERC for this item should be added to all other rateable items on the hereditament (except land). Therefore the total of the ERC of the other Building Items and the P&M ERC (where applicable) to enable the correct contract size adjustment to be made. ERC of Building Component + ERC of P&M = Total ERC to which contract size adjustment should be applied. The appropriate % adjustment should be made in accordance with the scale for contract size adjustment specified under section 6 of the RCG 2021 Guidance notes. The currency ERC rates are set at £4m (Four Million Pounds) @ 1st April 2019 (AVD) for the RCG 2021 Publication. | - | - | 2 | TRUE
4190 | 99A00D | 9495 | 99A00D | Lifeboat station | Lifeboat station (All weather), land based | - | - | - | Single storey or two storey detached lifeboat station to accommodate lifeboat, winch gear, crew room, offices, stores, welfare and workshop on a concrete substructure supporting a steel frame enclosed within cavity walls or insulated metal cladding, double glazed windows, timber doors and metal up and over doors and pitched roof clad with insulated metal sheets. Internally, block partitions, flush doors, painted fair face walls, screeded floors, plaster or suspended ceilings, fixed fittings, sanitary installation, heating and mechanical ventilation, electric installation, alarms, communications and IT services. | Location Adjustment Applicable (See Guidance Notes) - ERC = UK mean of 1.00 | (BEAMS Note 2) The ERC for this item should be added to all other rateable items on the hereditament (except land). Therefore the total of the ERC of the other Building Items and the P&M ERC (where applicable) to enable the correct contract size adjustment to be made. ERC of Building Component + ERC of P&M = Total ERC to which contract size adjustment should be applied. The appropriate % adjustment should be made in accordance with the scale for contract size adjustment specified under section 6 of the RCG 2023 Guidance notes. The currency ERC rates are set at £4m (Four Million Pounds) @ 1st April 2021 (AVD) for the RCG 2023 Publication. | Updated costs from 2010 based on cost data received then from RNLI. | - | - | - | - | - | - | - | - | - |  | M2 | - | NA | NA | NA | #N/A | Option 1 | ERROR | 0% | 3085.3826 | 2305.245 | 0% | 0% | 2305.245 | 0% | Indexed | NA | VOA_GPN_GOV_UK\7246041 | 2019-08-30 | Low | - | Medium | Risk taken from previous CG | - | - | NA | FOR | NA | (BEAMS Note 2) The ERC for this item should be added to all other rateable items on the hereditament (except land). Therefore the total of the ERC of the other Building Items and the P&M ERC (where applicable) to enable the correct contract size adjustment to be made. ERC of Building Component + ERC of P&M = Total ERC to which contract size adjustment should be applied. The appropriate % adjustment should be made in accordance with the scale for contract size adjustment specified under section 6 of the RCG 2021 Guidance notes. The currency ERC rates are set at £4m (Four Million Pounds) @ 1st April 2019 (AVD) for the RCG 2021 Publication. | - | - | 2 | TRUE
4191 | 99A00F | 9497 | 99A00F | Lifeboat station | Lifeboat station (All weather), land based with bulldozer and tractor housing. | - | - | - | Single storey or two storey detached lifeboat station to accommodate lifeboat, winch gear, crew room, offices, stores, welfare and workshop on a concrete substructure supporting a steel frame enclosed within cavity walls or insulated metal cladding, double glazed windows, timber doors and metal up and over doors and pitched roof clad with insulated metal sheets. Internally, block partitions, flush doors, painted fair face walls, screeded floors, plaster or suspended ceilings, fixed fittings, sanitary installation, heating and mechanical ventilation, electric installation, alarms, communications and IT services. | Location Adjustment Applicable (See Guidance Notes) - ERC = UK mean of 1.00 | (BEAMS Note 2) The ERC for this item should be added to all other rateable items on the hereditament (except land). Therefore the total of the ERC of the other Building Items and the P&M ERC (where applicable) to enable the correct contract size adjustment to be made. ERC of Building Component + ERC of P&M = Total ERC to which contract size adjustment should be applied. The appropriate % adjustment should be made in accordance with the scale for contract size adjustment specified under section 6 of the RCG 2023 Guidance notes. The currency ERC rates are set at £4m (Four Million Pounds) @ 1st April 2021 (AVD) for the RCG 2023 Publication. | Updated costs from 2010 based on cost data received then from RNLI. | - | - | - | - | - | - | - | - | - |  | M2 | - | NA | NA | NA | #N/A | Option 1 | ERROR | 0% | 2078.0786 | 1552.6374 | 0% | 0% | 1552.6374 | 0% | Indexed | NA | VOA_GPN_GOV_UK\7246041 | 2019-08-30 | Low | - | Medium | Risk taken from previous CG | - | - | NA | FOR | NA | (BEAMS Note 2) The ERC for this item should be added to all other rateable items on the hereditament (except land). Therefore the total of the ERC of the other Building Items and the P&M ERC (where applicable) to enable the correct contract size adjustment to be made. ERC of Building Component + ERC of P&M = Total ERC to which contract size adjustment should be applied. The appropriate % adjustment should be made in accordance with the scale for contract size adjustment specified under section 6 of the RCG 2021 Guidance notes. The currency ERC rates are set at £4m (Four Million Pounds) @ 1st April 2019 (AVD) for the RCG 2021 Publication. | - | - | 2 | TRUE
4192 | 99A00C | 9494 | 99A00C | Lifeboat station | Lifeboat station (All weather), land based with piled slipway | - | - | - | Single storey or two storey detached lifeboat station to accommodate lifeboat, winch gear, crew room, offices, stores, welfare and workshop supported on a piled and raised steel frame over the sea enclosed within cavity walls or insulated metal cladding, double glazed windows, timber doors and metal up and over doors and low pitched curved roof clad with insulated metal sheets over. Internally, block partitions, flush doors, painted fair face walls, screeded floors, plaster or suspended ceilings, fixed fittings, sanitary installation, heating and mechanical ventilation, electric installation, alarms, communications and IT services. Boat house connected to integral piled slipway. | Location Adjustment Applicable (See Guidance Notes) - ERC = UK mean of 1.00 | (BEAMS Note 2) The ERC for this item should be added to all other rateable items on the hereditament (except land). Therefore the total of the ERC of the other Building Items and the P&M ERC (where applicable) to enable the correct contract size adjustment to be made. ERC of Building Component + ERC of P&M = Total ERC to which contract size adjustment should be applied. The appropriate % adjustment should be made in accordance with the scale for contract size adjustment specified under section 6 of the RCG 2023 Guidance notes. The currency ERC rates are set at £4m (Four Million Pounds) @ 1st April 2021 (AVD) for the RCG 2023 Publication. | Updated costs from 2010 based on cost data received then from RNLI. | - | - | - | - | - | - | - | - | - |  | M2 | - | NA | NA | NA | #N/A | Option 1 | ERROR | 0% | 4675.6769 | 3493.4341 | 0% | 0% | 3493.4341 | 0% | Indexed | NA | VOA_GPN_GOV_UK\7246041 | 2019-08-30 | Low | - | Medium | Risk taken from previous CG | - | - | NA | FOR | NA | (BEAMS Note 2) The ERC for this item should be added to all other rateable items on the hereditament (except land). Therefore the total of the ERC of the other Building Items and the P&M ERC (where applicable) to enable the correct contract size adjustment to be made. ERC of Building Component + ERC of P&M = Total ERC to which contract size adjustment should be applied. The appropriate % adjustment should be made in accordance with the scale for contract size adjustment specified under section 6 of the RCG 2021 Guidance notes. The currency ERC rates are set at £4m (Four Million Pounds) @ 1st April 2019 (AVD) for the RCG 2021 Publication. | - | - | 2 | TRUE
4193 | 99A00E | 9496 | 99A00E | Lifeboat station | Lifeboat station (All weather), land based with ramp and tractor housing. | - | - | - | Single storey or two storey detached lifeboat station to accommodate lifeboat, winch gear, crew room, offices, stores, welfare and workshop on a concrete substructure supporting a steel frame enclosed within cavity walls or insulated metal cladding, double glazed windows, timber doors and metal up and over doors and pitched roof clad with insulated metal sheets. Internally, block partitions, flush doors, painted fair face walls, screeded floors, plaster or suspended ceilings, fixed fittings, sanitary installation, heating and mechanical ventilation, electric installation, alarms, communications and IT services. | Location Adjustment Applicable (See Guidance Notes) - ERC = UK mean of 1.00 | (BEAMS Note 2) The ERC for this item should be added to all other rateable items on the hereditament (except land). Therefore the total of the ERC of the other Building Items and the P&M ERC (where applicable) to enable the correct contract size adjustment to be made. ERC of Building Component + ERC of P&M = Total ERC to which contract size adjustment should be applied. The appropriate % adjustment should be made in accordance with the scale for contract size adjustment specified under section 6 of the RCG 2023 Guidance notes. The currency ERC rates are set at £4m (Four Million Pounds) @ 1st April 2021 (AVD) for the RCG 2023 Publication. | Updated costs from 2010 based on cost data received then from RNLI. | - | - | - | - | - | - | - | - | - |  | M2 | - | NA | NA | NA | #N/A | Option 1 | ERROR | 0% | 2158.0047 | 1612.3542 | 0% | 0% | 1612.3542 | 0% | Indexed | NA | VOA_GPN_GOV_UK\7246041 | 2019-08-30 | Low | - | Medium | Risk taken from previous CG | - | - | NA | FOR | NA | (BEAMS Note 2) The ERC for this item should be added to all other rateable items on the hereditament (except land). Therefore the total of the ERC of the other Building Items and the P&M ERC (where applicable) to enable the correct contract size adjustment to be made. ERC of Building Component + ERC of P&M = Total ERC to which contract size adjustment should be applied. The appropriate % adjustment should be made in accordance with the scale for contract size adjustment specified under section 6 of the RCG 2021 Guidance notes. The currency ERC rates are set at £4m (Four Million Pounds) @ 1st April 2019 (AVD) for the RCG 2021 Publication. | - | - | 2 | TRUE
4194 | 99A00B | 9493 | 99A00B | Lifeboat station | Lifeboat station (All weather), land based with slipway | - | - | - | Single storey or two storey detached lifeboat station to accommodate lifeboat, winch gear, crew room, offices, stores, welfare and workshop supported on a piled and raised steel frame over the sea enclosed within cavity walls or insulated metal cladding, double glazed windows, timber doors and metal up and over doors and low pitched curved roof clad with insulated metal sheets over. Internally, block partitions, flush doors, painted fair face walls, screeded floors, plaster or suspended ceilings, fixed fittings, sanitary installation, heating and mechanical ventilation, electric installation, alarms, communications and IT services. Boat house connected to integral piled slipway. | Location Adjustment Applicable (See Guidance Notes) - ERC = UK mean of 1.00 | (BEAMS Note 2) The ERC for this item should be added to all other rateable items on the hereditament (except land). Therefore the total of the ERC of the other Building Items and the P&M ERC (where applicable) to enable the correct contract size adjustment to be made. ERC of Building Component + ERC of P&M = Total ERC to which contract size adjustment should be applied. The appropriate % adjustment should be made in accordance with the scale for contract size adjustment specified under section 6 of the RCG 2023 Guidance notes. The currency ERC rates are set at £4m (Four Million Pounds) @ 1st April 2021 (AVD) for the RCG 2023 Publication. | Updated costs from 2010 based on cost data received then from RNLI. | - | - | - | - | - | - | - | - | - |  | M2 | - | NA | NA | NA | #N/A | Option 1 | ERROR | 0% | 3847.0313 | 2874.3112 | 0% | 0% | 2874.3112 | 0% | Indexed | NA | VOA_GPN_GOV_UK\7246041 | 2019-08-30 | Low | - | Medium | Risk taken from previous CG | - | - | NA | FOR | NA | (BEAMS Note 2) The ERC for this item should be added to all other rateable items on the hereditament (except land). Therefore the total of the ERC of the other Building Items and the P&M ERC (where applicable) to enable the correct contract size adjustment to be made. ERC of Building Component + ERC of P&M = Total ERC to which contract size adjustment should be applied. The appropriate % adjustment should be made in accordance with the scale for contract size adjustment specified under section 6 of the RCG 2021 Guidance notes. The currency ERC rates are set at £4m (Four Million Pounds) @ 1st April 2019 (AVD) for the RCG 2021 Publication. | - | - | 2 | TRUE
4195 | 99A00G | 9498 | 99A00G | Lifeboat station | Lifeboat station (All weather), over sea with mooring. | - | - | - | Single storey or two storey detached lifeboat station to accommodate lifeboat, winch gear, crew room, offices, stores, welfare and workshop on a concrete substructure supporting a steel frame enclosed within cavity walls or insulated metal cladding, double glazed windows, timber doors and metal up and over doors and pitched roof clad with insulated metal sheets. Internally, block partitions, flush doors, painted fair face walls, screeded floors, plaster or suspended ceilings, fixed fittings, sanitary installation, heating and mechanical ventilation, electric installation, alarms, communications and IT services. | Location Adjustment Applicable (See Guidance Notes) - ERC = UK mean of 1.00 | (BEAMS Note 2) The ERC for this item should be added to all other rateable items on the hereditament (except land). Therefore the total of the ERC of the other Building Items and the P&M ERC (where applicable) to enable the correct contract size adjustment to be made. ERC of Building Component + ERC of P&M = Total ERC to which contract size adjustment should be applied. The appropriate % adjustment should be made in accordance with the scale for contract size adjustment specified under section 6 of the RCG 2023 Guidance notes. The currency ERC rates are set at £4m (Four Million Pounds) @ 1st April 2021 (AVD) for the RCG 2023 Publication. | Updated costs from 2010 based on cost data received then from RNLI. | - | - | - | - | - | - | - | - | - |  | M2 | - | NA | NA | NA | #N/A | Option 1 | ERROR | 0% | 3085.3826 | 2305.245 | 0% | 0% | 2305.245 | 0% | Indexed | NA | VOA_GPN_GOV_UK\7246041 | 2019-08-30 | Low | - | Medium | Risk taken from previous CG | - | - | NA | FOR | NA | (BEAMS Note 2) The ERC for this item should be added to all other rateable items on the hereditament (except land). Therefore the total of the ERC of the other Building Items and the P&M ERC (where applicable) to enable the correct contract size adjustment to be made. ERC of Building Component + ERC of P&M = Total ERC to which contract size adjustment should be applied. The appropriate % adjustment should be made in accordance with the scale for contract size adjustment specified under section 6 of the RCG 2021 Guidance notes. The currency ERC rates are set at £4m (Four Million Pounds) @ 1st April 2019 (AVD) for the RCG 2021 Publication. | - | - | 2 | TRUE
4196 | 99A00A | 9492 | 99A00A | Lifeboat station | Lifeboat station (All weather), over sea with slipway | - | - | - | Single storey or two storey detached lifeboat station to accommodate lifeboat, winch gear, crew room, offices, stores, welfare and workshop supported on a piled and raised steel frame over the sea enclosed within cavity walls or insulated metal cladding, double glazed windows, timber doors and metal up and over doors and low pitched curved roof clad with insulated metal sheets over. Internally, block partitions, flush doors, painted fair face walls, screeded floors, plaster or suspended ceilings, fixed fittings, sanitary installation, heating and mechanical ventilation, electric installation, alarms, communications and IT services. Boat house connected to integral piled slipway. | Location Adjustment Applicable (See Guidance Notes) - ERC = UK mean of 1.00 | (BEAMS Note 2) The ERC for this item should be added to all other rateable items on the hereditament (except land). Therefore the total of the ERC of the other Building Items and the P&M ERC (where applicable) to enable the correct contract size adjustment to be made. ERC of Building Component + ERC of P&M = Total ERC to which contract size adjustment should be applied. The appropriate % adjustment should be made in accordance with the scale for contract size adjustment specified under section 6 of the RCG 2023 Guidance notes. The currency ERC rates are set at £4m (Four Million Pounds) @ 1st April 2021 (AVD) for the RCG 2023 Publication. | Updated costs from 2010 based on cost data received then from RNLI. | - | - | - | - | - | - | - | - | - |  | M2 | - | NA | NA | NA | #N/A | Option 1 | ERROR | 0% | 14846.2732 | 11092.3998 | 0% | 0% | 11092.3998 | 0% | Indexed | NA | VOA_GPN_GOV_UK\7246041 | 2019-08-30 | Low | - | Medium | Risk taken from previous CG | - | - | NA | FOR | NA | (BEAMS Note 2) The ERC for this item should be added to all other rateable items on the hereditament (except land). Therefore the total of the ERC of the other Building Items and the P&M ERC (where applicable) to enable the correct contract size adjustment to be made. ERC of Building Component + ERC of P&M = Total ERC to which contract size adjustment should be applied. The appropriate % adjustment should be made in accordance with the scale for contract size adjustment specified under section 6 of the RCG 2021 Guidance notes. The currency ERC rates are set at £4m (Four Million Pounds) @ 1st April 2019 (AVD) for the RCG 2021 Publication. | - | - | 2 | TRUE
4197 | 99A00K | 9501 | 99A00K | Lifeboat station | Lifeboat station (Inshore), floating housing. | - | - | - | Single storey detached floating housing to accommodate lifeboat and equipment on pontoons supporting a portal steel frame clad with metal cladding. | Location Adjustment Applicable (See Guidance Notes) - ERC = UK mean of 1.00 | (BEAMS Note 2) The ERC for this item should be added to all other rateable items on the hereditament (except land). Therefore the total of the ERC of the other Building Items and the P&M ERC (where applicable) to enable the correct contract size adjustment to be made. ERC of Building Component + ERC of P&M = Total ERC to which contract size adjustment should be applied. The appropriate % adjustment should be made in accordance with the scale for contract size adjustment specified under section 6 of the RCG 2023 Guidance notes. The currency ERC rates are set at £4m (Four Million Pounds) @ 1st April 2021 (AVD) for the RCG 2023 Publication. | Updated costs from 2010 based on cost data received then from RNLI. | - | - | - | - | - | - | - | - | - |  | M2 | - | NA | NA | NA | #N/A | Option 1 | ERROR | 0% | 2597.5983 | 1940.7967 | 0% | 0% | 1940.7967 | 0% | Indexed | NA | VOA_GPN_GOV_UK\7246041 | 2019-08-30 | Low | - | Medium | Risk taken from previous CG | - | - | NA | FOR | NA | (BEAMS Note 2) The ERC for this item should be added to all other rateable items on the hereditament (except land). Therefore the total of the ERC of the other Building Items and the P&M ERC (where applicable) to enable the correct contract size adjustment to be made. ERC of Building Component + ERC of P&M = Total ERC to which contract size adjustment should be applied. The appropriate % adjustment should be made in accordance with the scale for contract size adjustment specified under section 6 of the RCG 2021 Guidance notes. The currency ERC rates are set at £4m (Four Million Pounds) @ 1st April 2019 (AVD) for the RCG 2021 Publication. | - | - | 2 | TRUE
4198 | 99A00H | 9499 | 99A00H | Lifeboat station | Lifeboat station (Inshore), with ramp and tractor housing. | - | - | - | Single storey or two storey detached lifeboat station to accommodate lifeboat, winch gear, crew room, offices, stores, welfare and workshop on a concrete substructure supporting a steel frame enclosed within cavity walls or insulated metal cladding, double glazed windows, timber doors and metal up and over doors and pitched roof clad with insulated metal sheets. Internally, block partitions, flush doors, painted fair face walls, screeded floors, plaster or suspended ceilings, fixed fittings, sanitary installation, heating and mechanical ventilation, electric installation, alarms, communications and IT services. | Location Adjustment Applicable (See Guidance Notes) - ERC = UK mean of 1.00 | (BEAMS Note 2) The ERC for this item should be added to all other rateable items on the hereditament (except land). Therefore the total of the ERC of the other Building Items and the P&M ERC (where applicable) to enable the correct contract size adjustment to be made. ERC of Building Component + ERC of P&M = Total ERC to which contract size adjustment should be applied. The appropriate % adjustment should be made in accordance with the scale for contract size adjustment specified under section 6 of the RCG 2023 Guidance notes. The currency ERC rates are set at £4m (Four Million Pounds) @ 1st April 2021 (AVD) for the RCG 2023 Publication. | Updated costs from 2010 based on cost data received then from RNLI. | - | - | - | - | - | - | - | - | - |  | M2 | - | NA | NA | NA | #N/A | Option 1 | ERROR | 0% | 2078.0786 | 1552.6374 | 0% | 0% | 1552.6374 | 0% | Indexed | NA | VOA_GPN_GOV_UK\7246041 | 2019-08-30 | Low | - | Medium | Risk taken from previous CG | - | - | NA | FOR | NA | (BEAMS Note 2) The ERC for this item should be added to all other rateable items on the hereditament (except land). Therefore the total of the ERC of the other Building Items and the P&M ERC (where applicable) to enable the correct contract size adjustment to be made. ERC of Building Component + ERC of P&M = Total ERC to which contract size adjustment should be applied. The appropriate % adjustment should be made in accordance with the scale for contract size adjustment specified under section 6 of the RCG 2021 Guidance notes. The currency ERC rates are set at £4m (Four Million Pounds) @ 1st April 2019 (AVD) for the RCG 2021 Publication. | - | - | 2 | TRUE
4199 | 99A00J | 9500 | 99A00J | Lifeboat station | Lifeboat station (Inshore), with ramp. | - | - | - | Single storey or two storey detached lifeboat station to accommodate lifeboat, winch gear, crew room, offices, stores, welfare and workshop on a concrete substructure supporting a steel frame enclosed within cavity walls or insulated metal cladding, double glazed windows, timber doors and metal up and over doors and pitched roof clad with insulated metal sheets. Internally, block partitions, flush doors, painted fair face walls, screeded floors, plaster or suspended ceilings, fixed fittings, sanitary installation, heating and mechanical ventilation, electric installation, alarms, communications and IT services. | Location Adjustment Applicable (See Guidance Notes) - ERC = UK mean of 1.00 | (BEAMS Note 2) The ERC for this item should be added to all other rateable items on the hereditament (except land). Therefore the total of the ERC of the other Building Items and the P&M ERC (where applicable) to enable the correct contract size adjustment to be made. ERC of Building Component + ERC of P&M = Total ERC to which contract size adjustment should be applied. The appropriate % adjustment should be made in accordance with the scale for contract size adjustment specified under section 6 of the RCG 2023 Guidance notes. The currency ERC rates are set at £4m (Four Million Pounds) @ 1st April 2021 (AVD) for the RCG 2023 Publication. | Updated costs from 2010 based on cost data received then from RNLI. | - | - | - | - | - | - | - | - | - |  | M2 | - | NA | NA | NA | #N/A | Option 1 | ERROR | 0% | 1787.7588 | 1335.7248 | 0% | 0% | 1335.7248 | 0% | Indexed | NA | VOA_GPN_GOV_UK\7246041 | 2019-08-30 | Low | - | Medium | Risk taken from previous CG | - | - | NA | FOR | NA | (BEAMS Note 2) The ERC for this item should be added to all other rateable items on the hereditament (except land). Therefore the total of the ERC of the other Building Items and the P&M ERC (where applicable) to enable the correct contract size adjustment to be made. ERC of Building Component + ERC of P&M = Total ERC to which contract size adjustment should be applied. The appropriate % adjustment should be made in accordance with the scale for contract size adjustment specified under section 6 of the RCG 2021 Guidance notes. The currency ERC rates are set at £4m (Four Million Pounds) @ 1st April 2019 (AVD) for the RCG 2021 Publication. | - | - | 2 | TRUE
4200 | 99A00P | 9518 | 99A00P | Lifeboat station | Walkways over beach/sea | - | - | - | - | Location Adjustment Applicable (See Guidance Notes) - ERC = UK mean of 1.00 | (BEAMS Note 2) The ERC for this item should be added to all other rateable items on the hereditament (except land). Therefore the total of the ERC of the other Building Items and the P&M ERC (where applicable) to enable the correct contract size adjustment to be made. ERC of Building Component + ERC of P&M = Total ERC to which contract size adjustment should be applied. The appropriate % adjustment should be made in accordance with the scale for contract size adjustment specified under section 6 of the RCG 2023 Guidance notes. The currency ERC rates are set at £4m (Four Million Pounds) @ 1st April 2021 (AVD) for the RCG 2023 Publication. | Updated costs from 2010 based on cost data received then from RNLI. | - | - | - | - | - | - | - | - | - |  | M | - | NA | NA | NA | #N/A | Option 3 | ERROR | 0% | 976.9004 | 679.9408 | 0% | 0% | 679.9408 | 0% | Indexed | NA | VOA_GPN_GOV_UK\7246041 | 2019-08-30 | Low | - | Medium | Risk taken from previous CG | - | - | NA | SPONS Civils | NA | (BEAMS Note 2) The ERC for this item should be added to all other rateable items on the hereditament (except land). Therefore the total of the ERC of the other Building Items and the P&M ERC (where applicable) to enable the correct contract size adjustment to be made. ERC of Building Component + ERC of P&M = Total ERC to which contract size adjustment should be applied. The appropriate % adjustment should be made in accordance with the scale for contract size adjustment specified under section 6 of the RCG 2021 Guidance notes. The currency ERC rates are set at £4m (Four Million Pounds) @ 1st April 2019 (AVD) for the RCG 2021 Publication. | - | - | 2 | TRUE
4201 | 211E02 | 8043 | 211E02 | Lifts | Bucket Elevator | Heavy duty | up to 20m ht | Vertical enclosed - Slow speed | A continuous belt with flexible, strengthened "rubberised" buckets. These can be made from steel. Driven by a motor and complete with controls and instrumentation. The belt may be contained within support structure with sidewalls. Support structure to belt and motor is included in the cost as is a "flexible" chute to aim the product into a hopper. Construction, angle of lift, type of product, rate of delivery all can vary the cost. The cost provided is an average cost and includes design, erection, installation and on-costs etc. Site variations and specific details will affect the cost. 60 degree slope, rubberised buckets, 10m height for sand and gravel. | Considered Not Applicable at time of Publication | (BEAMS Note 1) The ERC for this item should be added to the total of the ERC of the other P&M items on the site and the Buildings ERC (where applicable) to enable the correct contract size adjustment to be made. ERC of P&M Items + ERC of Building Component’s = Total ERC (net figure rateable items only) to which contract size adjustment should be applied The 2023 Generic Contractors Test Spreadsheet has this facility built into the programme - it is recommended you undertake all contractors test valuations using this spreadsheet. (Details on the application of contract size adjustments can be found in the RCG 2023 Guidance notes). Where RV is calculated using the comparative method (rental method) the contract size adjustment should be made as follows: Select - SCAT code box ""P and M as an addition” within the 2023 Generic Contractors Test Spreadsheet facility. Or Where the spreadsheet is not used take the: Reciprocal of statutory de-capitalisation rate (i.e. 5% reciprocal = 20) multiply by rateable value of the buildings (before any overall end allowances are made and after making a notional deduction for the land value) and add to the ERC of P&M. Use resultant figure to calculate contract size adjustment. (Guidance Notes - Section 6) | Total length of belt is from end to end of belt. Costs include: Belt, motors, controls, immediate support to belt and side walls, shoot to hopper. Costs do not include: Main supporting frame or existing storage hoppers, stairways, housings / covers to belt. | Record the vertical height of the elevator, length and width of belt (length travelled not total belt length). If available the tonne per hour capacity. The costs relate to the length of the elevator / conveyor not the vertical lift. | Class 3 (b) escalators | - | It is assumed that the item forms part of an "average size industrial, commercial or office complex". Where it would be normal to find more than one item in such a hereditament the ERC stated has been adjusted to reflect any number / quantity, discount. These figures are NOT one off figures. | Supports foundations, hoppers, stairways, walkways and platforms. | - | Photo 1 - Bucket elevator in framework. Photo 2 - Rubberised buckets lifting product into loading hopper. | Note: Angles / slope of elevator can vary. | 10375 |  | M | - | NA | NA | NA | 12081.585 | Option 3 | 14222.521 | 17.72% | 14406.6016 | 11330.4199 | -6.217% | -20.33% | 11330.4199 | -6.217% | Indexed | NA | VOA_GPN_GOV_UK\7246041 | 2019-08-30 | Low | - | Medium | Risk taken from previous CG | - | - | NA | Supplier/Manufacturer | NA | (BEAMS Note 1) The ERC for this item should be added to the total of the ERC of the other P&M items on the site and the Buildings ERC (where applicable) to enable the correct contract size adjustment to be made. ERC of P&M Items + ERC of Building Component’s = Total ERC (net figure rateable items only) to which contract size adjustment should be applied The 2021 Generic Contractors Test Spreadsheet has this facility built into the programme - it is recommended you undertake all contractors test valuations using this spreadsheet. (Details on the application of contract size adjustments can be found in the RCG 2021 Guidance notes). Where RV is calculated using the comparative method (rental method) the contract size adjustment should be made as follows: Select - SCAT code box "P and M as an addition” within the 2021 Generic Contractors Test Spreadsheet facility. Or Where the spreadsheet is not used take the: Reciprocal of statutory de-capitalisation rate (i.e. 5% reciprocal = 20) multiply by rateable value of the buildings (before any overall end allowances are made and after making a notional deduction for the land value) and add to the ERC of P&M. Use resultant figure to calculate contract size adjustment. (Guidance Notes - Section 6) | Photo 1 - Bucket elevator in framework. Photo 2 - Rubberised buckets lifting product into loading hopper. | Note: Angles / slope of elevator can vary. | 1 | TRUE
4202 | 211E03 | 8044 | 211E03 | Lifts | Bucket Elevator | Normal duty | up to 20m ht | Vertical enclosed - Normal speed | A continuous belt with flexible, strengthened "rubberised" buckets. These can be made from steel. Driven by a motor and complete with controls and instrumentation. The belt may be contained within support structure with sidewalls. Support structure to belt and motor is included in the cost as is a "flexible" chute to aim the product into a hopper. Construction, angle of lift, type of product, rate of delivery all can vary the cost. The cost provided is an average cost and includes design, erection, installation and on-costs etc. Site variations and specific details will affect the cost. 60 degree slope, rubberised buckets, 10m height for sand and gravel. | Considered Not Applicable at time of Publication | (BEAMS Note 1) The ERC for this item should be added to the total of the ERC of the other P&M items on the site and the Buildings ERC (where applicable) to enable the correct contract size adjustment to be made. ERC of P&M Items + ERC of Building Component’s = Total ERC (net figure rateable items only) to which contract size adjustment should be applied The 2023 Generic Contractors Test Spreadsheet has this facility built into the programme - it is recommended you undertake all contractors test valuations using this spreadsheet. (Details on the application of contract size adjustments can be found in the RCG 2023 Guidance notes). Where RV is calculated using the comparative method (rental method) the contract size adjustment should be made as follows: Select - SCAT code box ""P and M as an addition” within the 2023 Generic Contractors Test Spreadsheet facility. Or Where the spreadsheet is not used take the: Reciprocal of statutory de-capitalisation rate (i.e. 5% reciprocal = 20) multiply by rateable value of the buildings (before any overall end allowances are made and after making a notional deduction for the land value) and add to the ERC of P&M. Use resultant figure to calculate contract size adjustment. (Guidance Notes - Section 6) | Total length of belt is from end to end of belt. Costs include: - belt, motors and controls, immediate support to belt and side walls, shoot to hopper Costs do not include: - main supporting frame or exist storage hoppers, stairways, housings / covers to belt | Record the vertical height of the elevator, length and width of belt (length travelled not total belt length). If available the tonne per hour capacity. The costs relate to the length of the elevator / conveyor not the vertical lift. | Class 3 (b) escalators | - | It is assumed that the item forms part of an "average size industrial, commercial or office complex". Where it would be normal to find more than one item in such a hereditament the ERC stated has been adjusted to reflect any number / quantity, discount. These figures are NOT one off figures. | Supports foundations, hoppers, stairways, walkways and platforms. | - | Photo 1 - Bucket elevator in framework. Photo 2 - Rubberised buckets lifting product into loading hopper. | Note: Angles / slope of elevator can vary. | 10375 |  | M | - | NA | NA | NA | 9116.1051 | Option 3 | 10731.5386 | 17.72% | 10865.9961 | 8545.8252 | -6.256% | -20.37% | 8545.8252 | -6.256% | Indexed | NA | VOA_GPN_GOV_UK\7246041 | 2019-08-30 | Low | - | Medium | Risk taken from previous CG | - | - | NA | Supplier/Manufacturer | NA | (BEAMS Note 1) The ERC for this item should be added to the total of the ERC of the other P&M items on the site and the Buildings ERC (where applicable) to enable the correct contract size adjustment to be made. ERC of P&M Items + ERC of Building Component’s = Total ERC (net figure rateable items only) to which contract size adjustment should be applied The 2021 Generic Contractors Test Spreadsheet has this facility built into the programme - it is recommended you undertake all contractors test valuations using this spreadsheet. (Details on the application of contract size adjustments can be found in the RCG 2021 Guidance notes). Where RV is calculated using the comparative method (rental method) the contract size adjustment should be made as follows: Select - SCAT code box "P and M as an addition” within the 2021 Generic Contractors Test Spreadsheet facility. Or Where the spreadsheet is not used take the: Reciprocal of statutory de-capitalisation rate (i.e. 5% reciprocal = 20) multiply by rateable value of the buildings (before any overall end allowances are made and after making a notional deduction for the land value) and add to the ERC of P&M. Use resultant figure to calculate contract size adjustment. (Guidance Notes - Section 6) | Photo 1 - Bucket elevator in framework. Photo 2 - Rubberised buckets lifting product into loading hopper. | Note: Angles / slope of elevator can vary. | 1 | TRUE
4203 | 211E01 | 8042 | 211E01 | Lifts | Bucket Elevator | Rubberised buckets | 10m ht | 60° slope | A continuous belt with flexible, strengthened "rubberised" buckets. These can be made from steel. Driven by a motor and complete with controls and instrumentation. The belt may be contained within support structure with sidewalls. Support structure to belt and motor is included in the cost as is a "flexible" chute to aim the product into a hopper. Construction, angle of lift, type of product, rate of delivery all can vary the cost. The cost provided is an average cost and includes design, erection, installation and on-costs etc. Site variations and specific details will affect the cost. 60 degree slope, rubberised buckets, 10m height for sand and gravel. | Considered Not Applicable at time of Publication | (BEAMS Note 1) The ERC for this item should be added to the total of the ERC of the other P&M items on the site and the Buildings ERC (where applicable) to enable the correct contract size adjustment to be made. ERC of P&M Items + ERC of Building Component’s = Total ERC (net figure rateable items only) to which contract size adjustment should be applied The 2023 Generic Contractors Test Spreadsheet has this facility built into the programme - it is recommended you undertake all contractors test valuations using this spreadsheet. (Details on the application of contract size adjustments can be found in the RCG 2023 Guidance notes). Where RV is calculated using the comparative method (rental method) the contract size adjustment should be made as follows: Select - SCAT code box ""P and M as an addition” within the 2023 Generic Contractors Test Spreadsheet facility. Or Where the spreadsheet is not used take the: Reciprocal of statutory de-capitalisation rate (i.e. 5% reciprocal = 20) multiply by rateable value of the buildings (before any overall end allowances are made and after making a notional deduction for the land value) and add to the ERC of P&M. Use resultant figure to calculate contract size adjustment. (Guidance Notes - Section 6) | Total length of belt is from end to end of belt. Costs include: Belt, motors, controls, immediate support to belt and side walls, shoot to hopper. Costs do not include: Main supporting frame or existing storage hoppers, stairways, housings / covers to belt. | Record the vertical height of the elevator, length and width of belt (length travelled not total belt length). If available the tonne per hour capacity. The costs relate to the length of the elevator / conveyor not the vertical lift. | Class 3 (b) escalators | - | It is assumed that the item forms part of an "average size industrial, commercial or office complex". Where it would be normal to find more than one item in such a hereditament the ERC stated has been adjusted to reflect any number / quantity, discount. These figures are NOT one off figures. | Supports foundations, hoppers, stairways, walkways and platforms. | - | Photo 1 - Bucket elevator in framework. Photo 2 - Rubberised buckets lifting product into loading hopper. | Note: Angles / slope of elevator can vary. | 10375 |  | M | - | NA | NA | NA | 4612.9688 | Option 3 | 5430.4171 | 17.72% | 5494.043 | 4320.9229 | -6.331% | -20.43% | 4320.9229 | -6.331% | Indexed | NA | VOA_GPN_GOV_UK\7246041 | 2019-08-30 | Low | - | Medium | Risk taken from previous CG | - | - | NA | Supplier/Manufacturer | NA | (BEAMS Note 1) The ERC for this item should be added to the total of the ERC of the other P&M items on the site and the Buildings ERC (where applicable) to enable the correct contract size adjustment to be made. ERC of P&M Items + ERC of Building Component’s = Total ERC (net figure rateable items only) to which contract size adjustment should be applied The 2021 Generic Contractors Test Spreadsheet has this facility built into the programme - it is recommended you undertake all contractors test valuations using this spreadsheet. (Details on the application of contract size adjustments can be found in the RCG 2021 Guidance notes). Where RV is calculated using the comparative method (rental method) the contract size adjustment should be made as follows: Select - SCAT code box "P and M as an addition” within the 2021 Generic Contractors Test Spreadsheet facility. Or Where the spreadsheet is not used take the: Reciprocal of statutory de-capitalisation rate (i.e. 5% reciprocal = 20) multiply by rateable value of the buildings (before any overall end allowances are made and after making a notional deduction for the land value) and add to the ERC of P&M. Use resultant figure to calculate contract size adjustment. (Guidance Notes - Section 6) | Photo 1 - Bucket elevator in framework. Photo 2 - Rubberised buckets lifting product into loading hopper. | Note: Angles / slope of elevator can vary. | 1 | TRUE
4204 | 335050 | 6783 | 335050 | Lifts | Dock Leveller | Scissor Lifts | Without canopy | < = 5000kg | Electrohydraulic dock levellers - The dock leveller bridges the gap and levels out the difference in height between vehicle beds and the building floor. The design of the loading bay for industrial buildings varies and some levellers have a canopy to afford weather protection when loading and unloading. | Considered Not Applicable at time of Publication | (BEAMS Note 1) The ERC for this item should be added to the total of the ERC of the other P&M items on the site and the Buildings ERC (where applicable) to enable the correct contract size adjustment to be made. ERC of P&M Items + ERC of Building Component’s = Total ERC (net figure rateable items only) to which contract size adjustment should be applied The 2023 Generic Contractors Test Spreadsheet has this facility built into the programme - it is recommended you undertake all contractors test valuations using this spreadsheet. (Details on the application of contract size adjustments can be found in the RCG 2023 Guidance notes). Where RV is calculated using the comparative method (rental method) the contract size adjustment should be made as follows: Select - SCAT code box ""P and M as an addition” within the 2023 Generic Contractors Test Spreadsheet facility. Or Where the spreadsheet is not used take the: Reciprocal of statutory de-capitalisation rate (i.e. 5% reciprocal = 20) multiply by rateable value of the buildings (before any overall end allowances are made and after making a notional deduction for the land value) and add to the ERC of P&M. Use resultant figure to calculate contract size adjustment. (Guidance Notes - Section 6) | For cost on dock levellers other than Electrohydraulic dock levellers, cost advice should be sought for the Building Surveyors. | Record capacity in kg. Size of leveller in m. Height of lift in m. | - | - | - | It is assumed that the item forms part of an "average size industrial, commercial or office complex". Where it would be normal to find more than one item in such a hereditament, the ERC stated has been adjusted to reflect any number / quantity / discount. These figures are NOT one off figures. | - | Photo 1 - External dock leveller. Photo 2 - Side view of scissor mechanism for electro hydraulic unit. | - | 10374 |  | Each | - | NA | NA | NA | 19769.8664 | Option 3 | 24510.7615 | 23.98% | 27179.211 | 20541.0775 | 3.901% | -16.2% | 20541.0775 | 3.901% | Indexed | NA | VOA_GPN_GOV_UK\7246041 | 2019-08-30 | Low | - | Medium | Risk taken from previous CG | - | - | NA | SPONS A&B | NA | (BEAMS Note 1) The ERC for this item should be added to the total of the ERC of the other P&M items on the site and the Buildings ERC (where applicable) to enable the correct contract size adjustment to be made. ERC of P&M Items + ERC of Building Component’s = Total ERC (net figure rateable items only) to which contract size adjustment should be applied The 2021 Generic Contractors Test Spreadsheet has this facility built into the programme - it is recommended you undertake all contractors test valuations using this spreadsheet. (Details on the application of contract size adjustments can be found in the RCG 2021 Guidance notes). Where RV is calculated using the comparative method (rental method) the contract size adjustment should be made as follows: Select - SCAT code box "P and M as an addition” within the 2021 Generic Contractors Test Spreadsheet facility. Or Where the spreadsheet is not used take the: Reciprocal of statutory de-capitalisation rate (i.e. 5% reciprocal = 20) multiply by rateable value of the buildings (before any overall end allowances are made and after making a notional deduction for the land value) and add to the ERC of P&M. Use resultant figure to calculate contract size adjustment. (Guidance Notes - Section 6) | Photo 1 - External dock leveller. Photo 2 - Side view of scissor mechanism for electro hydraulic unit. | - | 1 | TRUE
4205 | 335055 | 6784 | 335055 | Lifts | Dock Leveller | Scissor Lifts | With canopy | < = 5000kg | Electrohydraulic dock levellers - The dock leveller bridges the gap and levels out the difference in height between vehicle beds and the building floor. The design of the loading bay for industrial buildings varies and some levellers have a canopy to afford weather protection when loading and unloading. | Considered Not Applicable at time of Publication | (BEAMS Note 1) The ERC for this item should be added to the total of the ERC of the other P&M items on the site and the Buildings ERC (where applicable) to enable the correct contract size adjustment to be made. ERC of P&M Items + ERC of Building Component’s = Total ERC (net figure rateable items only) to which contract size adjustment should be applied The 2023 Generic Contractors Test Spreadsheet has this facility built into the programme - it is recommended you undertake all contractors test valuations using this spreadsheet. (Details on the application of contract size adjustments can be found in the RCG 2023 Guidance notes). Where RV is calculated using the comparative method (rental method) the contract size adjustment should be made as follows: Select - SCAT code box ""P and M as an addition” within the 2023 Generic Contractors Test Spreadsheet facility. Or Where the spreadsheet is not used take the: Reciprocal of statutory de-capitalisation rate (i.e. 5% reciprocal = 20) multiply by rateable value of the buildings (before any overall end allowances are made and after making a notional deduction for the land value) and add to the ERC of P&M. Use resultant figure to calculate contract size adjustment. (Guidance Notes - Section 6) | For cost on dock levellers other than Electrohydraulic dock levellers, cost advice should be sought for the Building Surveyors. | Record capacity in kg. Size of leveller in m. Height of lift in m. | - | - | - | It is assumed that the item forms part of an "average size industrial, commercial or office complex". Where it would be normal to find more than one item in such a hereditament, the ERC stated has been adjusted to reflect any number / quantity / discount. These figures are NOT one off figures. | - | Photo 1 - External dock leveller. Photo 2 - Side view of scissor mechanism for electro hydraulic unit. | - | 10374 |  | Each | - | NA | NA | NA | 19769.8664 | Option 3 | 24510.7615 | 23.98% | 29707.5097 | 22451.8754 | 13.57% | -8.4% | 22451.8754 | 13.57% | Indexed | NA | VOA_GPN_GOV_UK\7246041 | 2019-08-30 | Low | - | Medium | Risk taken from previous CG | - | - | NA | SPONS A&B | NA | (BEAMS Note 1) The ERC for this item should be added to the total of the ERC of the other P&M items on the site and the Buildings ERC (where applicable) to enable the correct contract size adjustment to be made. ERC of P&M Items + ERC of Building Component’s = Total ERC (net figure rateable items only) to which contract size adjustment should be applied The 2021 Generic Contractors Test Spreadsheet has this facility built into the programme - it is recommended you undertake all contractors test valuations using this spreadsheet. (Details on the application of contract size adjustments can be found in the RCG 2021 Guidance notes). Where RV is calculated using the comparative method (rental method) the contract size adjustment should be made as follows: Select - SCAT code box "P and M as an addition” within the 2021 Generic Contractors Test Spreadsheet facility. Or Where the spreadsheet is not used take the: Reciprocal of statutory de-capitalisation rate (i.e. 5% reciprocal = 20) multiply by rateable value of the buildings (before any overall end allowances are made and after making a notional deduction for the land value) and add to the ERC of P&M. Use resultant figure to calculate contract size adjustment. (Guidance Notes - Section 6) | Photo 1 - External dock leveller. Photo 2 - Side view of scissor mechanism for electro hydraulic unit. | - | 1 | TRUE
4206 | 335056 | 6785 | 335056 | Lifts | Dock Leveller | With hinged lip | < = 10000kg | - | Electrohydraulic dock levellers - The dock leveller bridges the gap and levels out the difference in height between vehicle beds and the building floor. The design of the loading bay for industrial buildings varies and some levellers have a canopy to afford weather protection when loading and unloading. | Considered Not Applicable at time of Publication | (BEAMS Note 1) The ERC for this item should be added to the total of the ERC of the other P&M items on the site and the Buildings ERC (where applicable) to enable the correct contract size adjustment to be made. ERC of P&M Items + ERC of Building Component’s = Total ERC (net figure rateable items only) to which contract size adjustment should be applied The 2023 Generic Contractors Test Spreadsheet has this facility built into the programme - it is recommended you undertake all contractors test valuations using this spreadsheet. (Details on the application of contract size adjustments can be found in the RCG 2023 Guidance notes). Where RV is calculated using the comparative method (rental method) the contract size adjustment should be made as follows: Select - SCAT code box ""P and M as an addition” within the 2023 Generic Contractors Test Spreadsheet facility. Or Where the spreadsheet is not used take the: Reciprocal of statutory de-capitalisation rate (i.e. 5% reciprocal = 20) multiply by rateable value of the buildings (before any overall end allowances are made and after making a notional deduction for the land value) and add to the ERC of P&M. Use resultant figure to calculate contract size adjustment. (Guidance Notes - Section 6) | For cost on dock levellers other than Electrohydraulic dock levellers, cost advice should be sought for the Building Surveyors. | Record capacity in kg. Size of leveller in m. Height of lift in m. | - | - | - | It is assumed that the item forms part of an "average size industrial, commercial or office complex". Where it would be normal to find more than one item in such a hereditament, the ERC stated has been adjusted to reflect any number / quantity / discount. These figures are NOT one off figures. | - | Photo 1 - External dock leveller. Photo 2 - Side view of scissor mechanism for electro hydraulic unit. | - | 10374 |  | Each | - | NA | NA | NA | 8786.6073 | Option 3 | 10893.6718 | 23.98% | 35396.1818 | 26751.1707 | 204.5% | 145.6% | 26751.1707 | 204.5% | Indexed | NA | VOA_GPN_GOV_UK\7246041 | 2019-08-30 | Low | - | Medium | Risk taken from previous CG | - | - | NA | SPONS A&B | NA | (BEAMS Note 1) The ERC for this item should be added to the total of the ERC of the other P&M items on the site and the Buildings ERC (where applicable) to enable the correct contract size adjustment to be made. ERC of P&M Items + ERC of Building Component’s = Total ERC (net figure rateable items only) to which contract size adjustment should be applied The 2021 Generic Contractors Test Spreadsheet has this facility built into the programme - it is recommended you undertake all contractors test valuations using this spreadsheet. (Details on the application of contract size adjustments can be found in the RCG 2021 Guidance notes). Where RV is calculated using the comparative method (rental method) the contract size adjustment should be made as follows: Select - SCAT code box "P and M as an addition” within the 2021 Generic Contractors Test Spreadsheet facility. Or Where the spreadsheet is not used take the: Reciprocal of statutory de-capitalisation rate (i.e. 5% reciprocal = 20) multiply by rateable value of the buildings (before any overall end allowances are made and after making a notional deduction for the land value) and add to the ERC of P&M. Use resultant figure to calculate contract size adjustment. (Guidance Notes - Section 6) | Photo 1 - External dock leveller. Photo 2 - Side view of scissor mechanism for electro hydraulic unit. | - | 1 | TRUE
4207 | 335020 | 7305 | 335020 | Lifts | Escalators | 3.5m rise | 0.8m wide | 30° slope 0.5m/sec | Typical modern escalator that can be found in retail and office type locations. 30o incline, travelling at 0.5m/sec, standard balustrades have brushed steel panels bolted to a frame. In many retail outlets the balustrade is glass or possibly enamelled, in which case see the cost information notes for the addition that should be applied. | Considered Not Applicable at time of Publication | (BEAMS Note 1) The ERC for this item should be added to the total of the ERC of the other P&M items on the site and the Buildings ERC (where applicable) to enable the correct contract size adjustment to be made. ERC of P&M Items + ERC of Building Component’s = Total ERC (net figure rateable items only) to which contract size adjustment should be applied The 2023 Generic Contractors Test Spreadsheet has this facility built into the programme - it is recommended you undertake all contractors test valuations using this spreadsheet. (Details on the application of contract size adjustments can be found in the RCG 2023 Guidance notes). Where RV is calculated using the comparative method (rental method) the contract size adjustment should be made as follows: Select - SCAT code box ""P and M as an addition” within the 2023 Generic Contractors Test Spreadsheet facility. Or Where the spreadsheet is not used take the: Reciprocal of statutory de-capitalisation rate (i.e. 5% reciprocal = 20) multiply by rateable value of the buildings (before any overall end allowances are made and after making a notional deduction for the land value) and add to the ERC of P&M. Use resultant figure to calculate contract size adjustment. (Guidance Notes - Section 6) | The costs are based on a standard finish at 0.8m and 1.0m step widths. If it has an enhanced finish, for example enamelled steel or glass, then add £12,000 to the cost of each escalator. | Measure floor to floor height. Note quality of the finish, especially the balustrades. The examples in the photographs below show an enhanced finish with glass balustrades. | - | - | - | - | - | Photo 1 - Typical modern escalator with glazed balustrades in retail or office type locations. Floor to floor height approx 3.5m. Photo 2 - Modern escalator. Floor to floor height approx 3.5m. | - | 10376 |  | Each | - | NA | NA | NA | 92259.3766 | Option 3 | 114383.5536 | 23.98% | 109176.5348 | 82511.7279 | -10.57% | -27.86% | 82511.7279 | -10.57% | Indexed | NA | VOA_GPN_GOV_UK\7246041 | 2019-08-30 | Low | - | Medium | Risk taken from previous CG | - | - | NA | SPONS A&B | NA | (BEAMS Note 1) The ERC for this item should be added to the total of the ERC of the other P&M items on the site and the Buildings ERC (where applicable) to enable the correct contract size adjustment to be made. ERC of P&M Items + ERC of Building Component’s = Total ERC (net figure rateable items only) to which contract size adjustment should be applied The 2021 Generic Contractors Test Spreadsheet has this facility built into the programme - it is recommended you undertake all contractors test valuations using this spreadsheet. (Details on the application of contract size adjustments can be found in the RCG 2021 Guidance notes). Where RV is calculated using the comparative method (rental method) the contract size adjustment should be made as follows: Select - SCAT code box "P and M as an addition” within the 2021 Generic Contractors Test Spreadsheet facility. Or Where the spreadsheet is not used take the: Reciprocal of statutory de-capitalisation rate (i.e. 5% reciprocal = 20) multiply by rateable value of the buildings (before any overall end allowances are made and after making a notional deduction for the land value) and add to the ERC of P&M. Use resultant figure to calculate contract size adjustment. (Guidance Notes - Section 6) | Photo 1 - Typical modern escalator with glazed balustrades in retail or office type locations. Floor to floor height approx 3.5m. Photo 2 - Modern escalator. Floor to floor height approx 3.5m. | - | 1 | TRUE
4208 | 335025 | 7592 | 335025 | Lifts | Escalators | 3.5m rise | 1.0m wide | 30° slope 0.5m/sec | Typical modern escalator that can be found in retail and office type locations. 30o incline, travelling at 0.5m/sec, standard balustrades have brushed steel panels bolted to a frame. In many retail outlets the balustrade is glass or possibly enamelled, in which case see the cost information notes for the addition that should be applied. | Considered Not Applicable at time of Publication | (BEAMS Note 1) The ERC for this item should be added to the total of the ERC of the other P&M items on the site and the Buildings ERC (where applicable) to enable the correct contract size adjustment to be made. ERC of P&M Items + ERC of Building Component’s = Total ERC (net figure rateable items only) to which contract size adjustment should be applied The 2023 Generic Contractors Test Spreadsheet has this facility built into the programme - it is recommended you undertake all contractors test valuations using this spreadsheet. (Details on the application of contract size adjustments can be found in the RCG 2023 Guidance notes). Where RV is calculated using the comparative method (rental method) the contract size adjustment should be made as follows: Select - SCAT code box ""P and M as an addition” within the 2023 Generic Contractors Test Spreadsheet facility. Or Where the spreadsheet is not used take the: Reciprocal of statutory de-capitalisation rate (i.e. 5% reciprocal = 20) multiply by rateable value of the buildings (before any overall end allowances are made and after making a notional deduction for the land value) and add to the ERC of P&M. Use resultant figure to calculate contract size adjustment. (Guidance Notes - Section 6) | The costs are based on a standard finish at 0.8m and 1.0m step widths. If it has an enhanced finish, for example enamelled steel or glass, then add £12,000 to the cost of each escalator. | Measure floor to floor height. Note quality of the finish, especially the balustrades. The examples in the photographs below show an enhanced finish with glass balustrades. | - | - | - | - | - | Photo 1 - Typical modern escalator with glazed balustrades in retail or office type locations. Floor to floor height approx 3.5m. Photo 2 - Modern escalator. Floor to floor height approx 3.5m. | - | 10376 |  | Each | - | NA | NA | NA | 99947.6579 | Option 3 | 123915.5164 | 23.98% | 118370.3483 | 89460.0839 | -10.49% | -27.81% | 89460.0839 | -10.49% | Indexed | NA | VOA_GPN_GOV_UK\7246041 | 2019-08-30 | Low | - | Medium | Risk taken from previous CG | - | - | NA | SPONS A&B | NA | (BEAMS Note 1) The ERC for this item should be added to the total of the ERC of the other P&M items on the site and the Buildings ERC (where applicable) to enable the correct contract size adjustment to be made. ERC of P&M Items + ERC of Building Component’s = Total ERC (net figure rateable items only) to which contract size adjustment should be applied The 2021 Generic Contractors Test Spreadsheet has this facility built into the programme - it is recommended you undertake all contractors test valuations using this spreadsheet. (Details on the application of contract size adjustments can be found in the RCG 2021 Guidance notes). Where RV is calculated using the comparative method (rental method) the contract size adjustment should be made as follows: Select - SCAT code box "P and M as an addition” within the 2021 Generic Contractors Test Spreadsheet facility. Or Where the spreadsheet is not used take the: Reciprocal of statutory de-capitalisation rate (i.e. 5% reciprocal = 20) multiply by rateable value of the buildings (before any overall end allowances are made and after making a notional deduction for the land value) and add to the ERC of P&M. Use resultant figure to calculate contract size adjustment. (Guidance Notes - Section 6) | Photo 1 - Typical modern escalator with glazed balustrades in retail or office type locations. Floor to floor height approx 3.5m. Photo 2 - Modern escalator. Floor to floor height approx 3.5m. | - | 1 | TRUE
4209 | 33502A | 7593 | 33502A | Lifts | Escalators | 4.4m rise | 0.8m wide | 30° slope 0.5m/sec | Typical modern escalator that can be found in retail and office type locations. 30° incline, travelling at 0.5m/sec, standard balustrades have brushed steel panels bolted to a frame. In many retail outlets the balustrade is glass or possibly enamelled, in which case see the cost information notes for the addition that should be applied. | Considered Not Applicable at time of Publication | (BEAMS Note 1) The ERC for this item should be added to the total of the ERC of the other P&M items on the site and the Buildings ERC (where applicable) to enable the correct contract size adjustment to be made. ERC of P&M Items + ERC of Building Component’s = Total ERC (net figure rateable items only) to which contract size adjustment should be applied The 2023 Generic Contractors Test Spreadsheet has this facility built into the programme - it is recommended you undertake all contractors test valuations using this spreadsheet. (Details on the application of contract size adjustments can be found in the RCG 2023 Guidance notes). Where RV is calculated using the comparative method (rental method) the contract size adjustment should be made as follows: Select - SCAT code box ""P and M as an addition” within the 2023 Generic Contractors Test Spreadsheet facility. Or Where the spreadsheet is not used take the: Reciprocal of statutory de-capitalisation rate (i.e. 5% reciprocal = 20) multiply by rateable value of the buildings (before any overall end allowances are made and after making a notional deduction for the land value) and add to the ERC of P&M. Use resultant figure to calculate contract size adjustment. (Guidance Notes - Section 6) | The costs are based on a standard finish at 0.8m and 1.0m step widths. If it has an enhanced finish, for example enamelled steel or glass, then add £12,000 to the cost of each escalator. | Measure floor to floor height. Note quality of the finish, especially the balustrades. The examples in the photographs below show an enhanced finish with glass balustrades. | - | - | - | - | - | Photo 1 - Typical modern escalator with glazed balustrades in retail or office type locations. Floor to floor height approx 3.5m. Photo 2 - Modern escalator. Floor to floor height approx 3.5m. | - | 10376 |  | Each | - | NA | NA | NA | 105439.2875 | Option 3 | 130724.0613 | 23.98% | 117221.1216 | 88591.5394 | -15.98% | -32.23% | 88591.5394 | -15.98% | Indexed | NA | VOA_GPN_GOV_UK\7246041 | 2019-08-30 | Low | - | Medium | Risk taken from previous CG | - | - | NA | SPONS A&B | NA | (BEAMS Note 1) The ERC for this item should be added to the total of the ERC of the other P&M items on the site and the Buildings ERC (where applicable) to enable the correct contract size adjustment to be made. ERC of P&M Items + ERC of Building Component’s = Total ERC (net figure rateable items only) to which contract size adjustment should be applied The 2021 Generic Contractors Test Spreadsheet has this facility built into the programme - it is recommended you undertake all contractors test valuations using this spreadsheet. (Details on the application of contract size adjustments can be found in the RCG 2021 Guidance notes). Where RV is calculated using the comparative method (rental method) the contract size adjustment should be made as follows: Select - SCAT code box "P and M as an addition” within the 2021 Generic Contractors Test Spreadsheet facility. Or Where the spreadsheet is not used take the: Reciprocal of statutory de-capitalisation rate (i.e. 5% reciprocal = 20) multiply by rateable value of the buildings (before any overall end allowances are made and after making a notional deduction for the land value) and add to the ERC of P&M. Use resultant figure to calculate contract size adjustment. (Guidance Notes - Section 6) | Photo 1 - Typical modern escalator with glazed balustrades in retail or office type locations. Floor to floor height approx 3.5m. Photo 2 - Modern escalator. Floor to floor height approx 3.5m. | - | 1 | TRUE
4210 | 33502F | 6724 | 33502F | Lifts | Escalators | 4.4m rise | 1.0m wide | 30° slope 0.5m/sec | Typical modern escalator that can be found in retail and office type locations. 30° incline, travelling at 0.5m/sec, standard balustrades have brushed steel panels bolted to a frame. In many retail outlets the balustrade is glass or possibly enamelled, in which case see the cost information notes for the addition that should be applied. | Considered Not Applicable at time of Publication | (BEAMS Note 1) The ERC for this item should be added to the total of the ERC of the other P&M items on the site and the Buildings ERC (where applicable) to enable the correct contract size adjustment to be made. ERC of P&M Items + ERC of Building Component’s = Total ERC (net figure rateable items only) to which contract size adjustment should be applied The 2023 Generic Contractors Test Spreadsheet has this facility built into the programme - it is recommended you undertake all contractors test valuations using this spreadsheet. (Details on the application of contract size adjustments can be found in the RCG 2023 Guidance notes). Where RV is calculated using the comparative method (rental method) the contract size adjustment should be made as follows: Select - SCAT code box ""P and M as an addition” within the 2023 Generic Contractors Test Spreadsheet facility. Or Where the spreadsheet is not used take the: Reciprocal of statutory de-capitalisation rate (i.e. 5% reciprocal = 20) multiply by rateable value of the buildings (before any overall end allowances are made and after making a notional deduction for the land value) and add to the ERC of P&M. Use resultant figure to calculate contract size adjustment. (Guidance Notes - Section 6) | The costs are based on a standard finish at 0.8m and 1.0m step widths. If it has an enhanced finish, for example enamelled steel or glass, then add £12,000 to the cost of each escalator. | Measure floor to floor height. Note quality of the finish, especially the balustrades. The examples in the photographs below show an enhanced finish with glass balustrades. | - | - | - | - | - | Photo 1 - Typical modern escalator with glazed balustrades in retail or office type locations. Floor to floor height approx 3.5m. Photo 2 - Modern escalator. Floor to floor height approx 3.5m. | - | 10376 |  | Each | - | NA | NA | NA | 116422.5466 | Option 3 | 144341.151 | 23.98% | 128713.3884 | 97276.9844 | -16.44% | -32.61% | 97276.9844 | -16.44% | Indexed | NA | VOA_GPN_GOV_UK\7246041 | 2019-08-30 | Low | - | Medium | Risk taken from previous CG | - | - | NA | SPONS A&B | NA | (BEAMS Note 1) The ERC for this item should be added to the total of the ERC of the other P&M items on the site and the Buildings ERC (where applicable) to enable the correct contract size adjustment to be made. ERC of P&M Items + ERC of Building Component’s = Total ERC (net figure rateable items only) to which contract size adjustment should be applied The 2021 Generic Contractors Test Spreadsheet has this facility built into the programme - it is recommended you undertake all contractors test valuations using this spreadsheet. (Details on the application of contract size adjustments can be found in the RCG 2021 Guidance notes). Where RV is calculated using the comparative method (rental method) the contract size adjustment should be made as follows: Select - SCAT code box "P and M as an addition” within the 2021 Generic Contractors Test Spreadsheet facility. Or Where the spreadsheet is not used take the: Reciprocal of statutory de-capitalisation rate (i.e. 5% reciprocal = 20) multiply by rateable value of the buildings (before any overall end allowances are made and after making a notional deduction for the land value) and add to the ERC of P&M. Use resultant figure to calculate contract size adjustment. (Guidance Notes - Section 6) | Photo 1 - Typical modern escalator with glazed balustrades in retail or office type locations. Floor to floor height approx 3.5m. Photo 2 - Modern escalator. Floor to floor height approx 3.5m. | - | 1 | TRUE
4211 | 33502K | 7376 | 33502K | Lifts | Escalators | 5.2m rise | 0.8m wide | 30° slope 0.5m/sec | Typical modern escalator that can be found in retail and office type locations. 30° incline, travelling at 0.5m/sec, standard balustrades have brushed steel panels bolted to a frame. In many retail outlets the balustrade is glass or possibly enamelled, in which case see the cost information notes for the addition that should be applied. | Considered Not Applicable at time of Publication | (BEAMS Note 1) The ERC for this item should be added to the total of the ERC of the other P&M items on the site and the Buildings ERC (where applicable) to enable the correct contract size adjustment to be made. ERC of P&M Items + ERC of Building Component’s = Total ERC (net figure rateable items only) to which contract size adjustment should be applied The 2023 Generic Contractors Test Spreadsheet has this facility built into the programme - it is recommended you undertake all contractors test valuations using this spreadsheet. (Details on the application of contract size adjustments can be found in the RCG 2023 Guidance notes). Where RV is calculated using the comparative method (rental method) the contract size adjustment should be made as follows: Select - SCAT code box ""P and M as an addition” within the 2023 Generic Contractors Test Spreadsheet facility. Or Where the spreadsheet is not used take the: Reciprocal of statutory de-capitalisation rate (i.e. 5% reciprocal = 20) multiply by rateable value of the buildings (before any overall end allowances are made and after making a notional deduction for the land value) and add to the ERC of P&M. Use resultant figure to calculate contract size adjustment. (Guidance Notes - Section 6) | The costs are based on a standard finish at 0.8m and 1.0m step widths. If it has an enhanced finish, for example enamelled steel or glass, then add £12,000 to the cost of each escalator. | Measure floor to floor height. Note quality of the finish, especially the balustrades. The examples in the photographs below show an enhanced finish with glass balustrades. | - | - | - | - | - | Photo 1 - Typical modern escalator with glazed balustrades in retail or office type locations. Floor to floor height approx 3.5m. Photo 2 - Modern escalator. Floor to floor height approx 3.5m. | - | 10376 |  | Each | - | NA | NA | NA | 110930.917 | Option 3 | 137532.6062 | 23.98% | 121818.0283 | 92065.7174 | -17.01% | -33.06% | 92065.7174 | -17.01% | Indexed | NA | VOA_GPN_GOV_UK\7246041 | 2019-08-30 | Low | - | Medium | Risk taken from previous CG | - | - | NA | SPONS A&B | NA | (BEAMS Note 1) The ERC for this item should be added to the total of the ERC of the other P&M items on the site and the Buildings ERC (where applicable) to enable the correct contract size adjustment to be made. ERC of P&M Items + ERC of Building Component’s = Total ERC (net figure rateable items only) to which contract size adjustment should be applied The 2021 Generic Contractors Test Spreadsheet has this facility built into the programme - it is recommended you undertake all contractors test valuations using this spreadsheet. (Details on the application of contract size adjustments can be found in the RCG 2021 Guidance notes). Where RV is calculated using the comparative method (rental method) the contract size adjustment should be made as follows: Select - SCAT code box "P and M as an addition” within the 2021 Generic Contractors Test Spreadsheet facility. Or Where the spreadsheet is not used take the: Reciprocal of statutory de-capitalisation rate (i.e. 5% reciprocal = 20) multiply by rateable value of the buildings (before any overall end allowances are made and after making a notional deduction for the land value) and add to the ERC of P&M. Use resultant figure to calculate contract size adjustment. (Guidance Notes - Section 6) | Photo 1 - Typical modern escalator with glazed balustrades in retail or office type locations. Floor to floor height approx 3.5m. Photo 2 - Modern escalator. Floor to floor height approx 3.5m. | - | 1 | TRUE
4212 | 33502P | 7377 | 33502P | Lifts | Escalators | 5.2m rise | 1.0m wide | 30° slope 0.5m/sec | Typical modern escalator that can be found in retail and office type locations. 30° incline, travelling at 0.5m/sec, standard balustrades have brushed steel panels bolted to a frame. In many retail outlets the balustrade is glass or possibly enamelled, in which case see the cost information notes for the addition that should be applied. | Considered Not Applicable at time of Publication | (BEAMS Note 1) The ERC for this item should be added to the total of the ERC of the other P&M items on the site and the Buildings ERC (where applicable) to enable the correct contract size adjustment to be made. ERC of P&M Items + ERC of Building Component’s = Total ERC (net figure rateable items only) to which contract size adjustment should be applied The 2023 Generic Contractors Test Spreadsheet has this facility built into the programme - it is recommended you undertake all contractors test valuations using this spreadsheet. (Details on the application of contract size adjustments can be found in the RCG 2023 Guidance notes). Where RV is calculated using the comparative method (rental method) the contract size adjustment should be made as follows: Select - SCAT code box ""P and M as an addition” within the 2023 Generic Contractors Test Spreadsheet facility. Or Where the spreadsheet is not used take the: Reciprocal of statutory de-capitalisation rate (i.e. 5% reciprocal = 20) multiply by rateable value of the buildings (before any overall end allowances are made and after making a notional deduction for the land value) and add to the ERC of P&M. Use resultant figure to calculate contract size adjustment. (Guidance Notes - Section 6) | The costs are based on a standard finish at 0.8m and 1.0m step widths. If it has an enhanced finish, for example enamelled steel or glass, then add £12,000 to the cost of each escalator. | Measure floor to floor height. Note quality of the finish, especially the balustrades. The examples in the photographs below show an enhanced finish with glass balustrades. | - | - | - | - | - | Photo 1 - Typical modern escalator with glazed balustrades in retail or office type locations. Floor to floor height approx 3.5m. Photo 2 - Modern escalator. Floor to floor height approx 3.5m. | - | 10376 |  | Each | - | NA | NA | NA | 123012.5021 | Option 3 | 152511.4049 | 23.98% | 135608.7485 | 102488.2515 | -16.68% | -32.8% | 102488.2515 | -16.68% | Indexed | NA | VOA_GPN_GOV_UK\7246041 | 2019-08-30 | Low | - | Medium | Risk taken from previous CG | - | - | NA | SPONS A&B | NA | (BEAMS Note 1) The ERC for this item should be added to the total of the ERC of the other P&M items on the site and the Buildings ERC (where applicable) to enable the correct contract size adjustment to be made. ERC of P&M Items + ERC of Building Component’s = Total ERC (net figure rateable items only) to which contract size adjustment should be applied The 2021 Generic Contractors Test Spreadsheet has this facility built into the programme - it is recommended you undertake all contractors test valuations using this spreadsheet. (Details on the application of contract size adjustments can be found in the RCG 2021 Guidance notes). Where RV is calculated using the comparative method (rental method) the contract size adjustment should be made as follows: Select - SCAT code box "P and M as an addition” within the 2021 Generic Contractors Test Spreadsheet facility. Or Where the spreadsheet is not used take the: Reciprocal of statutory de-capitalisation rate (i.e. 5% reciprocal = 20) multiply by rateable value of the buildings (before any overall end allowances are made and after making a notional deduction for the land value) and add to the ERC of P&M. Use resultant figure to calculate contract size adjustment. (Guidance Notes - Section 6) | Photo 1 - Typical modern escalator with glazed balustrades in retail or office type locations. Floor to floor height approx 3.5m. Photo 2 - Modern escalator. Floor to floor height approx 3.5m. | - | 1 | TRUE
4213 | 33502U | 8617 | 33502U | Lifts | Escalators | 6.0m rise | 0.8m wide | 30° slope 0.5m/sec | Typical modern escalator that can be found in retail and office type locations. 30° incline, travelling at 0.5m/sec, standard balustrades have brushed steel panels bolted to a frame. In many retail outlets the balustrade is glass or possibly enamelled, in which case see the cost information notes for the addition that should be applied. | Considered Not Applicable at time of Publication | (BEAMS Note 1) The ERC for this item should be added to the total of the ERC of the other P&M items on the site and the Buildings ERC (where applicable) to enable the correct contract size adjustment to be made. ERC of P&M Items + ERC of Building Component’s = Total ERC (net figure rateable items only) to which contract size adjustment should be applied The 2023 Generic Contractors Test Spreadsheet has this facility built into the programme - it is recommended you undertake all contractors test valuations using this spreadsheet. (Details on the application of contract size adjustments can be found in the RCG 2023 Guidance notes). Where RV is calculated using the comparative method (rental method) the contract size adjustment should be made as follows: Select - SCAT code box ""P and M as an addition” within the 2023 Generic Contractors Test Spreadsheet facility. Or Where the spreadsheet is not used take the: Reciprocal of statutory de-capitalisation rate (i.e. 5% reciprocal = 20) multiply by rateable value of the buildings (before any overall end allowances are made and after making a notional deduction for the land value) and add to the ERC of P&M. Use resultant figure to calculate contract size adjustment. (Guidance Notes - Section 6) | The costs are based on a standard finish at 0.8m and 1.0m step widths. If it has an enhanced finish, for example enamelled steel or glass, then add £12,000 to the cost of each escalator. | Measure floor to floor height. Note quality of the finish, especially the balustrades. The examples in the photographs below show an enhanced finish with glass balustrades. | - | - | - | - | - | Photo 1 - Typical modern escalator with glazed balustrades in retail or office type locations. Floor to floor height approx 3.5m. Photo 2 - Modern escalator. Floor to floor height approx 3.5m. | - | 10376 |  | Each | - | NA | NA | NA | 116422.5466 | Option 3 | 144341.151 | 23.98% | 133310.2952 | 100751.1624 | -13.46% | -30.2% | 100751.1624 | -13.46% | Indexed | NA | VOA_GPN_GOV_UK\7246041 | 2019-08-30 | Low | - | Medium | Risk taken from previous CG | - | - | NA | SPONS A&B | NA | (BEAMS Note 1) The ERC for this item should be added to the total of the ERC of the other P&M items on the site and the Buildings ERC (where applicable) to enable the correct contract size adjustment to be made. ERC of P&M Items + ERC of Building Component’s = Total ERC (net figure rateable items only) to which contract size adjustment should be applied The 2021 Generic Contractors Test Spreadsheet has this facility built into the programme - it is recommended you undertake all contractors test valuations using this spreadsheet. (Details on the application of contract size adjustments can be found in the RCG 2021 Guidance notes). Where RV is calculated using the comparative method (rental method) the contract size adjustment should be made as follows: Select - SCAT code box "P and M as an addition” within the 2021 Generic Contractors Test Spreadsheet facility. Or Where the spreadsheet is not used take the: Reciprocal of statutory de-capitalisation rate (i.e. 5% reciprocal = 20) multiply by rateable value of the buildings (before any overall end allowances are made and after making a notional deduction for the land value) and add to the ERC of P&M. Use resultant figure to calculate contract size adjustment. (Guidance Notes - Section 6) | Photo 1 - Typical modern escalator with glazed balustrades in retail or office type locations. Floor to floor height approx 3.5m. Photo 2 - Modern escalator. Floor to floor height approx 3.5m. | - | 1 | TRUE
4214 | 33502Z | 8618 | 33502Z | Lifts | Escalators | 6.0m rise | 1.0m wide | 30° slope 0.5m/sec | Typical modern escalator that can be found in retail and office type locations. 30° incline, travelling at 0.5m/sec, standard balustrades have brushed steel panels bolted to a frame. In many retail outlets the balustrade is glass or possibly enamelled, in which case see the cost information notes for the addition that should be applied. | Considered Not Applicable at time of Publication | (BEAMS Note 1) The ERC for this item should be added to the total of the ERC of the other P&M items on the site and the Buildings ERC (where applicable) to enable the correct contract size adjustment to be made. ERC of P&M Items + ERC of Building Component’s = Total ERC (net figure rateable items only) to which contract size adjustment should be applied The 2023 Generic Contractors Test Spreadsheet has this facility built into the programme - it is recommended you undertake all contractors test valuations using this spreadsheet. (Details on the application of contract size adjustments can be found in the RCG 2023 Guidance notes). Where RV is calculated using the comparative method (rental method) the contract size adjustment should be made as follows: Select - SCAT code box ""P and M as an addition” within the 2023 Generic Contractors Test Spreadsheet facility. Or Where the spreadsheet is not used take the: Reciprocal of statutory de-capitalisation rate (i.e. 5% reciprocal = 20) multiply by rateable value of the buildings (before any overall end allowances are made and after making a notional deduction for the land value) and add to the ERC of P&M. Use resultant figure to calculate contract size adjustment. (Guidance Notes - Section 6) | The costs are based on a standard finish at 0.8m and 1.0m step widths. If it has an enhanced finish, for example enamelled steel or glass, then add £12,000 to the cost of each escalator. | Measure floor to floor height. Note quality of the finish, especially the balustrades. The examples in the photographs below show an enhanced finish with glass balustrades. | - | - | - | - | - | Photo 1 - Typical modern escalator with glazed balustrades in retail or office type locations. Floor to floor height approx 3.5m. Photo 2 - Modern escalator. Floor to floor height approx 3.5m. | - | 10376 |  | Each | - | NA | NA | NA | 129602.4575 | Option 3 | 160681.6587 | 23.98% | 148250.242 | 112042.241 | -13.55% | -30.27% | 112042.241 | -13.55% | Indexed | NA | VOA_GPN_GOV_UK\7246041 | 2019-08-30 | Low | - | Medium | Risk taken from previous CG | - | - | NA | SPONS A&B | NA | (BEAMS Note 1) The ERC for this item should be added to the total of the ERC of the other P&M items on the site and the Buildings ERC (where applicable) to enable the correct contract size adjustment to be made. ERC of P&M Items + ERC of Building Component’s = Total ERC (net figure rateable items only) to which contract size adjustment should be applied The 2021 Generic Contractors Test Spreadsheet has this facility built into the programme - it is recommended you undertake all contractors test valuations using this spreadsheet. (Details on the application of contract size adjustments can be found in the RCG 2021 Guidance notes). Where RV is calculated using the comparative method (rental method) the contract size adjustment should be made as follows: Select - SCAT code box "P and M as an addition” within the 2021 Generic Contractors Test Spreadsheet facility. Or Where the spreadsheet is not used take the: Reciprocal of statutory de-capitalisation rate (i.e. 5% reciprocal = 20) multiply by rateable value of the buildings (before any overall end allowances are made and after making a notional deduction for the land value) and add to the ERC of P&M. Use resultant figure to calculate contract size adjustment. (Guidance Notes - Section 6) | Photo 1 - Typical modern escalator with glazed balustrades in retail or office type locations. Floor to floor height approx 3.5m. Photo 2 - Modern escalator. Floor to floor height approx 3.5m. | - | 1 | TRUE
4215 | 335030 | 7565 | 335030 | Lifts | Heavy Duty Goods | Electric - Industrial | 500kg | 2 - 3 levels | Heavy duty goods lift excluding lift shaft (see Shafts 33506A 33506W). | Considered Not Applicable at time of Publication | (BEAMS Note 1) The ERC for this item should be added to the total of the ERC of the other P&M items on the site and the Buildings ERC (where applicable) to enable the correct contract size adjustment to be made. ERC of P&M Items + ERC of Building Component’s = Total ERC (net figure rateable items only) to which contract size adjustment should be applied The 2023 Generic Contractors Test Spreadsheet has this facility built into the programme - it is recommended you undertake all contractors test valuations using this spreadsheet. (Details on the application of contract size adjustments can be found in the RCG 2023 Guidance notes). Where RV is calculated using the comparative method (rental method) the contract size adjustment should be made as follows: Select - SCAT code box ""P and M as an addition” within the 2023 Generic Contractors Test Spreadsheet facility. Or Where the spreadsheet is not used take the: Reciprocal of statutory de-capitalisation rate (i.e. 5% reciprocal = 20) multiply by rateable value of the buildings (before any overall end allowances are made and after making a notional deduction for the land value) and add to the ERC of P&M. Use resultant figure to calculate contract size adjustment. (Guidance Notes - Section 6) | - | Record lifting capacity in kg. Number of floor levels serviced. | - | - | - | - | - | Photo 1 - Typical medium sized goods lift. Sliding concertina type doors. Photo 2 - Large good lift - sliding concertina doors. | - | 10377 |  | Each | - | NA | NA | NA | 46129.6883 | Option 3 | 57191.7768 | 23.98% | 53212.8729 | 40216.3899 | -12.82% | -29.68% | 40216.3899 | -12.82% | Indexed | NA | VOA_GPN_GOV_UK\7246041 | 2019-08-30 | Low | - | Medium | Risk taken from previous CG | - | - | NA | SPONS A&B | NA | (BEAMS Note 1) The ERC for this item should be added to the total of the ERC of the other P&M items on the site and the Buildings ERC (where applicable) to enable the correct contract size adjustment to be made. ERC of P&M Items + ERC of Building Component’s = Total ERC (net figure rateable items only) to which contract size adjustment should be applied The 2021 Generic Contractors Test Spreadsheet has this facility built into the programme - it is recommended you undertake all contractors test valuations using this spreadsheet. (Details on the application of contract size adjustments can be found in the RCG 2021 Guidance notes). Where RV is calculated using the comparative method (rental method) the contract size adjustment should be made as follows: Select - SCAT code box "P and M as an addition” within the 2021 Generic Contractors Test Spreadsheet facility. Or Where the spreadsheet is not used take the: Reciprocal of statutory de-capitalisation rate (i.e. 5% reciprocal = 20) multiply by rateable value of the buildings (before any overall end allowances are made and after making a notional deduction for the land value) and add to the ERC of P&M. Use resultant figure to calculate contract size adjustment. (Guidance Notes - Section 6) | Photo 1 - Typical medium sized goods lift. Sliding concertina type doors. Photo 2 - Large good lift - sliding concertina doors. | - | 1 | TRUE
4216 | 335035 | 7630 | 335035 | Lifts | Heavy Duty Goods | Electric - Industrial | 1000kg | 2 - 3 levels | Heavy duty goods lift excluding lift shaft (see Shafts 33506A 33506W). | Considered Not Applicable at time of Publication | (BEAMS Note 1) The ERC for this item should be added to the total of the ERC of the other P&M items on the site and the Buildings ERC (where applicable) to enable the correct contract size adjustment to be made. ERC of P&M Items + ERC of Building Component’s = Total ERC (net figure rateable items only) to which contract size adjustment should be applied The 2023 Generic Contractors Test Spreadsheet has this facility built into the programme - it is recommended you undertake all contractors test valuations using this spreadsheet. (Details on the application of contract size adjustments can be found in the RCG 2023 Guidance notes). Where RV is calculated using the comparative method (rental method) the contract size adjustment should be made as follows: Select - SCAT code box ""P and M as an addition” within the 2023 Generic Contractors Test Spreadsheet facility. Or Where the spreadsheet is not used take the: Reciprocal of statutory de-capitalisation rate (i.e. 5% reciprocal = 20) multiply by rateable value of the buildings (before any overall end allowances are made and after making a notional deduction for the land value) and add to the ERC of P&M. Use resultant figure to calculate contract size adjustment. (Guidance Notes - Section 6) | - | Record lifting capacity in kg. Number of floor levels serviced. | - | - | - | - | - | Photo 1 - Typical medium sized goods lift. Sliding concertina type doors. Photo 2 - Large good lift - sliding concertina doors. | - | 10377 |  | Each | - | NA | NA | NA | 53708.1371 | Option 3 | 66587.5687 | 23.98% | 67042.2071 | 50668.107 | -5.66% | -23.91% | 50668.107 | -5.66% | Indexed | NA | VOA_GPN_GOV_UK\7246041 | 2019-08-30 | Low | - | Medium | Risk taken from previous CG | - | - | NA | SPONS A&B | NA | (BEAMS Note 1) The ERC for this item should be added to the total of the ERC of the other P&M items on the site and the Buildings ERC (where applicable) to enable the correct contract size adjustment to be made. ERC of P&M Items + ERC of Building Component’s = Total ERC (net figure rateable items only) to which contract size adjustment should be applied The 2021 Generic Contractors Test Spreadsheet has this facility built into the programme - it is recommended you undertake all contractors test valuations using this spreadsheet. (Details on the application of contract size adjustments can be found in the RCG 2021 Guidance notes). Where RV is calculated using the comparative method (rental method) the contract size adjustment should be made as follows: Select - SCAT code box "P and M as an addition” within the 2021 Generic Contractors Test Spreadsheet facility. Or Where the spreadsheet is not used take the: Reciprocal of statutory de-capitalisation rate (i.e. 5% reciprocal = 20) multiply by rateable value of the buildings (before any overall end allowances are made and after making a notional deduction for the land value) and add to the ERC of P&M. Use resultant figure to calculate contract size adjustment. (Guidance Notes - Section 6) | Photo 1 - Typical medium sized goods lift. Sliding concertina type doors. Photo 2 - Large good lift - sliding concertina doors. | - | 1 | TRUE
4217 | 33503A | 8620 | 33503A | Lifts | Heavy Duty Goods | Electric - office | 1500kg | 3 levels | Heavy duty goods/passenger lift excluding lift shaft (see Shafts 33506A - 33506W). | Considered Not Applicable at time of Publication | (BEAMS Note 1) The ERC for this item should be added to the total of the ERC of the other P&M items on the site and the Buildings ERC (where applicable) to enable the correct contract size adjustment to be made. ERC of P&M Items + ERC of Building Component’s = Total ERC (net figure rateable items only) to which contract size adjustment should be applied The 2023 Generic Contractors Test Spreadsheet has this facility built into the programme - it is recommended you undertake all contractors test valuations using this spreadsheet. (Details on the application of contract size adjustments can be found in the RCG 2023 Guidance notes). Where RV is calculated using the comparative method (rental method) the contract size adjustment should be made as follows: Select - SCAT code box ""P and M as an addition” within the 2023 Generic Contractors Test Spreadsheet facility. Or Where the spreadsheet is not used take the: Reciprocal of statutory de-capitalisation rate (i.e. 5% reciprocal = 20) multiply by rateable value of the buildings (before any overall end allowances are made and after making a notional deduction for the land value) and add to the ERC of P&M. Use resultant figure to calculate contract size adjustment. (Guidance Notes - Section 6) | - | Record lifting capacity in kg. Number of floor levels serviced. | - | - | - | - | - | - | - | 10377 |  | Each | - | NA | NA | NA | 117411.0399 | Option 3 | 145566.6891 | 23.98% | 144306.0961 | 109061.3963 | -7.111% | -25.08% | 109061.3963 | -7.111% | Indexed | NA | VOA_GPN_GOV_UK\7246041 | 2019-08-30 | Low | - | Medium | Risk taken from previous CG | - | - | NA | SPONS A&B | NA | (BEAMS Note 1) The ERC for this item should be added to the total of the ERC of the other P&M items on the site and the Buildings ERC (where applicable) to enable the correct contract size adjustment to be made. ERC of P&M Items + ERC of Building Component’s = Total ERC (net figure rateable items only) to which contract size adjustment should be applied The 2021 Generic Contractors Test Spreadsheet has this facility built into the programme - it is recommended you undertake all contractors test valuations using this spreadsheet. (Details on the application of contract size adjustments can be found in the RCG 2021 Guidance notes). Where RV is calculated using the comparative method (rental method) the contract size adjustment should be made as follows: Select - SCAT code box "P and M as an addition” within the 2021 Generic Contractors Test Spreadsheet facility. Or Where the spreadsheet is not used take the: Reciprocal of statutory de-capitalisation rate (i.e. 5% reciprocal = 20) multiply by rateable value of the buildings (before any overall end allowances are made and after making a notional deduction for the land value) and add to the ERC of P&M. Use resultant figure to calculate contract size adjustment. (Guidance Notes - Section 6) | - | - | 1 | TRUE
4218 | 33503F | 8621 | 33503F | Lifts | Heavy Duty Goods | Electric - office | 2000kg | 3 levels | Heavy duty goods/passenger lift excluding lift shaft (see Shafts 33506A - 33506W). | Considered Not Applicable at time of Publication | (BEAMS Note 1) The ERC for this item should be added to the total of the ERC of the other P&M items on the site and the Buildings ERC (where applicable) to enable the correct contract size adjustment to be made. ERC of P&M Items + ERC of Building Component’s = Total ERC (net figure rateable items only) to which contract size adjustment should be applied The 2023 Generic Contractors Test Spreadsheet has this facility built into the programme - it is recommended you undertake all contractors test valuations using this spreadsheet. (Details on the application of contract size adjustments can be found in the RCG 2023 Guidance notes). Where RV is calculated using the comparative method (rental method) the contract size adjustment should be made as follows: Select - SCAT code box ""P and M as an addition” within the 2023 Generic Contractors Test Spreadsheet facility. Or Where the spreadsheet is not used take the: Reciprocal of statutory de-capitalisation rate (i.e. 5% reciprocal = 20) multiply by rateable value of the buildings (before any overall end allowances are made and after making a notional deduction for the land value) and add to the ERC of P&M. Use resultant figure to calculate contract size adjustment. (Guidance Notes - Section 6) | - | Record lifting capacity in kg. Number of floor levels serviced. | - | - | - | - | - | - | - | 10377 |  | Each | - | NA | NA | NA | 142452.8707 | Option 3 | 176613.6537 | 23.98% | 177376.2431 | 134054.6329 | -5.895% | -24.1% | 134054.6329 | -5.895% | Indexed | NA | VOA_GPN_GOV_UK\7246041 | 2019-08-30 | Low | - | Medium | Risk taken from previous CG | - | - | NA | SPONS A&B | NA | (BEAMS Note 1) The ERC for this item should be added to the total of the ERC of the other P&M items on the site and the Buildings ERC (where applicable) to enable the correct contract size adjustment to be made. ERC of P&M Items + ERC of Building Component’s = Total ERC (net figure rateable items only) to which contract size adjustment should be applied The 2021 Generic Contractors Test Spreadsheet has this facility built into the programme - it is recommended you undertake all contractors test valuations using this spreadsheet. (Details on the application of contract size adjustments can be found in the RCG 2021 Guidance notes). Where RV is calculated using the comparative method (rental method) the contract size adjustment should be made as follows: Select - SCAT code box "P and M as an addition” within the 2021 Generic Contractors Test Spreadsheet facility. Or Where the spreadsheet is not used take the: Reciprocal of statutory de-capitalisation rate (i.e. 5% reciprocal = 20) multiply by rateable value of the buildings (before any overall end allowances are made and after making a notional deduction for the land value) and add to the ERC of P&M. Use resultant figure to calculate contract size adjustment. (Guidance Notes - Section 6) | - | - | 1 | TRUE
4219 | 33503K | 7633 | 33503K | Lifts | Heavy Duty Goods | Electric - office | 3000kg | 3 levels | Heavy duty goods/passenger lift excluding lift shaft (see Shafts 33506A - 33506W). | Considered Not Applicable at time of Publication | (BEAMS Note 1) The ERC for this item should be added to the total of the ERC of the other P&M items on the site and the Buildings ERC (where applicable) to enable the correct contract size adjustment to be made. ERC of P&M Items + ERC of Building Component’s = Total ERC (net figure rateable items only) to which contract size adjustment should be applied The 2023 Generic Contractors Test Spreadsheet has this facility built into the programme - it is recommended you undertake all contractors test valuations using this spreadsheet. (Details on the application of contract size adjustments can be found in the RCG 2023 Guidance notes). Where RV is calculated using the comparative method (rental method) the contract size adjustment should be made as follows: Select - SCAT code box ""P and M as an addition” within the 2023 Generic Contractors Test Spreadsheet facility. Or Where the spreadsheet is not used take the: Reciprocal of statutory de-capitalisation rate (i.e. 5% reciprocal = 20) multiply by rateable value of the buildings (before any overall end allowances are made and after making a notional deduction for the land value) and add to the ERC of P&M. Use resultant figure to calculate contract size adjustment. (Guidance Notes - Section 6) | - | Record lifting capacity in kg. Number of floor levels serviced. | - | - | - | - | - | - | - | 10377 |  | Each | - | NA | NA | NA | 160245.7505 | Option 3 | 198673.339 | 23.98% | 195414.5051 | 147687.3074 | -7.837% | -25.66% | 147687.3074 | -7.837% | Indexed | NA | VOA_GPN_GOV_UK\7246041 | 2019-08-30 | Low | - | Medium | Risk taken from previous CG | - | - | NA | SPONS A&B | NA | (BEAMS Note 1) The ERC for this item should be added to the total of the ERC of the other P&M items on the site and the Buildings ERC (where applicable) to enable the correct contract size adjustment to be made. ERC of P&M Items + ERC of Building Component’s = Total ERC (net figure rateable items only) to which contract size adjustment should be applied The 2021 Generic Contractors Test Spreadsheet has this facility built into the programme - it is recommended you undertake all contractors test valuations using this spreadsheet. (Details on the application of contract size adjustments can be found in the RCG 2021 Guidance notes). Where RV is calculated using the comparative method (rental method) the contract size adjustment should be made as follows: Select - SCAT code box "P and M as an addition” within the 2021 Generic Contractors Test Spreadsheet facility. Or Where the spreadsheet is not used take the: Reciprocal of statutory de-capitalisation rate (i.e. 5% reciprocal = 20) multiply by rateable value of the buildings (before any overall end allowances are made and after making a notional deduction for the land value) and add to the ERC of P&M. Use resultant figure to calculate contract size adjustment. (Guidance Notes - Section 6) | - | - | 1 | TRUE
4220 | 335040 | 7634 | 335040 | Lifts | Heavy Duty Goods | Oil Hydraulic - Industrial | 500kg | 3 levels | Heavy duty goods lift excluding lift shaft (see Shafts 33506A 33506W). | Considered Not Applicable at time of Publication | (BEAMS Note 1) The ERC for this item should be added to the total of the ERC of the other P&M items on the site and the Buildings ERC (where applicable) to enable the correct contract size adjustment to be made. ERC of P&M Items + ERC of Building Component’s = Total ERC (net figure rateable items only) to which contract size adjustment should be applied The 2023 Generic Contractors Test Spreadsheet has this facility built into the programme - it is recommended you undertake all contractors test valuations using this spreadsheet. (Details on the application of contract size adjustments can be found in the RCG 2023 Guidance notes). Where RV is calculated using the comparative method (rental method) the contract size adjustment should be made as follows: Select - SCAT code box ""P and M as an addition” within the 2023 Generic Contractors Test Spreadsheet facility. Or Where the spreadsheet is not used take the: Reciprocal of statutory de-capitalisation rate (i.e. 5% reciprocal = 20) multiply by rateable value of the buildings (before any overall end allowances are made and after making a notional deduction for the land value) and add to the ERC of P&M. Use resultant figure to calculate contract size adjustment. (Guidance Notes - Section 6) | - | Record lifting capacity in kg. Number of floor levels serviced. | - | - | - | - | - | Photo 1 - Typical medium sized goods lift. Sliding concertina type doors. Photo 2 - Large good lift - sliding concertina doors. | - | 10377 |  | Each | - | NA | NA | NA | 117411.0399 | Option 3 | 145566.6891 | 23.98% | 147312.4731 | 111333.5087 | -5.176% | -23.52% | 111333.5087 | -5.176% | Indexed | NA | VOA_GPN_GOV_UK\7246041 | 2019-08-30 | Low | - | Medium | Risk taken from previous CG | - | - | NA | SPONS A&B | NA | (BEAMS Note 1) The ERC for this item should be added to the total of the ERC of the other P&M items on the site and the Buildings ERC (where applicable) to enable the correct contract size adjustment to be made. ERC of P&M Items + ERC of Building Component’s = Total ERC (net figure rateable items only) to which contract size adjustment should be applied The 2021 Generic Contractors Test Spreadsheet has this facility built into the programme - it is recommended you undertake all contractors test valuations using this spreadsheet. (Details on the application of contract size adjustments can be found in the RCG 2021 Guidance notes). Where RV is calculated using the comparative method (rental method) the contract size adjustment should be made as follows: Select - SCAT code box "P and M as an addition” within the 2021 Generic Contractors Test Spreadsheet facility. Or Where the spreadsheet is not used take the: Reciprocal of statutory de-capitalisation rate (i.e. 5% reciprocal = 20) multiply by rateable value of the buildings (before any overall end allowances are made and after making a notional deduction for the land value) and add to the ERC of P&M. Use resultant figure to calculate contract size adjustment. (Guidance Notes - Section 6) | Photo 1 - Typical medium sized goods lift. Sliding concertina type doors. Photo 2 - Large good lift - sliding concertina doors. | - | 1 | TRUE
4221 | 335045 | 7637 | 335045 | Lifts | Heavy Duty Goods | Oil Hydraulic - Industrial | 1000kg | 3 levels | Heavy duty goods lift excluding lift shaft (see Shafts 33506A 33506W). | Considered Not Applicable at time of Publication | (BEAMS Note 1) The ERC for this item should be added to the total of the ERC of the other P&M items on the site and the Buildings ERC (where applicable) to enable the correct contract size adjustment to be made. ERC of P&M Items + ERC of Building Component’s = Total ERC (net figure rateable items only) to which contract size adjustment should be applied The 2023 Generic Contractors Test Spreadsheet has this facility built into the programme - it is recommended you undertake all contractors test valuations using this spreadsheet. (Details on the application of contract size adjustments can be found in the RCG 2023 Guidance notes). Where RV is calculated using the comparative method (rental method) the contract size adjustment should be made as follows: Select - SCAT code box ""P and M as an addition” within the 2023 Generic Contractors Test Spreadsheet facility. Or Where the spreadsheet is not used take the: Reciprocal of statutory de-capitalisation rate (i.e. 5% reciprocal = 20) multiply by rateable value of the buildings (before any overall end allowances are made and after making a notional deduction for the land value) and add to the ERC of P&M. Use resultant figure to calculate contract size adjustment. (Guidance Notes - Section 6) | - | Record lifting capacity in kg. Number of floor levels serviced. | - | - | - | - | - | Photo 1 - Typical medium sized goods lift. Sliding concertina type doors. Photo 2 - Large good lift - sliding concertina doors. | - | 10377 |  | Each | - | NA | NA | NA | 122792.8369 | Option 3 | 152239.0631 | 23.98% | 156331.6041 | 118149.8459 | -3.781% | -22.39% | 118149.8459 | -3.781% | Indexed | NA | VOA_GPN_GOV_UK\7246041 | 2019-08-30 | Low | - | Medium | Risk taken from previous CG | - | - | NA | SPONS A&B | NA | (BEAMS Note 1) The ERC for this item should be added to the total of the ERC of the other P&M items on the site and the Buildings ERC (where applicable) to enable the correct contract size adjustment to be made. ERC of P&M Items + ERC of Building Component’s = Total ERC (net figure rateable items only) to which contract size adjustment should be applied The 2021 Generic Contractors Test Spreadsheet has this facility built into the programme - it is recommended you undertake all contractors test valuations using this spreadsheet. (Details on the application of contract size adjustments can be found in the RCG 2021 Guidance notes). Where RV is calculated using the comparative method (rental method) the contract size adjustment should be made as follows: Select - SCAT code box "P and M as an addition” within the 2021 Generic Contractors Test Spreadsheet facility. Or Where the spreadsheet is not used take the: Reciprocal of statutory de-capitalisation rate (i.e. 5% reciprocal = 20) multiply by rateable value of the buildings (before any overall end allowances are made and after making a notional deduction for the land value) and add to the ERC of P&M. Use resultant figure to calculate contract size adjustment. (Guidance Notes - Section 6) | Photo 1 - Typical medium sized goods lift. Sliding concertina type doors. Photo 2 - Large good lift - sliding concertina doors. | - | 1 | TRUE
4222 | 33504A | 8630 | 33504A | Lifts | Heavy Duty Goods | Oil Hydraulic - Industrial | 2000kg | 3 levels | Heavy duty goods/passenger lift excluding lift shaft (see Shafts 33506A - 33506W). | Considered Not Applicable at time of Publication | (BEAMS Note 1) The ERC for this item should be added to the total of the ERC of the other P&M items on the site and the Buildings ERC (where applicable) to enable the correct contract size adjustment to be made. ERC of P&M Items + ERC of Building Component’s = Total ERC (net figure rateable items only) to which contract size adjustment should be applied The 2023 Generic Contractors Test Spreadsheet has this facility built into the programme - it is recommended you undertake all contractors test valuations using this spreadsheet. (Details on the application of contract size adjustments can be found in the RCG 2023 Guidance notes). Where RV is calculated using the comparative method (rental method) the contract size adjustment should be made as follows: Select - SCAT code box ""P and M as an addition” within the 2023 Generic Contractors Test Spreadsheet facility. Or Where the spreadsheet is not used take the: Reciprocal of statutory de-capitalisation rate (i.e. 5% reciprocal = 20) multiply by rateable value of the buildings (before any overall end allowances are made and after making a notional deduction for the land value) and add to the ERC of P&M. Use resultant figure to calculate contract size adjustment. (Guidance Notes - Section 6) | - | Record lifting capacity in kg. Number of floor levels serviced. | - | - | - | - | - | Photo 1 - Typical medium sized goods lift with sliding concertina type doors. Photo 2 - Large good lift - sliding concertina doors. | - | 10377 |  | Each | - | NA | NA | NA | 139707.0559 | Option 3 | 173209.3812 | 23.98% | 177376.2431 | 134054.6329 | -4.046% | -22.61% | 134054.6329 | -4.046% | Indexed | NA | VOA_GPN_GOV_UK\7246041 | 2019-08-30 | Low | - | Medium | Risk taken from previous CG | - | - | NA | SPONS A&B | NA | (BEAMS Note 1) The ERC for this item should be added to the total of the ERC of the other P&M items on the site and the Buildings ERC (where applicable) to enable the correct contract size adjustment to be made. ERC of P&M Items + ERC of Building Component’s = Total ERC (net figure rateable items only) to which contract size adjustment should be applied The 2021 Generic Contractors Test Spreadsheet has this facility built into the programme - it is recommended you undertake all contractors test valuations using this spreadsheet. (Details on the application of contract size adjustments can be found in the RCG 2021 Guidance notes). Where RV is calculated using the comparative method (rental method) the contract size adjustment should be made as follows: Select - SCAT code box "P and M as an addition” within the 2021 Generic Contractors Test Spreadsheet facility. Or Where the spreadsheet is not used take the: Reciprocal of statutory de-capitalisation rate (i.e. 5% reciprocal = 20) multiply by rateable value of the buildings (before any overall end allowances are made and after making a notional deduction for the land value) and add to the ERC of P&M. Use resultant figure to calculate contract size adjustment. (Guidance Notes - Section 6) | Photo 1 - Typical medium sized goods lift with sliding concertina type doors. Photo 2 - Large good lift - sliding concertina doors. | - | 1 | TRUE
4223 | 211C80 | 8031 | 211C80 | Lifts | Hoist for Goods (Staff) | Enclosed, includes shaft | 1000kg - 12 person | 21.0m/min | Rack and pinion materials hoist (complete unit including motors etc.). Comprising base frame and ground enclosure of mesh steel construction, incorporating sliding mechanically and electrically operated entrance gate, base electrical panel, base mast section, cable basket and bottom buffer. Spring assembly, cage with interlocking gates and drive unit (inside or outside of car), safety devices and cage operator control system. | Considered Not Applicable at time of Publication | (BEAMS Note 1) The ERC for this item should be added to the total of the ERC of the other P&M items on the site and the Buildings ERC (where applicable) to enable the correct contract size adjustment to be made. ERC of P&M Items + ERC of Building Component’s = Total ERC (net figure rateable items only) to which contract size adjustment should be applied The 2023 Generic Contractors Test Spreadsheet has this facility built into the programme - it is recommended you undertake all contractors test valuations using this spreadsheet. (Details on the application of contract size adjustments can be found in the RCG 2023 Guidance notes). Where RV is calculated using the comparative method (rental method) the contract size adjustment should be made as follows: Select - SCAT code box ""P and M as an addition” within the 2023 Generic Contractors Test Spreadsheet facility. Or Where the spreadsheet is not used take the: Reciprocal of statutory de-capitalisation rate (i.e. 5% reciprocal = 20) multiply by rateable value of the buildings (before any overall end allowances are made and after making a notional deduction for the land value) and add to the ERC of P&M. Use resultant figure to calculate contract size adjustment. (Guidance Notes - Section 6) | - | Capacity or max load and speed per minute. Age. | - | - | - | - | - | - | - | 10381 |  | Each | - | NA | NA | NA | 56014.6215 | Option 3 | 69447.1576 | 23.98% | 80302.2144 | 60689.5472 | 8.346% | -12.61% | 60689.5472 | 8.346% | Indexed | NA | VOA_GPN_GOV_UK\7246041 | 2019-08-30 | Low | - | Medium | Risk taken from previous CG | - | - | NA | SPONS A&B | NA | (BEAMS Note 1) The ERC for this item should be added to the total of the ERC of the other P&M items on the site and the Buildings ERC (where applicable) to enable the correct contract size adjustment to be made. ERC of P&M Items + ERC of Building Component’s = Total ERC (net figure rateable items only) to which contract size adjustment should be applied The 2021 Generic Contractors Test Spreadsheet has this facility built into the programme - it is recommended you undertake all contractors test valuations using this spreadsheet. (Details on the application of contract size adjustments can be found in the RCG 2021 Guidance notes). Where RV is calculated using the comparative method (rental method) the contract size adjustment should be made as follows: Select - SCAT code box "P and M as an addition” within the 2021 Generic Contractors Test Spreadsheet facility. Or Where the spreadsheet is not used take the: Reciprocal of statutory de-capitalisation rate (i.e. 5% reciprocal = 20) multiply by rateable value of the buildings (before any overall end allowances are made and after making a notional deduction for the land value) and add to the ERC of P&M. Use resultant figure to calculate contract size adjustment. (Guidance Notes - Section 6) | - | - | 1 | TRUE
4224 | 211C81 | 8034 | 211C81 | Lifts | Hoist for Goods (Staff) | Enclosed, includes shaft | 1200kg - 15 persons | 40.0m/min | Rack and pinion materials hoist (complete unit including motors etc.). Comprising base frame and ground enclosure of mesh steel construction, incorporating sliding mechanically and electrically operated entrance gate, base electrical panel, base mast section, cable basket and bottom buffer. Spring assembly, cage with interlocking gates and drive unit (inside or outside of car), safety devices and cage operator control system. | Considered Not Applicable at time of Publication | (BEAMS Note 1) The ERC for this item should be added to the total of the ERC of the other P&M items on the site and the Buildings ERC (where applicable) to enable the correct contract size adjustment to be made. ERC of P&M Items + ERC of Building Component’s = Total ERC (net figure rateable items only) to which contract size adjustment should be applied The 2023 Generic Contractors Test Spreadsheet has this facility built into the programme - it is recommended you undertake all contractors test valuations using this spreadsheet. (Details on the application of contract size adjustments can be found in the RCG 2023 Guidance notes). Where RV is calculated using the comparative method (rental method) the contract size adjustment should be made as follows: Select - SCAT code box ""P and M as an addition” within the 2023 Generic Contractors Test Spreadsheet facility. Or Where the spreadsheet is not used take the: Reciprocal of statutory de-capitalisation rate (i.e. 5% reciprocal = 20) multiply by rateable value of the buildings (before any overall end allowances are made and after making a notional deduction for the land value) and add to the ERC of P&M. Use resultant figure to calculate contract size adjustment. (Guidance Notes - Section 6) | - | Capacity or max load and speed per minute. Age. | - | - | - | - | - | - | - | 10381 |  | Each | - | NA | NA | NA | 69194.5324 | Option 3 | 85787.6652 | 23.98% | 80302.2144 | 60689.5472 | -12.29% | -29.26% | 60689.5472 | -12.29% | Indexed | NA | VOA_GPN_GOV_UK\7246041 | 2019-08-30 | Low | - | Medium | Risk taken from previous CG | - | - | NA | SPONS A&B | NA | (BEAMS Note 1) The ERC for this item should be added to the total of the ERC of the other P&M items on the site and the Buildings ERC (where applicable) to enable the correct contract size adjustment to be made. ERC of P&M Items + ERC of Building Component’s = Total ERC (net figure rateable items only) to which contract size adjustment should be applied The 2021 Generic Contractors Test Spreadsheet has this facility built into the programme - it is recommended you undertake all contractors test valuations using this spreadsheet. (Details on the application of contract size adjustments can be found in the RCG 2021 Guidance notes). Where RV is calculated using the comparative method (rental method) the contract size adjustment should be made as follows: Select - SCAT code box "P and M as an addition” within the 2021 Generic Contractors Test Spreadsheet facility. Or Where the spreadsheet is not used take the: Reciprocal of statutory de-capitalisation rate (i.e. 5% reciprocal = 20) multiply by rateable value of the buildings (before any overall end allowances are made and after making a notional deduction for the land value) and add to the ERC of P&M. Use resultant figure to calculate contract size adjustment. (Guidance Notes - Section 6) | - | - | 1 | TRUE
4225 | 211C82 | 8035 | 211C82 | Lifts | Hoist for Goods (Staff) | Enclosed, includes shaft | 2000kg - 19 persons | 40.0m/min | Rack and pinion materials hoist (complete unit including motors etc.). Comprising base frame and ground enclosure of mesh steel construction, incorporating sliding mechanically and electrically operated entrance gate, base electrical panel, base mast section, cable basket and bottom buffer. Spring assembly, cage with interlocking gates and drive unit (inside or outside of car), safety devices and cage operator control system. | Considered Not Applicable at time of Publication | (BEAMS Note 1) The ERC for this item should be added to the total of the ERC of the other P&M items on the site and the Buildings ERC (where applicable) to enable the correct contract size adjustment to be made. ERC of P&M Items + ERC of Building Component’s = Total ERC (net figure rateable items only) to which contract size adjustment should be applied The 2023 Generic Contractors Test Spreadsheet has this facility built into the programme - it is recommended you undertake all contractors test valuations using this spreadsheet. (Details on the application of contract size adjustments can be found in the RCG 2023 Guidance notes). Where RV is calculated using the comparative method (rental method) the contract size adjustment should be made as follows: Select - SCAT code box ""P and M as an addition” within the 2023 Generic Contractors Test Spreadsheet facility. Or Where the spreadsheet is not used take the: Reciprocal of statutory de-capitalisation rate (i.e. 5% reciprocal = 20) multiply by rateable value of the buildings (before any overall end allowances are made and after making a notional deduction for the land value) and add to the ERC of P&M. Use resultant figure to calculate contract size adjustment. (Guidance Notes - Section 6) | - | Capacity or max load and speed per minute. Age. | - | - | - | - | - | - | - | 10381 |  | Each | - | NA | NA | NA | 81825.2804 | Option 3 | 101447.3184 | 23.98% | 82773.0518 | 62556.9179 | -23.55% | -38.34% | 62556.9179 | -23.55% | Indexed | NA | VOA_GPN_GOV_UK\7246041 | 2019-08-30 | Low | - | Medium | Risk taken from previous CG | - | - | NA | SPONS A&B | NA | (BEAMS Note 1) The ERC for this item should be added to the total of the ERC of the other P&M items on the site and the Buildings ERC (where applicable) to enable the correct contract size adjustment to be made. ERC of P&M Items + ERC of Building Component’s = Total ERC (net figure rateable items only) to which contract size adjustment should be applied The 2021 Generic Contractors Test Spreadsheet has this facility built into the programme - it is recommended you undertake all contractors test valuations using this spreadsheet. (Details on the application of contract size adjustments can be found in the RCG 2021 Guidance notes). Where RV is calculated using the comparative method (rental method) the contract size adjustment should be made as follows: Select - SCAT code box "P and M as an addition” within the 2021 Generic Contractors Test Spreadsheet facility. Or Where the spreadsheet is not used take the: Reciprocal of statutory de-capitalisation rate (i.e. 5% reciprocal = 20) multiply by rateable value of the buildings (before any overall end allowances are made and after making a notional deduction for the land value) and add to the ERC of P&M. Use resultant figure to calculate contract size adjustment. (Guidance Notes - Section 6) | - | - | 1 | TRUE
4226 | 211C83 | 8036 | 211C83 | Lifts | Hoist for Goods (Staff) | Enclosed, includes shaft | 2000kg - 19 persons | 27.0m/min | Rack and pinion materials hoist (complete unit including motors etc.). Comprising base frame and ground enclosure of mesh steel construction, incorporating sliding mechanically and electrically operated entrance gate, base electrical panel, base mast section, cable basket and bottom buffer. Spring assembly, cage with interlocking gates and drive unit (inside or outside of car), safety devices and cage operator control system. | Considered Not Applicable at time of Publication | (BEAMS Note 1) The ERC for this item should be added to the total of the ERC of the other P&M items on the site and the Buildings ERC (where applicable) to enable the correct contract size adjustment to be made. ERC of P&M Items + ERC of Building Component’s = Total ERC (net figure rateable items only) to which contract size adjustment should be applied The 2023 Generic Contractors Test Spreadsheet has this facility built into the programme - it is recommended you undertake all contractors test valuations using this spreadsheet. (Details on the application of contract size adjustments can be found in the RCG 2023 Guidance notes). Where RV is calculated using the comparative method (rental method) the contract size adjustment should be made as follows: Select - SCAT code box ""P and M as an addition” within the 2023 Generic Contractors Test Spreadsheet facility. Or Where the spreadsheet is not used take the: Reciprocal of statutory de-capitalisation rate (i.e. 5% reciprocal = 20) multiply by rateable value of the buildings (before any overall end allowances are made and after making a notional deduction for the land value) and add to the ERC of P&M. Use resultant figure to calculate contract size adjustment. (Guidance Notes - Section 6) | - | Capacity or max load and speed per minute. Age. | - | - | - | - | - | - | - | 10381 |  | Each | - | NA | NA | NA | 74136.999 | Option 3 | 91915.3556 | 23.98% | 81537.6331 | 61623.2325 | -16.88% | -32.96% | 61623.2325 | -16.88% | Indexed | NA | VOA_GPN_GOV_UK\7246041 | 2019-08-30 | Low | - | Medium | Risk taken from previous CG | - | - | NA | SPONS A&B | NA | (BEAMS Note 1) The ERC for this item should be added to the total of the ERC of the other P&M items on the site and the Buildings ERC (where applicable) to enable the correct contract size adjustment to be made. ERC of P&M Items + ERC of Building Component’s = Total ERC (net figure rateable items only) to which contract size adjustment should be applied The 2021 Generic Contractors Test Spreadsheet has this facility built into the programme - it is recommended you undertake all contractors test valuations using this spreadsheet. (Details on the application of contract size adjustments can be found in the RCG 2021 Guidance notes). Where RV is calculated using the comparative method (rental method) the contract size adjustment should be made as follows: Select - SCAT code box "P and M as an addition” within the 2021 Generic Contractors Test Spreadsheet facility. Or Where the spreadsheet is not used take the: Reciprocal of statutory de-capitalisation rate (i.e. 5% reciprocal = 20) multiply by rateable value of the buildings (before any overall end allowances are made and after making a notional deduction for the land value) and add to the ERC of P&M. Use resultant figure to calculate contract size adjustment. (Guidance Notes - Section 6) | - | - | 1 | TRUE
4227 | 211C90 | 8037 | 211C90 | Lifts | Hoist for Materials | Enclosed, includes shaft | 500kg | 26.0m/min | Rack and pinion materials hoist (complete unit including motors etc.). Comprising base frame and ground enclosure of mesh steel construction, incorporating sliding mechanically and electrically operated entrance gate, base electrical panel, base mast section, cable basket and bottom buffer. Spring assembly, cage with interlocking gates and drive unit (inside or outside of car), safety devices and cage operator control system. | Considered Not Applicable at time of Publication | (BEAMS Note 1) The ERC for this item should be added to the total of the ERC of the other P&M items on the site and the Buildings ERC (where applicable) to enable the correct contract size adjustment to be made. ERC of P&M Items + ERC of Building Component’s = Total ERC (net figure rateable items only) to which contract size adjustment should be applied The 2023 Generic Contractors Test Spreadsheet has this facility built into the programme - it is recommended you undertake all contractors test valuations using this spreadsheet. (Details on the application of contract size adjustments can be found in the RCG 2023 Guidance notes). Where RV is calculated using the comparative method (rental method) the contract size adjustment should be made as follows: Select - SCAT code box ""P and M as an addition” within the 2023 Generic Contractors Test Spreadsheet facility. Or Where the spreadsheet is not used take the: Reciprocal of statutory de-capitalisation rate (i.e. 5% reciprocal = 20) multiply by rateable value of the buildings (before any overall end allowances are made and after making a notional deduction for the land value) and add to the ERC of P&M. Use resultant figure to calculate contract size adjustment. (Guidance Notes - Section 6) | - | Capacity or max load and speed per minute. Age. | - | - | - | - | - | Photo 1 - Typical goods hoist with limited load capacity. | - | 10382 |  | Each | - | NA | NA | NA | 23614.0071 | Option 3 | 29276.7429 | 23.98% | 76595.9584 | 57888.4912 | 145.1% | 97.73% | 57888.4912 | 145.1% | Indexed | NA | VOA_GPN_GOV_UK\7246041 | 2019-08-30 | Low | - | Medium | Risk taken from previous CG | - | - | NA | SPONS A&B | NA | (BEAMS Note 1) The ERC for this item should be added to the total of the ERC of the other P&M items on the site and the Buildings ERC (where applicable) to enable the correct contract size adjustment to be made. ERC of P&M Items + ERC of Building Component’s = Total ERC (net figure rateable items only) to which contract size adjustment should be applied The 2021 Generic Contractors Test Spreadsheet has this facility built into the programme - it is recommended you undertake all contractors test valuations using this spreadsheet. (Details on the application of contract size adjustments can be found in the RCG 2021 Guidance notes). Where RV is calculated using the comparative method (rental method) the contract size adjustment should be made as follows: Select - SCAT code box "P and M as an addition” within the 2021 Generic Contractors Test Spreadsheet facility. Or Where the spreadsheet is not used take the: Reciprocal of statutory de-capitalisation rate (i.e. 5% reciprocal = 20) multiply by rateable value of the buildings (before any overall end allowances are made and after making a notional deduction for the land value) and add to the ERC of P&M. Use resultant figure to calculate contract size adjustment. (Guidance Notes - Section 6) | Photo 1 - Typical goods hoist with limited load capacity. | - | 1 | TRUE
4228 | 211C91 | 8038 | 211C91 | Lifts | Hoist for Materials | Enclosed, includes shaft | 1200kg | 28.0m/min | Rack and pinion materials hoist (complete unit including motors etc.). Comprising base frame and ground enclosure of mesh steel construction, incorporating sliding mechanically and electrically operated entrance gate, base electrical panel, base mast section, cable basket and bottom buffer. Spring assembly, cage with interlocking gates and drive unit (inside or outside of car), safety devices and cage operator control system. | Considered Not Applicable at time of Publication | (BEAMS Note 1) The ERC for this item should be added to the total of the ERC of the other P&M items on the site and the Buildings ERC (where applicable) to enable the correct contract size adjustment to be made. ERC of P&M Items + ERC of Building Component’s = Total ERC (net figure rateable items only) to which contract size adjustment should be applied The 2023 Generic Contractors Test Spreadsheet has this facility built into the programme - it is recommended you undertake all contractors test valuations using this spreadsheet. (Details on the application of contract size adjustments can be found in the RCG 2023 Guidance notes). Where RV is calculated using the comparative method (rental method) the contract size adjustment should be made as follows: Select - SCAT code box ""P and M as an addition” within the 2023 Generic Contractors Test Spreadsheet facility. Or Where the spreadsheet is not used take the: Reciprocal of statutory de-capitalisation rate (i.e. 5% reciprocal = 20) multiply by rateable value of the buildings (before any overall end allowances are made and after making a notional deduction for the land value) and add to the ERC of P&M. Use resultant figure to calculate contract size adjustment. (Guidance Notes - Section 6) | - | Capacity or max load and speed per minute. Age. | - | - | - | - | - | Photo 1 - Typical goods hoist with limited load capacity. | - | 10382 |  | Each | - | NA | NA | NA | 57112.9474 | Option 3 | 70808.8665 | 23.98% | 77831.3771 | 58822.1765 | 2.993% | -16.93% | 58822.1765 | 2.993% | Indexed | NA | VOA_GPN_GOV_UK\7246041 | 2019-08-30 | Low | - | Medium | Risk taken from previous CG | - | - | NA | SPONS A&B | NA | (BEAMS Note 1) The ERC for this item should be added to the total of the ERC of the other P&M items on the site and the Buildings ERC (where applicable) to enable the correct contract size adjustment to be made. ERC of P&M Items + ERC of Building Component’s = Total ERC (net figure rateable items only) to which contract size adjustment should be applied The 2021 Generic Contractors Test Spreadsheet has this facility built into the programme - it is recommended you undertake all contractors test valuations using this spreadsheet. (Details on the application of contract size adjustments can be found in the RCG 2021 Guidance notes). Where RV is calculated using the comparative method (rental method) the contract size adjustment should be made as follows: Select - SCAT code box "P and M as an addition” within the 2021 Generic Contractors Test Spreadsheet facility. Or Where the spreadsheet is not used take the: Reciprocal of statutory de-capitalisation rate (i.e. 5% reciprocal = 20) multiply by rateable value of the buildings (before any overall end allowances are made and after making a notional deduction for the land value) and add to the ERC of P&M. Use resultant figure to calculate contract size adjustment. (Guidance Notes - Section 6) | Photo 1 - Typical goods hoist with limited load capacity. | - | 1 | TRUE
4229 | 211C92 | 8039 | 211C92 | Lifts | Hoist for Materials | Enclosed, includes shaft | 1500kg | 40.0m/min | Rack and pinion materials hoist (complete unit including motors etc.). Comprising base frame and ground enclosure of mesh steel construction, incorporating sliding mechanically and electrically operated entrance gate, base electrical panel, base mast section, cable basket and bottom buffer. Spring assembly, cage with interlocking gates and drive unit (inside or outside of car), safety devices and cage operator control system. | Considered Not Applicable at time of Publication | (BEAMS Note 1) The ERC for this item should be added to the total of the ERC of the other P&M items on the site and the Buildings ERC (where applicable) to enable the correct contract size adjustment to be made. ERC of P&M Items + ERC of Building Component’s = Total ERC (net figure rateable items only) to which contract size adjustment should be applied The 2023 Generic Contractors Test Spreadsheet has this facility built into the programme - it is recommended you undertake all contractors test valuations using this spreadsheet. (Details on the application of contract size adjustments can be found in the RCG 2023 Guidance notes). Where RV is calculated using the comparative method (rental method) the contract size adjustment should be made as follows: Select - SCAT code box ""P and M as an addition” within the 2023 Generic Contractors Test Spreadsheet facility. Or Where the spreadsheet is not used take the: Reciprocal of statutory de-capitalisation rate (i.e. 5% reciprocal = 20) multiply by rateable value of the buildings (before any overall end allowances are made and after making a notional deduction for the land value) and add to the ERC of P&M. Use resultant figure to calculate contract size adjustment. (Guidance Notes - Section 6) | - | Capacity or max load and speed per minute. Age. | - | - | - | - | - | Photo 1 - Typical goods hoist with limited load capacity. | - | 10382 |  | Each | - | NA | NA | NA | 70292.8583 | Option 3 | 87149.3742 | 23.98% | 79066.7958 | 59755.8619 | -14.99% | -31.43% | 59755.8619 | -14.99% | Indexed | NA | VOA_GPN_GOV_UK\7246041 | 2019-08-30 | Low | - | Medium | Risk taken from previous CG | - | - | NA | SPONS A&B | NA | (BEAMS Note 1) The ERC for this item should be added to the total of the ERC of the other P&M items on the site and the Buildings ERC (where applicable) to enable the correct contract size adjustment to be made. ERC of P&M Items + ERC of Building Component’s = Total ERC (net figure rateable items only) to which contract size adjustment should be applied The 2021 Generic Contractors Test Spreadsheet has this facility built into the programme - it is recommended you undertake all contractors test valuations using this spreadsheet. (Details on the application of contract size adjustments can be found in the RCG 2021 Guidance notes). Where RV is calculated using the comparative method (rental method) the contract size adjustment should be made as follows: Select - SCAT code box "P and M as an addition” within the 2021 Generic Contractors Test Spreadsheet facility. Or Where the spreadsheet is not used take the: Reciprocal of statutory de-capitalisation rate (i.e. 5% reciprocal = 20) multiply by rateable value of the buildings (before any overall end allowances are made and after making a notional deduction for the land value) and add to the ERC of P&M. Use resultant figure to calculate contract size adjustment. (Guidance Notes - Section 6) | Photo 1 - Typical goods hoist with limited load capacity. | - | 1 | TRUE
4230 | 211C93 | 8040 | 211C93 | Lifts | Hoist for Materials | Enclosed, includes shaft | 2000kg | 28.0m/min | Rack and pinion materials hoist (complete unit including motors etc.). Comprising base frame and ground enclosure of mesh steel construction, incorporating sliding mechanically and electrically operated entrance gate, base electrical panel, base mast section, cable basket and bottom buffer. Spring assembly, cage with interlocking gates and drive unit (inside or outside of car), safety devices and cage operator control system. | Considered Not Applicable at time of Publication | (BEAMS Note 1) The ERC for this item should be added to the total of the ERC of the other P&M items on the site and the Buildings ERC (where applicable) to enable the correct contract size adjustment to be made. ERC of P&M Items + ERC of Building Component’s = Total ERC (net figure rateable items only) to which contract size adjustment should be applied The 2023 Generic Contractors Test Spreadsheet has this facility built into the programme - it is recommended you undertake all contractors test valuations using this spreadsheet. (Details on the application of contract size adjustments can be found in the RCG 2023 Guidance notes). Where RV is calculated using the comparative method (rental method) the contract size adjustment should be made as follows: Select - SCAT code box ""P and M as an addition” within the 2023 Generic Contractors Test Spreadsheet facility. Or Where the spreadsheet is not used take the: Reciprocal of statutory de-capitalisation rate (i.e. 5% reciprocal = 20) multiply by rateable value of the buildings (before any overall end allowances are made and after making a notional deduction for the land value) and add to the ERC of P&M. Use resultant figure to calculate contract size adjustment. (Guidance Notes - Section 6) | - | Capacity or max load and speed per minute. Age. | - | - | - | - | - | Photo 1 - Typical goods hoist with limited load capacity. | - | 10382 |  | Each | - | NA | NA | NA | 77981.1397 | Option 3 | 96681.337 | 23.98% | 80302.2144 | 60689.5472 | -22.17% | -37.23% | 60689.5472 | -22.17% | Indexed | NA | VOA_GPN_GOV_UK\7246041 | 2019-08-30 | Low | - | Medium | Risk taken from previous CG | - | - | NA | SPONS A&B | NA | (BEAMS Note 1) The ERC for this item should be added to the total of the ERC of the other P&M items on the site and the Buildings ERC (where applicable) to enable the correct contract size adjustment to be made. ERC of P&M Items + ERC of Building Component’s = Total ERC (net figure rateable items only) to which contract size adjustment should be applied The 2021 Generic Contractors Test Spreadsheet has this facility built into the programme - it is recommended you undertake all contractors test valuations using this spreadsheet. (Details on the application of contract size adjustments can be found in the RCG 2021 Guidance notes). Where RV is calculated using the comparative method (rental method) the contract size adjustment should be made as follows: Select - SCAT code box "P and M as an addition” within the 2021 Generic Contractors Test Spreadsheet facility. Or Where the spreadsheet is not used take the: Reciprocal of statutory de-capitalisation rate (i.e. 5% reciprocal = 20) multiply by rateable value of the buildings (before any overall end allowances are made and after making a notional deduction for the land value) and add to the ERC of P&M. Use resultant figure to calculate contract size adjustment. (Guidance Notes - Section 6) | Photo 1 - Typical goods hoist with limited load capacity. | - | 1 | TRUE
4231 | 211C94 | 8041 | 211C94 | Lifts | Hoist for Materials | Enclosed, includes shaft | 2200kg | 28.0m/min | Rack and pinion materials hoist (complete unit including motors etc.). Comprising base frame and ground enclosure of mesh steel construction, incorporating sliding mechanically and electrically operated entrance gate, base electrical panel, base mast section, cable basket and bottom buffer. Spring assembly, cage with interlocking gates and drive unit (inside or outside of car), safety devices and cage operator control system. | Considered Not Applicable at time of Publication | (BEAMS Note 1) The ERC for this item should be added to the total of the ERC of the other P&M items on the site and the Buildings ERC (where applicable) to enable the correct contract size adjustment to be made. ERC of P&M Items + ERC of Building Component’s = Total ERC (net figure rateable items only) to which contract size adjustment should be applied The 2023 Generic Contractors Test Spreadsheet has this facility built into the programme - it is recommended you undertake all contractors test valuations using this spreadsheet. (Details on the application of contract size adjustments can be found in the RCG 2023 Guidance notes). Where RV is calculated using the comparative method (rental method) the contract size adjustment should be made as follows: Select - SCAT code box ""P and M as an addition” within the 2023 Generic Contractors Test Spreadsheet facility. Or Where the spreadsheet is not used take the: Reciprocal of statutory de-capitalisation rate (i.e. 5% reciprocal = 20) multiply by rateable value of the buildings (before any overall end allowances are made and after making a notional deduction for the land value) and add to the ERC of P&M. Use resultant figure to calculate contract size adjustment. (Guidance Notes - Section 6) | - | Capacity or max load and speed per minute. Age. | - | - | - | - | - | Photo 1 - Typical goods hoist with limited load capacity. | - | 10382 |  | Each | - | NA | NA | NA | 110930.917 | Option 3 | 137532.6062 | 23.98% | 108716.8442 | 82164.3101 | -25.93% | -40.26% | 82164.3101 | -25.93% | Indexed | NA | VOA_GPN_GOV_UK\7246041 | 2019-08-30 | Low | - | Medium | Risk taken from previous CG | - | - | NA | SPONS A&B | NA | (BEAMS Note 1) The ERC for this item should be added to the total of the ERC of the other P&M items on the site and the Buildings ERC (where applicable) to enable the correct contract size adjustment to be made. ERC of P&M Items + ERC of Building Component’s = Total ERC (net figure rateable items only) to which contract size adjustment should be applied The 2021 Generic Contractors Test Spreadsheet has this facility built into the programme - it is recommended you undertake all contractors test valuations using this spreadsheet. (Details on the application of contract size adjustments can be found in the RCG 2021 Guidance notes). Where RV is calculated using the comparative method (rental method) the contract size adjustment should be made as follows: Select - SCAT code box "P and M as an addition” within the 2021 Generic Contractors Test Spreadsheet facility. Or Where the spreadsheet is not used take the: Reciprocal of statutory de-capitalisation rate (i.e. 5% reciprocal = 20) multiply by rateable value of the buildings (before any overall end allowances are made and after making a notional deduction for the land value) and add to the ERC of P&M. Use resultant figure to calculate contract size adjustment. (Guidance Notes - Section 6) | Photo 1 - Typical goods hoist with limited load capacity. | - | 1 | TRUE
4232 | 335W01 | 6798 | 335W01 | Lifts | Moving walkway | Enamelled steel with glass balustrades | 20m x 1m | - | Moving walkway, running a level of 0.5m/sec. Especially in large supermarkets with mezzanine retail levels with a 10o incline. Enamelled steel with glass balustrades. Similar in operation to a standard escalator but has a continuous level strip rather than steps. Also known as 'travellators'. | Considered Not Applicable at time of Publication | (BEAMS Note 1) The ERC for this item should be added to the total of the ERC of the other P&M items on the site and the Buildings ERC (where applicable) to enable the correct contract size adjustment to be made. ERC of P&M Items + ERC of Building Component’s = Total ERC (net figure rateable items only) to which contract size adjustment should be applied The 2023 Generic Contractors Test Spreadsheet has this facility built into the programme - it is recommended you undertake all contractors test valuations using this spreadsheet. (Details on the application of contract size adjustments can be found in the RCG 2023 Guidance notes). Where RV is calculated using the comparative method (rental method) the contract size adjustment should be made as follows: Select - SCAT code box ""P and M as an addition” within the 2023 Generic Contractors Test Spreadsheet facility. Or Where the spreadsheet is not used take the: Reciprocal of statutory de-capitalisation rate (i.e. 5% reciprocal = 20) multiply by rateable value of the buildings (before any overall end allowances are made and after making a notional deduction for the land value) and add to the ERC of P&M. Use resultant figure to calculate contract size adjustment. (Guidance Notes - Section 6) | Cost based on 20m x 1m wide unit. No difference in costs between a level or a 10o inclined installation. | Measure length and width. Note quality. | - | - | - | - | - | - | - | 10388 |  | Each | - | NA | NA | NA | 93028.2047 | Option 2 | 109513.412 | 17.72% | 158716.7969 | 124826.6602 | 34.18% | 13.98% | 124826.6602 | 34.18% | Indexed | NA | VOA_GPN_GOV_UK\7246041 | 2019-08-30 | Low | - | Medium | Risk taken from previous CG | - | - | NA | Supplier/Manufacturer | NA | (BEAMS Note 1) The ERC for this item should be added to the total of the ERC of the other P&M items on the site and the Buildings ERC (where applicable) to enable the correct contract size adjustment to be made. ERC of P&M Items + ERC of Building Component’s = Total ERC (net figure rateable items only) to which contract size adjustment should be applied The 2021 Generic Contractors Test Spreadsheet has this facility built into the programme - it is recommended you undertake all contractors test valuations using this spreadsheet. (Details on the application of contract size adjustments can be found in the RCG 2021 Guidance notes). Where RV is calculated using the comparative method (rental method) the contract size adjustment should be made as follows: Select - SCAT code box "P and M as an addition” within the 2021 Generic Contractors Test Spreadsheet facility. Or Where the spreadsheet is not used take the: Reciprocal of statutory de-capitalisation rate (i.e. 5% reciprocal = 20) multiply by rateable value of the buildings (before any overall end allowances are made and after making a notional deduction for the land value) and add to the ERC of P&M. Use resultant figure to calculate contract size adjustment. (Guidance Notes - Section 6) | - | - | 1 | TRUE
4236 | 33500A | 6771 | 33500A | Lifts | Passenger | Electro-hydraulic | 10 person | 2 - 4 levels | Electro-hydraulic passenger lift excluding lift shaft (see Shafts 33506A - 33506W). | Considered Not Applicable at time of Publication | (BEAMS Note 1) The ERC for this item should be added to the total of the ERC of the other P&M items on the site and the Buildings ERC (where applicable) to enable the correct contract size adjustment to be made. ERC of P&M Items + ERC of Building Component’s = Total ERC (net figure rateable items only) to which contract size adjustment should be applied The 2023 Generic Contractors Test Spreadsheet has this facility built into the programme - it is recommended you undertake all contractors test valuations using this spreadsheet. (Details on the application of contract size adjustments can be found in the RCG 2023 Guidance notes). Where RV is calculated using the comparative method (rental method) the contract size adjustment should be made as follows: Select - SCAT code box ""P and M as an addition” within the 2023 Generic Contractors Test Spreadsheet facility. Or Where the spreadsheet is not used take the: Reciprocal of statutory de-capitalisation rate (i.e. 5% reciprocal = 20) multiply by rateable value of the buildings (before any overall end allowances are made and after making a notional deduction for the land value) and add to the ERC of P&M. Use resultant figure to calculate contract size adjustment. (Guidance Notes - Section 6) | - | Note: Number of persons and number of levels and speed of operation. | - | - | - | - | - | Photo 1 - High quality finish passenger lift (4-6 people). Photo 2 - Typical passenger lift installation of bank of lifts. Photo 3 - Specialised external quality passenger lift. | - | 10378 |  | Each | - | NA | NA | NA | 79079.4656 | Option 3 | 98043.046 | 23.98% | 63186.5725 | 47754.156 | -39.61% | -51.29% | 47754.156 | -39.61% | Indexed | NA | VOA_GPN_GOV_UK\7246041 | 2019-08-30 | Low | - | Medium | Risk taken from previous CG | - | - | NA | SPONS A&B | NA | (BEAMS Note 1) The ERC for this item should be added to the total of the ERC of the other P&M items on the site and the Buildings ERC (where applicable) to enable the correct contract size adjustment to be made. ERC of P&M Items + ERC of Building Component’s = Total ERC (net figure rateable items only) to which contract size adjustment should be applied The 2021 Generic Contractors Test Spreadsheet has this facility built into the programme - it is recommended you undertake all contractors test valuations using this spreadsheet. (Details on the application of contract size adjustments can be found in the RCG 2021 Guidance notes). Where RV is calculated using the comparative method (rental method) the contract size adjustment should be made as follows: Select - SCAT code box "P and M as an addition” within the 2021 Generic Contractors Test Spreadsheet facility. Or Where the spreadsheet is not used take the: Reciprocal of statutory de-capitalisation rate (i.e. 5% reciprocal = 20) multiply by rateable value of the buildings (before any overall end allowances are made and after making a notional deduction for the land value) and add to the ERC of P&M. Use resultant figure to calculate contract size adjustment. (Guidance Notes - Section 6) | Photo 1 - High quality finish passenger lift (4-6 people). Photo 2 - Typical passenger lift installation of bank of lifts. Photo 3 - Specialised external quality passenger lift. | - | 1 | TRUE
4237 | 33500F | 6772 | 33500F | Lifts | Passenger | Electro-hydraulic | 10 person | 3 - 6 levels | Electro-hydraulic passenger lift excluding lift shaft (see Shafts 33506A - 33506W). | Considered Not Applicable at time of Publication | (BEAMS Note 1) The ERC for this item should be added to the total of the ERC of the other P&M items on the site and the Buildings ERC (where applicable) to enable the correct contract size adjustment to be made. ERC of P&M Items + ERC of Building Component’s = Total ERC (net figure rateable items only) to which contract size adjustment should be applied The 2023 Generic Contractors Test Spreadsheet has this facility built into the programme - it is recommended you undertake all contractors test valuations using this spreadsheet. (Details on the application of contract size adjustments can be found in the RCG 2023 Guidance notes). Where RV is calculated using the comparative method (rental method) the contract size adjustment should be made as follows: Select - SCAT code box ""P and M as an addition” within the 2023 Generic Contractors Test Spreadsheet facility. Or Where the spreadsheet is not used take the: Reciprocal of statutory de-capitalisation rate (i.e. 5% reciprocal = 20) multiply by rateable value of the buildings (before any overall end allowances are made and after making a notional deduction for the land value) and add to the ERC of P&M. Use resultant figure to calculate contract size adjustment. (Guidance Notes - Section 6) | - | Note: Number of persons and number of levels and speed of operation. | - | - | - | - | - | Photo 1 - High quality finish passenger lift (4-6 people). Photo 2 - Typical passenger lift installation of bank of lifts. Photo 3 - Specialised external quality passenger lift. | - | 10378 |  | Each | - | NA | NA | NA | 93357.7025 | Option 3 | 115745.2626 | 23.98% | 82242.8404 | 62156.203 | -33.42% | -46.3% | 62156.203 | -33.42% | Indexed | NA | VOA_GPN_GOV_UK\7246041 | 2019-08-30 | Low | - | Medium | Risk taken from previous CG | - | - | NA | SPONS A&B | NA | (BEAMS Note 1) The ERC for this item should be added to the total of the ERC of the other P&M items on the site and the Buildings ERC (where applicable) to enable the correct contract size adjustment to be made. ERC of P&M Items + ERC of Building Component’s = Total ERC (net figure rateable items only) to which contract size adjustment should be applied The 2021 Generic Contractors Test Spreadsheet has this facility built into the programme - it is recommended you undertake all contractors test valuations using this spreadsheet. (Details on the application of contract size adjustments can be found in the RCG 2021 Guidance notes). Where RV is calculated using the comparative method (rental method) the contract size adjustment should be made as follows: Select - SCAT code box "P and M as an addition” within the 2021 Generic Contractors Test Spreadsheet facility. Or Where the spreadsheet is not used take the: Reciprocal of statutory de-capitalisation rate (i.e. 5% reciprocal = 20) multiply by rateable value of the buildings (before any overall end allowances are made and after making a notional deduction for the land value) and add to the ERC of P&M. Use resultant figure to calculate contract size adjustment. (Guidance Notes - Section 6) | Photo 1 - High quality finish passenger lift (4-6 people). Photo 2 - Typical passenger lift installation of bank of lifts. Photo 3 - Specialised external quality passenger lift. | - | 1 | TRUE
4238 | 33500K | 6773 | 33500K | Lifts | Passenger | Electro-hydraulic | 13 person | 2 - 3 levels | Electro-hydraulic passenger lift excluding lift shaft (see Shafts 33506A - 33506W). | Considered Not Applicable at time of Publication | (BEAMS Note 1) The ERC for this item should be added to the total of the ERC of the other P&M items on the site and the Buildings ERC (where applicable) to enable the correct contract size adjustment to be made. ERC of P&M Items + ERC of Building Component’s = Total ERC (net figure rateable items only) to which contract size adjustment should be applied The 2023 Generic Contractors Test Spreadsheet has this facility built into the programme - it is recommended you undertake all contractors test valuations using this spreadsheet. (Details on the application of contract size adjustments can be found in the RCG 2023 Guidance notes). Where RV is calculated using the comparative method (rental method) the contract size adjustment should be made as follows: Select - SCAT code box ""P and M as an addition” within the 2023 Generic Contractors Test Spreadsheet facility. Or Where the spreadsheet is not used take the: Reciprocal of statutory de-capitalisation rate (i.e. 5% reciprocal = 20) multiply by rateable value of the buildings (before any overall end allowances are made and after making a notional deduction for the land value) and add to the ERC of P&M. Use resultant figure to calculate contract size adjustment. (Guidance Notes - Section 6) | - | Note: Number of persons and number of levels and speed of operation. | - | - | - | - | - | Photo 1 - High quality finish passenger lift (4-6 people). Photo 2 - Typical passenger lift installation of bank of lifts. Photo 3 - Specialised external quality passenger lift. | - | 10378 |  | Each | - | NA | NA | NA | 79079.4656 | Option 3 | 98043.046 | 23.98% | 76225.0716 | 57608.1882 | -27.15% | -41.24% | 57608.1882 | -27.15% | Indexed | NA | VOA_GPN_GOV_UK\7246041 | 2019-08-30 | Low | - | Medium | Risk taken from previous CG | - | - | NA | SPONS A&B | NA | (BEAMS Note 1) The ERC for this item should be added to the total of the ERC of the other P&M items on the site and the Buildings ERC (where applicable) to enable the correct contract size adjustment to be made. ERC of P&M Items + ERC of Building Component’s = Total ERC (net figure rateable items only) to which contract size adjustment should be applied The 2021 Generic Contractors Test Spreadsheet has this facility built into the programme - it is recommended you undertake all contractors test valuations using this spreadsheet. (Details on the application of contract size adjustments can be found in the RCG 2021 Guidance notes). Where RV is calculated using the comparative method (rental method) the contract size adjustment should be made as follows: Select - SCAT code box "P and M as an addition” within the 2021 Generic Contractors Test Spreadsheet facility. Or Where the spreadsheet is not used take the: Reciprocal of statutory de-capitalisation rate (i.e. 5% reciprocal = 20) multiply by rateable value of the buildings (before any overall end allowances are made and after making a notional deduction for the land value) and add to the ERC of P&M. Use resultant figure to calculate contract size adjustment. (Guidance Notes - Section 6) | Photo 1 - High quality finish passenger lift (4-6 people). Photo 2 - Typical passenger lift installation of bank of lifts. Photo 3 - Specialised external quality passenger lift. | - | 1 | TRUE
4239 | 33500P | 6774 | 33500P | Lifts | Passenger | Electro-hydraulic | 8 person | 3 levels | Electro-hydraulic passenger lift excluding lift shaft (see Shafts 33506A - 33506W). | Considered Not Applicable at time of Publication | (BEAMS Note 1) The ERC for this item should be added to the total of the ERC of the other P&M items on the site and the Buildings ERC (where applicable) to enable the correct contract size adjustment to be made. ERC of P&M Items + ERC of Building Component’s = Total ERC (net figure rateable items only) to which contract size adjustment should be applied The 2023 Generic Contractors Test Spreadsheet has this facility built into the programme - it is recommended you undertake all contractors test valuations using this spreadsheet. (Details on the application of contract size adjustments can be found in the RCG 2023 Guidance notes). Where RV is calculated using the comparative method (rental method) the contract size adjustment should be made as follows: Select - SCAT code box ""P and M as an addition” within the 2023 Generic Contractors Test Spreadsheet facility. Or Where the spreadsheet is not used take the: Reciprocal of statutory de-capitalisation rate (i.e. 5% reciprocal = 20) multiply by rateable value of the buildings (before any overall end allowances are made and after making a notional deduction for the land value) and add to the ERC of P&M. Use resultant figure to calculate contract size adjustment. (Guidance Notes - Section 6) | - | Note: Number of persons and number of levels and speed of operation. | - | - | - | - | - | Photo 1 - High quality finish passenger lift (4-6 people). Photo 2 - Typical passenger lift installation of bank of lifts. Photo 3 - Specialised external quality passenger lift. | - | 10378 |  | Each | - | NA | NA | NA | 98849.332 | Option 3 | 122553.8075 | 23.98% | 86254.6863 | 65188.2129 | -34.05% | -46.81% | 65188.2129 | -34.05% | Indexed | NA | VOA_GPN_GOV_UK\7246041 | 2019-08-30 | Low | - | Medium | Risk taken from previous CG | - | - | NA | SPONS A&B | NA | (BEAMS Note 1) The ERC for this item should be added to the total of the ERC of the other P&M items on the site and the Buildings ERC (where applicable) to enable the correct contract size adjustment to be made. ERC of P&M Items + ERC of Building Component’s = Total ERC (net figure rateable items only) to which contract size adjustment should be applied The 2021 Generic Contractors Test Spreadsheet has this facility built into the programme - it is recommended you undertake all contractors test valuations using this spreadsheet. (Details on the application of contract size adjustments can be found in the RCG 2021 Guidance notes). Where RV is calculated using the comparative method (rental method) the contract size adjustment should be made as follows: Select - SCAT code box "P and M as an addition” within the 2021 Generic Contractors Test Spreadsheet facility. Or Where the spreadsheet is not used take the: Reciprocal of statutory de-capitalisation rate (i.e. 5% reciprocal = 20) multiply by rateable value of the buildings (before any overall end allowances are made and after making a notional deduction for the land value) and add to the ERC of P&M. Use resultant figure to calculate contract size adjustment. (Guidance Notes - Section 6) | Photo 1 - High quality finish passenger lift (4-6 people). Photo 2 - Typical passenger lift installation of bank of lifts. Photo 3 - Specialised external quality passenger lift. | - | 1 | TRUE
4240 | 33500U | 6778 | 33500U | Lifts | Passenger | Electro-hydraulic | 16 person | 2 levels | Electro-hydraulic passenger lift excluding lift shaft (see Shafts 33506A - 33506W). | Considered Not Applicable at time of Publication | (BEAMS Note 1) The ERC for this item should be added to the total of the ERC of the other P&M items on the site and the Buildings ERC (where applicable) to enable the correct contract size adjustment to be made. ERC of P&M Items + ERC of Building Component’s = Total ERC (net figure rateable items only) to which contract size adjustment should be applied The 2023 Generic Contractors Test Spreadsheet has this facility built into the programme - it is recommended you undertake all contractors test valuations using this spreadsheet. (Details on the application of contract size adjustments can be found in the RCG 2023 Guidance notes). Where RV is calculated using the comparative method (rental method) the contract size adjustment should be made as follows: Select - SCAT code box ""P and M as an addition” within the 2023 Generic Contractors Test Spreadsheet facility. Or Where the spreadsheet is not used take the: Reciprocal of statutory de-capitalisation rate (i.e. 5% reciprocal = 20) multiply by rateable value of the buildings (before any overall end allowances are made and after making a notional deduction for the land value) and add to the ERC of P&M. Use resultant figure to calculate contract size adjustment. (Guidance Notes - Section 6) | - | Note: Number of persons and number of levels and speed of operation. | - | - | - | - | - | Photo 1 - High quality finish passenger lift (4-6 people). Photo 2 - Typical passenger lift installation of bank of lifts. Photo 3 - Specialised external quality passenger lift. | - | 10378 |  | Each | - | NA | NA | NA | 96652.6802 | Option 3 | 119830.3895 | 23.98% | 75723.5909 | 57229.1869 | -40.79% | -52.24% | 57229.1869 | -40.79% | Indexed | NA | VOA_GPN_GOV_UK\7246041 | 2019-08-30 | Low | - | Medium | Risk taken from previous CG | - | - | NA | SPONS A&B | NA | (BEAMS Note 1) The ERC for this item should be added to the total of the ERC of the other P&M items on the site and the Buildings ERC (where applicable) to enable the correct contract size adjustment to be made. ERC of P&M Items + ERC of Building Component’s = Total ERC (net figure rateable items only) to which contract size adjustment should be applied The 2021 Generic Contractors Test Spreadsheet has this facility built into the programme - it is recommended you undertake all contractors test valuations using this spreadsheet. (Details on the application of contract size adjustments can be found in the RCG 2021 Guidance notes). Where RV is calculated using the comparative method (rental method) the contract size adjustment should be made as follows: Select - SCAT code box "P and M as an addition” within the 2021 Generic Contractors Test Spreadsheet facility. Or Where the spreadsheet is not used take the: Reciprocal of statutory de-capitalisation rate (i.e. 5% reciprocal = 20) multiply by rateable value of the buildings (before any overall end allowances are made and after making a notional deduction for the land value) and add to the ERC of P&M. Use resultant figure to calculate contract size adjustment. (Guidance Notes - Section 6) | Photo 1 - High quality finish passenger lift (4-6 people). Photo 2 - Typical passenger lift installation of bank of lifts. Photo 3 - Specialised external quality passenger lift. | - | 1 | TRUE
4241 | 33500Z | 6779 | 33500Z | Lifts | Passenger | Electro-hydraulic | 13 person | 3 - 6 levels | Electro-hydraulic passenger lift excluding lift shaft (see Shafts 33506A - 33506W). | Considered Not Applicable at time of Publication | (BEAMS Note 1) The ERC for this item should be added to the total of the ERC of the other P&M items on the site and the Buildings ERC (where applicable) to enable the correct contract size adjustment to be made. ERC of P&M Items + ERC of Building Component’s = Total ERC (net figure rateable items only) to which contract size adjustment should be applied The 2023 Generic Contractors Test Spreadsheet has this facility built into the programme - it is recommended you undertake all contractors test valuations using this spreadsheet. (Details on the application of contract size adjustments can be found in the RCG 2023 Guidance notes). Where RV is calculated using the comparative method (rental method) the contract size adjustment should be made as follows: Select - SCAT code box ""P and M as an addition” within the 2023 Generic Contractors Test Spreadsheet facility. Or Where the spreadsheet is not used take the: Reciprocal of statutory de-capitalisation rate (i.e. 5% reciprocal = 20) multiply by rateable value of the buildings (before any overall end allowances are made and after making a notional deduction for the land value) and add to the ERC of P&M. Use resultant figure to calculate contract size adjustment. (Guidance Notes - Section 6) | - | Note: Number of persons and number of levels and speed of operation. | - | - | - | - | - | Photo 1 - High quality finish passenger lift (4-6 people). Photo 2 - Typical passenger lift installation of bank of lifts. Photo 3 - Specialised external quality passenger lift. | - | 10378 |  | Each | - | NA | NA | NA | 98849.332 | Option 3 | 122553.8075 | 23.98% | 86254.6863 | 65188.2129 | -34.05% | -46.81% | 65188.2129 | -34.05% | Indexed | NA | VOA_GPN_GOV_UK\7246041 | 2019-08-30 | Low | - | Medium | Risk taken from previous CG | - | - | NA | SPONS A&B | NA | (BEAMS Note 1) The ERC for this item should be added to the total of the ERC of the other P&M items on the site and the Buildings ERC (where applicable) to enable the correct contract size adjustment to be made. ERC of P&M Items + ERC of Building Component’s = Total ERC (net figure rateable items only) to which contract size adjustment should be applied The 2021 Generic Contractors Test Spreadsheet has this facility built into the programme - it is recommended you undertake all contractors test valuations using this spreadsheet. (Details on the application of contract size adjustments can be found in the RCG 2021 Guidance notes). Where RV is calculated using the comparative method (rental method) the contract size adjustment should be made as follows: Select - SCAT code box "P and M as an addition” within the 2021 Generic Contractors Test Spreadsheet facility. Or Where the spreadsheet is not used take the: Reciprocal of statutory de-capitalisation rate (i.e. 5% reciprocal = 20) multiply by rateable value of the buildings (before any overall end allowances are made and after making a notional deduction for the land value) and add to the ERC of P&M. Use resultant figure to calculate contract size adjustment. (Guidance Notes - Section 6) | Photo 1 - High quality finish passenger lift (4-6 people). Photo 2 - Typical passenger lift installation of bank of lifts. Photo 3 - Specialised external quality passenger lift. | - | 1 | TRUE
4242 | 33501A | 6781 | 33501A | Lifts | Passenger | Electro-hydraulic | 21 person | 4 levels | Electro-hydraulic passenger lift excluding lift shaft (see Shafts 33506A - 33506W). | Considered Not Applicable at time of Publication | (BEAMS Note 1) The ERC for this item should be added to the total of the ERC of the other P&M items on the site and the Buildings ERC (where applicable) to enable the correct contract size adjustment to be made. ERC of P&M Items + ERC of Building Component’s = Total ERC (net figure rateable items only) to which contract size adjustment should be applied The 2023 Generic Contractors Test Spreadsheet has this facility built into the programme - it is recommended you undertake all contractors test valuations using this spreadsheet. (Details on the application of contract size adjustments can be found in the RCG 2023 Guidance notes). Where RV is calculated using the comparative method (rental method) the contract size adjustment should be made as follows: Select - SCAT code box ""P and M as an addition” within the 2023 Generic Contractors Test Spreadsheet facility. Or Where the spreadsheet is not used take the: Reciprocal of statutory de-capitalisation rate (i.e. 5% reciprocal = 20) multiply by rateable value of the buildings (before any overall end allowances are made and after making a notional deduction for the land value) and add to the ERC of P&M. Use resultant figure to calculate contract size adjustment. (Guidance Notes - Section 6) | - | Note: Number of persons and number of levels and speed of operation. | - | - | - | - | - | Photo 1 - High quality finish passenger lift (4-6 people). Photo 2 - Typical passenger lift installation of bank of lifts. Photo 3 - Specialised external quality passenger lift. | - | 10378 |  | Each | - | NA | NA | NA | 117520.8725 | Option 3 | 145702.86 | 23.98% | 96284.301 | 72768.2377 | -38.08% | -50.06% | 72768.2377 | -38.08% | Indexed | NA | VOA_GPN_GOV_UK\7246041 | 2019-08-30 | Low | - | Medium | Risk taken from previous CG | - | - | NA | SPONS A&B | NA | (BEAMS Note 1) The ERC for this item should be added to the total of the ERC of the other P&M items on the site and the Buildings ERC (where applicable) to enable the correct contract size adjustment to be made. ERC of P&M Items + ERC of Building Component’s = Total ERC (net figure rateable items only) to which contract size adjustment should be applied The 2021 Generic Contractors Test Spreadsheet has this facility built into the programme - it is recommended you undertake all contractors test valuations using this spreadsheet. (Details on the application of contract size adjustments can be found in the RCG 2021 Guidance notes). Where RV is calculated using the comparative method (rental method) the contract size adjustment should be made as follows: Select - SCAT code box "P and M as an addition” within the 2021 Generic Contractors Test Spreadsheet facility. Or Where the spreadsheet is not used take the: Reciprocal of statutory de-capitalisation rate (i.e. 5% reciprocal = 20) multiply by rateable value of the buildings (before any overall end allowances are made and after making a notional deduction for the land value) and add to the ERC of P&M. Use resultant figure to calculate contract size adjustment. (Guidance Notes - Section 6) | Photo 1 - High quality finish passenger lift (4-6 people). Photo 2 - Typical passenger lift installation of bank of lifts. Photo 3 - Specialised external quality passenger lift. | - | 1 | TRUE
4243 | 33501F | 6782 | 33501F | Lifts | Passenger | Electro-hydraulic | 21 person | 7 - 11 levels | Electro-hydraulic passenger lift excluding lift shaft (see Shafts 33506A - 33506W). | Considered Not Applicable at time of Publication | (BEAMS Note 1) The ERC for this item should be added to the total of the ERC of the other P&M items on the site and the Buildings ERC (where applicable) to enable the correct contract size adjustment to be made. ERC of P&M Items + ERC of Building Component’s = Total ERC (net figure rateable items only) to which contract size adjustment should be applied The 2023 Generic Contractors Test Spreadsheet has this facility built into the programme - it is recommended you undertake all contractors test valuations using this spreadsheet. (Details on the application of contract size adjustments can be found in the RCG 2023 Guidance notes). Where RV is calculated using the comparative method (rental method) the contract size adjustment should be made as follows: Select - SCAT code box ""P and M as an addition” within the 2023 Generic Contractors Test Spreadsheet facility. Or Where the spreadsheet is not used take the: Reciprocal of statutory de-capitalisation rate (i.e. 5% reciprocal = 20) multiply by rateable value of the buildings (before any overall end allowances are made and after making a notional deduction for the land value) and add to the ERC of P&M. Use resultant figure to calculate contract size adjustment. (Guidance Notes - Section 6) | - | Note: Number of persons and number of levels and speed of operation. | - | - | - | - | - | Photo 1 - High quality finish passenger lift (4-6 people). Photo 2 - Typical passenger lift installation of bank of lifts. Photo 3 - Specialised external quality passenger lift. | - | 10378 |  | Each | - | NA | NA | NA | 160355.5831 | Option 3 | 198809.5099 | 23.98% | 145429.4129 | 109910.359 | -31.46% | -44.72% | 109910.359 | -31.46% | Indexed | NA | VOA_GPN_GOV_UK\7246041 | 2019-08-30 | Low | - | Medium | Risk taken from previous CG | - | - | NA | SPONS A&B | NA | (BEAMS Note 1) The ERC for this item should be added to the total of the ERC of the other P&M items on the site and the Buildings ERC (where applicable) to enable the correct contract size adjustment to be made. ERC of P&M Items + ERC of Building Component’s = Total ERC (net figure rateable items only) to which contract size adjustment should be applied The 2021 Generic Contractors Test Spreadsheet has this facility built into the programme - it is recommended you undertake all contractors test valuations using this spreadsheet. (Details on the application of contract size adjustments can be found in the RCG 2021 Guidance notes). Where RV is calculated using the comparative method (rental method) the contract size adjustment should be made as follows: Select - SCAT code box "P and M as an addition” within the 2021 Generic Contractors Test Spreadsheet facility. Or Where the spreadsheet is not used take the: Reciprocal of statutory de-capitalisation rate (i.e. 5% reciprocal = 20) multiply by rateable value of the buildings (before any overall end allowances are made and after making a notional deduction for the land value) and add to the ERC of P&M. Use resultant figure to calculate contract size adjustment. (Guidance Notes - Section 6) | Photo 1 - High quality finish passenger lift (4-6 people). Photo 2 - Typical passenger lift installation of bank of lifts. Photo 3 - Specialised external quality passenger lift. | - | 1 | TRUE
4233 | 335000 | 6769 | 335000 | Lifts | Passenger | Electro-hydraulic | 8 person | 2 - 3 levels | Electro-hydraulic passenger lift excluding lift shaft (see Shafts 33506A - 33506W). | Considered Not Applicable at time of Publication | (BEAMS Note 1) The ERC for this item should be added to the total of the ERC of the other P&M items on the site and the Buildings ERC (where applicable) to enable the correct contract size adjustment to be made. ERC of P&M Items + ERC of Building Component’s = Total ERC (net figure rateable items only) to which contract size adjustment should be applied The 2023 Generic Contractors Test Spreadsheet has this facility built into the programme - it is recommended you undertake all contractors test valuations using this spreadsheet. (Details on the application of contract size adjustments can be found in the RCG 2023 Guidance notes). Where RV is calculated using the comparative method (rental method) the contract size adjustment should be made as follows: Select - SCAT code box ""P and M as an addition” within the 2023 Generic Contractors Test Spreadsheet facility. Or Where the spreadsheet is not used take the: Reciprocal of statutory de-capitalisation rate (i.e. 5% reciprocal = 20) multiply by rateable value of the buildings (before any overall end allowances are made and after making a notional deduction for the land value) and add to the ERC of P&M. Use resultant figure to calculate contract size adjustment. (Guidance Notes - Section 6) | - | Note: Number of persons and number of levels and speed of operation. | - | - | - | - | - | Photo 1 - High quality finish passenger lift (4-6 people). Photo 2 - Typical passenger lift installation of bank of lifts. Photo 3 - Specialised external quality passenger lift. | - | 10378 |  | Each | - | NA | NA | NA | 68096.2065 | Option 3 | 84425.9563 | 23.98% | 58171.7652 | 43964.1436 | -35.44% | -47.93% | 43964.1436 | -35.44% | Indexed | NA | VOA_GPN_GOV_UK\7246041 | 2019-08-30 | Low | - | Medium | Risk taken from previous CG | - | - | NA | SPONS A&B | NA | (BEAMS Note 1) The ERC for this item should be added to the total of the ERC of the other P&M items on the site and the Buildings ERC (where applicable) to enable the correct contract size adjustment to be made. ERC of P&M Items + ERC of Building Component’s = Total ERC (net figure rateable items only) to which contract size adjustment should be applied The 2021 Generic Contractors Test Spreadsheet has this facility built into the programme - it is recommended you undertake all contractors test valuations using this spreadsheet. (Details on the application of contract size adjustments can be found in the RCG 2021 Guidance notes). Where RV is calculated using the comparative method (rental method) the contract size adjustment should be made as follows: Select - SCAT code box "P and M as an addition” within the 2021 Generic Contractors Test Spreadsheet facility. Or Where the spreadsheet is not used take the: Reciprocal of statutory de-capitalisation rate (i.e. 5% reciprocal = 20) multiply by rateable value of the buildings (before any overall end allowances are made and after making a notional deduction for the land value) and add to the ERC of P&M. Use resultant figure to calculate contract size adjustment. (Guidance Notes - Section 6) | Photo 1 - High quality finish passenger lift (4-6 people). Photo 2 - Typical passenger lift installation of bank of lifts. Photo 3 - Specialised external quality passenger lift. | - | 1 | TRUE
4234 | 335005 | 6770 | 335005 | Lifts | Passenger | Electro-hydraulic | 9 person | 3 - 5 levels | Electro-hydraulic passenger lift excluding lift shaft (see Shafts 33506A - 33506W). | Considered Not Applicable at time of Publication | (BEAMS Note 1) The ERC for this item should be added to the total of the ERC of the other P&M items on the site and the Buildings ERC (where applicable) to enable the correct contract size adjustment to be made. ERC of P&M Items + ERC of Building Component’s = Total ERC (net figure rateable items only) to which contract size adjustment should be applied The 2023 Generic Contractors Test Spreadsheet has this facility built into the programme - it is recommended you undertake all contractors test valuations using this spreadsheet. (Details on the application of contract size adjustments can be found in the RCG 2023 Guidance notes). Where RV is calculated using the comparative method (rental method) the contract size adjustment should be made as follows: Select - SCAT code box ""P and M as an addition” within the 2023 Generic Contractors Test Spreadsheet facility. Or Where the spreadsheet is not used take the: Reciprocal of statutory de-capitalisation rate (i.e. 5% reciprocal = 20) multiply by rateable value of the buildings (before any overall end allowances are made and after making a notional deduction for the land value) and add to the ERC of P&M. Use resultant figure to calculate contract size adjustment. (Guidance Notes - Section 6) | - | Note: Number of persons and number of levels and speed of operation. | - | - | - | - | - | Photo 1 - High quality finish passenger lift (4-6 people). Photo 2 - Typical passenger lift installation of bank of lifts. Photo 3 - Specialised external quality passenger lift. | - | 10378 |  | Each | - | NA | NA | NA | 75784.4879 | Option 3 | 93957.9191 | 23.98% | 63186.5725 | 47754.156 | -36.99% | -49.17% | 47754.156 | -36.99% | Indexed | NA | VOA_GPN_GOV_UK\7246041 | 2019-08-30 | Low | - | Medium | Risk taken from previous CG | - | - | NA | SPONS A&B | NA | (BEAMS Note 1) The ERC for this item should be added to the total of the ERC of the other P&M items on the site and the Buildings ERC (where applicable) to enable the correct contract size adjustment to be made. ERC of P&M Items + ERC of Building Component’s = Total ERC (net figure rateable items only) to which contract size adjustment should be applied The 2021 Generic Contractors Test Spreadsheet has this facility built into the programme - it is recommended you undertake all contractors test valuations using this spreadsheet. (Details on the application of contract size adjustments can be found in the RCG 2021 Guidance notes). Where RV is calculated using the comparative method (rental method) the contract size adjustment should be made as follows: Select - SCAT code box "P and M as an addition” within the 2021 Generic Contractors Test Spreadsheet facility. Or Where the spreadsheet is not used take the: Reciprocal of statutory de-capitalisation rate (i.e. 5% reciprocal = 20) multiply by rateable value of the buildings (before any overall end allowances are made and after making a notional deduction for the land value) and add to the ERC of P&M. Use resultant figure to calculate contract size adjustment. (Guidance Notes - Section 6) | Photo 1 - High quality finish passenger lift (4-6 people). Photo 2 - Typical passenger lift installation of bank of lifts. Photo 3 - Specialised external quality passenger lift. | - | 1 | TRUE
4235 | 335015 | 6780 | 335015 | Lifts | Passenger | Electro-hydraulic | 16 person | 7 - 11 levels | Electro-hydraulic passenger lift excluding lift shaft (see Shafts 33506A - 33506W). | Considered Not Applicable at time of Publication | (BEAMS Note 1) The ERC for this item should be added to the total of the ERC of the other P&M items on the site and the Buildings ERC (where applicable) to enable the correct contract size adjustment to be made. ERC of P&M Items + ERC of Building Component’s = Total ERC (net figure rateable items only) to which contract size adjustment should be applied The 2023 Generic Contractors Test Spreadsheet has this facility built into the programme - it is recommended you undertake all contractors test valuations using this spreadsheet. (Details on the application of contract size adjustments can be found in the RCG 2023 Guidance notes). Where RV is calculated using the comparative method (rental method) the contract size adjustment should be made as follows: Select - SCAT code box ""P and M as an addition” within the 2023 Generic Contractors Test Spreadsheet facility. Or Where the spreadsheet is not used take the: Reciprocal of statutory de-capitalisation rate (i.e. 5% reciprocal = 20) multiply by rateable value of the buildings (before any overall end allowances are made and after making a notional deduction for the land value) and add to the ERC of P&M. Use resultant figure to calculate contract size adjustment. (Guidance Notes - Section 6) | - | Note: Number of persons and number of levels and speed of operation. | - | - | - | - | - | Photo 1 - High quality finish passenger lift (4-6 people). Photo 2 - Typical passenger lift installation of bank of lifts. Photo 3 - Specialised external quality passenger lift. | - | 10378 |  | Each | - | NA | NA | NA | 162552.2349 | Option 3 | 201532.9278 | 23.98% | 127877.5872 | 96645.3157 | -40.55% | -52.04% | 96645.3157 | -40.55% | Indexed | NA | VOA_GPN_GOV_UK\7246041 | 2019-08-30 | Low | - | Medium | Risk taken from previous CG | - | - | NA | SPONS A&B | NA | (BEAMS Note 1) The ERC for this item should be added to the total of the ERC of the other P&M items on the site and the Buildings ERC (where applicable) to enable the correct contract size adjustment to be made. ERC of P&M Items + ERC of Building Component’s = Total ERC (net figure rateable items only) to which contract size adjustment should be applied The 2021 Generic Contractors Test Spreadsheet has this facility built into the programme - it is recommended you undertake all contractors test valuations using this spreadsheet. (Details on the application of contract size adjustments can be found in the RCG 2021 Guidance notes). Where RV is calculated using the comparative method (rental method) the contract size adjustment should be made as follows: Select - SCAT code box "P and M as an addition” within the 2021 Generic Contractors Test Spreadsheet facility. Or Where the spreadsheet is not used take the: Reciprocal of statutory de-capitalisation rate (i.e. 5% reciprocal = 20) multiply by rateable value of the buildings (before any overall end allowances are made and after making a notional deduction for the land value) and add to the ERC of P&M. Use resultant figure to calculate contract size adjustment. (Guidance Notes - Section 6) | Photo 1 - High quality finish passenger lift (4-6 people). Photo 2 - Typical passenger lift installation of bank of lifts. Photo 3 - Specialised external quality passenger lift. | - | 1 | TRUE
4244 | 211B01 | 7981 | 211B01 | Lifts | Passenger and Goods | Hydraulic drive - inc. All fittings and fixtures | Av. Quality. Passenger - 6 persons - 450 kg | Floor 2 - cage size 1.10m x 1.10m | Electro-hydraulic passenger/goods lift - excluding lift shaft (see Shafts 33506A 33506W). | Considered Not Applicable at time of Publication | (BEAMS Note 1) The ERC for this item should be added to the total of the ERC of the other P&M items on the site and the Buildings ERC (where applicable) to enable the correct contract size adjustment to be made. ERC of P&M Items + ERC of Building Component’s = Total ERC (net figure rateable items only) to which contract size adjustment should be applied The 2023 Generic Contractors Test Spreadsheet has this facility built into the programme - it is recommended you undertake all contractors test valuations using this spreadsheet. (Details on the application of contract size adjustments can be found in the RCG 2023 Guidance notes). Where RV is calculated using the comparative method (rental method) the contract size adjustment should be made as follows: Select - SCAT code box ""P and M as an addition” within the 2023 Generic Contractors Test Spreadsheet facility. Or Where the spreadsheet is not used take the: Reciprocal of statutory de-capitalisation rate (i.e. 5% reciprocal = 20) multiply by rateable value of the buildings (before any overall end allowances are made and after making a notional deduction for the land value) and add to the ERC of P&M. Use resultant figure to calculate contract size adjustment. (Guidance Notes - Section 6) | - | Note: Number of persons and number of levels. Age and weight limits. | - | - | - | - | - | Photo 1 - Interior of passenger lift. | - | 10385 |  | Each | - | NA | NA | NA | 81675.3506 | Option 3 | 101261.4348 | 23.98% | 55162.8808 | 41690.1362 | -48.96% | -58.83% | 41690.1362 | -48.96% | Indexed | NA | VOA_GPN_GOV_UK\7246041 | 2019-08-30 | Low | - | Medium | Risk taken from previous CG | - | - | NA | SPONS A&B | NA | (BEAMS Note 1) The ERC for this item should be added to the total of the ERC of the other P&M items on the site and the Buildings ERC (where applicable) to enable the correct contract size adjustment to be made. ERC of P&M Items + ERC of Building Component’s = Total ERC (net figure rateable items only) to which contract size adjustment should be applied The 2021 Generic Contractors Test Spreadsheet has this facility built into the programme - it is recommended you undertake all contractors test valuations using this spreadsheet. (Details on the application of contract size adjustments can be found in the RCG 2021 Guidance notes). Where RV is calculated using the comparative method (rental method) the contract size adjustment should be made as follows: Select - SCAT code box "P and M as an addition” within the 2021 Generic Contractors Test Spreadsheet facility. Or Where the spreadsheet is not used take the: Reciprocal of statutory de-capitalisation rate (i.e. 5% reciprocal = 20) multiply by rateable value of the buildings (before any overall end allowances are made and after making a notional deduction for the land value) and add to the ERC of P&M. Use resultant figure to calculate contract size adjustment. (Guidance Notes - Section 6) | Photo 1 - Interior of passenger lift. | - | 1 | TRUE
4245 | 211B02 | 3625 | 211B02 | Lifts | Passenger and Goods | Hydraulic drive - inc. All fittings and fixtures | Av. Quality. Passenger - 8 persons - 630 kg | Floor 2 - cage size 1.10m x 1.40m | Electro-hydraulic passenger/goods lift - excluding lift shaft (see Shafts 33506A 33506W). | Considered Not Applicable at time of Publication | (BEAMS Note 1) The ERC for this item should be added to the total of the ERC of the other P&M items on the site and the Buildings ERC (where applicable) to enable the correct contract size adjustment to be made. ERC of P&M Items + ERC of Building Component’s = Total ERC (net figure rateable items only) to which contract size adjustment should be applied The 2023 Generic Contractors Test Spreadsheet has this facility built into the programme - it is recommended you undertake all contractors test valuations using this spreadsheet. (Details on the application of contract size adjustments can be found in the RCG 2023 Guidance notes). Where RV is calculated using the comparative method (rental method) the contract size adjustment should be made as follows: Select - SCAT code box ""P and M as an addition” within the 2023 Generic Contractors Test Spreadsheet facility. Or Where the spreadsheet is not used take the: Reciprocal of statutory de-capitalisation rate (i.e. 5% reciprocal = 20) multiply by rateable value of the buildings (before any overall end allowances are made and after making a notional deduction for the land value) and add to the ERC of P&M. Use resultant figure to calculate contract size adjustment. (Guidance Notes - Section 6) | - | Note: Number of persons and number of levels. Age and weight limits. | - | - | - | - | - | Photo 1 - Interior of passenger lift. | - | 10385 |  | Each | - | NA | NA | NA | 92670.1093 | Option 3 | 114892.7818 | 23.98% | 57369.396 | 43357.7416 | -53.21% | -62.26% | 43357.7416 | -53.21% | Indexed | NA | VOA_GPN_GOV_UK\7246041 | 2019-08-30 | Low | - | Medium | Risk taken from previous CG | - | - | NA | SPONS A&B | NA | (BEAMS Note 1) The ERC for this item should be added to the total of the ERC of the other P&M items on the site and the Buildings ERC (where applicable) to enable the correct contract size adjustment to be made. ERC of P&M Items + ERC of Building Component’s = Total ERC (net figure rateable items only) to which contract size adjustment should be applied The 2021 Generic Contractors Test Spreadsheet has this facility built into the programme - it is recommended you undertake all contractors test valuations using this spreadsheet. (Details on the application of contract size adjustments can be found in the RCG 2021 Guidance notes). Where RV is calculated using the comparative method (rental method) the contract size adjustment should be made as follows: Select - SCAT code box "P and M as an addition” within the 2021 Generic Contractors Test Spreadsheet facility. Or Where the spreadsheet is not used take the: Reciprocal of statutory de-capitalisation rate (i.e. 5% reciprocal = 20) multiply by rateable value of the buildings (before any overall end allowances are made and after making a notional deduction for the land value) and add to the ERC of P&M. Use resultant figure to calculate contract size adjustment. (Guidance Notes - Section 6) | Photo 1 - Interior of passenger lift. | - | 1 | TRUE
4246 | 211B03 | 7986 | 211B03 | Lifts | Passenger and Goods | Hydraulic drive - inc. All fittings and fixtures | Av. Quality. Passenger - 13 persons - 1000 kg | Floor 2 - cage size 1.10m x 2.10m | Electro-hydraulic passenger/goods lift - excluding lift shaft (see Shafts 33506A 33506W). | Considered Not Applicable at time of Publication | (BEAMS Note 1) The ERC for this item should be added to the total of the ERC of the other P&M items on the site and the Buildings ERC (where applicable) to enable the correct contract size adjustment to be made. ERC of P&M Items + ERC of Building Component’s = Total ERC (net figure rateable items only) to which contract size adjustment should be applied The 2023 Generic Contractors Test Spreadsheet has this facility built into the programme - it is recommended you undertake all contractors test valuations using this spreadsheet. (Details on the application of contract size adjustments can be found in the RCG 2023 Guidance notes). Where RV is calculated using the comparative method (rental method) the contract size adjustment should be made as follows: Select - SCAT code box ""P and M as an addition” within the 2023 Generic Contractors Test Spreadsheet facility. Or Where the spreadsheet is not used take the: Reciprocal of statutory de-capitalisation rate (i.e. 5% reciprocal = 20) multiply by rateable value of the buildings (before any overall end allowances are made and after making a notional deduction for the land value) and add to the ERC of P&M. Use resultant figure to calculate contract size adjustment. (Guidance Notes - Section 6) | - | Note: Number of persons and number of levels. Age and weight limits. | - | - | - | - | - | Photo 1 - Interior of passenger lift. | - | 10385 |  | Each | - | NA | NA | NA | 113088.947 | Option 3 | 140208.1405 | 23.98% | 65092.1993 | 49194.3607 | -56.5% | -64.91% | 49194.3607 | -56.5% | Indexed | NA | VOA_GPN_GOV_UK\7246041 | 2019-08-30 | Low | - | Medium | Risk taken from previous CG | - | - | NA | SPONS A&B | NA | (BEAMS Note 1) The ERC for this item should be added to the total of the ERC of the other P&M items on the site and the Buildings ERC (where applicable) to enable the correct contract size adjustment to be made. ERC of P&M Items + ERC of Building Component’s = Total ERC (net figure rateable items only) to which contract size adjustment should be applied The 2021 Generic Contractors Test Spreadsheet has this facility built into the programme - it is recommended you undertake all contractors test valuations using this spreadsheet. (Details on the application of contract size adjustments can be found in the RCG 2021 Guidance notes). Where RV is calculated using the comparative method (rental method) the contract size adjustment should be made as follows: Select - SCAT code box "P and M as an addition” within the 2021 Generic Contractors Test Spreadsheet facility. Or Where the spreadsheet is not used take the: Reciprocal of statutory de-capitalisation rate (i.e. 5% reciprocal = 20) multiply by rateable value of the buildings (before any overall end allowances are made and after making a notional deduction for the land value) and add to the ERC of P&M. Use resultant figure to calculate contract size adjustment. (Guidance Notes - Section 6) | Photo 1 - Interior of passenger lift. | - | 1 | TRUE
4247 | 211B05 | 3882 | 211B05 | Lifts | Passenger and Goods | Hydraulic drive - inc. All fittings and fixtures | Best quality. Passenger - 8 persons - 6300 kg | Floor 3 - cage size 1.10m x 1.40m | Electro-hydraulic passenger/goods lift - excluding lift shaft (see Shafts 33506A 33506W). | Considered Not Applicable at time of Publication | (BEAMS Note 1) The ERC for this item should be added to the total of the ERC of the other P&M items on the site and the Buildings ERC (where applicable) to enable the correct contract size adjustment to be made. ERC of P&M Items + ERC of Building Component’s = Total ERC (net figure rateable items only) to which contract size adjustment should be applied The 2023 Generic Contractors Test Spreadsheet has this facility built into the programme - it is recommended you undertake all contractors test valuations using this spreadsheet. (Details on the application of contract size adjustments can be found in the RCG 2023 Guidance notes). Where RV is calculated using the comparative method (rental method) the contract size adjustment should be made as follows: Select - SCAT code box ""P and M as an addition” within the 2023 Generic Contractors Test Spreadsheet facility. Or Where the spreadsheet is not used take the: Reciprocal of statutory de-capitalisation rate (i.e. 5% reciprocal = 20) multiply by rateable value of the buildings (before any overall end allowances are made and after making a notional deduction for the land value) and add to the ERC of P&M. Use resultant figure to calculate contract size adjustment. (Guidance Notes - Section 6) | - | Note: Number of persons and number of levels. Age and weight limits. | - | - | - | - | - | Photo 1 - Interior of passenger lift. | - | 10385 |  | Each | - | NA | NA | NA | 75392.6313 | Option 3 | 93472.0937 | 23.98% | 70608.4874 | 53363.3743 | -29.22% | -42.91% | 53363.3743 | -29.22% | Indexed | NA | VOA_GPN_GOV_UK\7246041 | 2019-08-30 | Low | - | Medium | Risk taken from previous CG | - | - | NA | SPONS A&B | NA | (BEAMS Note 1) The ERC for this item should be added to the total of the ERC of the other P&M items on the site and the Buildings ERC (where applicable) to enable the correct contract size adjustment to be made. ERC of P&M Items + ERC of Building Component’s = Total ERC (net figure rateable items only) to which contract size adjustment should be applied The 2021 Generic Contractors Test Spreadsheet has this facility built into the programme - it is recommended you undertake all contractors test valuations using this spreadsheet. (Details on the application of contract size adjustments can be found in the RCG 2021 Guidance notes). Where RV is calculated using the comparative method (rental method) the contract size adjustment should be made as follows: Select - SCAT code box "P and M as an addition” within the 2021 Generic Contractors Test Spreadsheet facility. Or Where the spreadsheet is not used take the: Reciprocal of statutory de-capitalisation rate (i.e. 5% reciprocal = 20) multiply by rateable value of the buildings (before any overall end allowances are made and after making a notional deduction for the land value) and add to the ERC of P&M. Use resultant figure to calculate contract size adjustment. (Guidance Notes - Section 6) | Photo 1 - Interior of passenger lift. | - | 1 | TRUE
4248 | 211B06 | 3805 | 211B06 | Lifts | Passenger and Goods | Hydraulic drive - inc. All fittings and fixtures | Best quality. Passenger - 6 persons - 320 kg | Floor 2 - cage size 850m x 1.08m | Electro-hydraulic passenger/goods lift - excluding lift shaft (see Shafts 33506A 33506W). | Considered Not Applicable at time of Publication | (BEAMS Note 1) The ERC for this item should be added to the total of the ERC of the other P&M items on the site and the Buildings ERC (where applicable) to enable the correct contract size adjustment to be made. ERC of P&M Items + ERC of Building Component’s = Total ERC (net figure rateable items only) to which contract size adjustment should be applied The 2023 Generic Contractors Test Spreadsheet has this facility built into the programme - it is recommended you undertake all contractors test valuations using this spreadsheet. (Details on the application of contract size adjustments can be found in the RCG 2023 Guidance notes). Where RV is calculated using the comparative method (rental method) the contract size adjustment should be made as follows: Select - SCAT code box ""P and M as an addition” within the 2023 Generic Contractors Test Spreadsheet facility. Or Where the spreadsheet is not used take the: Reciprocal of statutory de-capitalisation rate (i.e. 5% reciprocal = 20) multiply by rateable value of the buildings (before any overall end allowances are made and after making a notional deduction for the land value) and add to the ERC of P&M. Use resultant figure to calculate contract size adjustment. (Guidance Notes - Section 6) | - | Note: Number of persons and number of levels. Age and weight limits. | - | - | - | - | - | Photo 1 - Interior of passenger lift. | - | 10385 |  | Each | - | NA | NA | NA | 59685.8331 | Option 3 | 73998.7408 | 23.98% | 55162.8808 | 41690.1362 | -30.15% | -43.66% | 41690.1362 | -30.15% | Indexed | NA | VOA_GPN_GOV_UK\7246041 | 2019-08-30 | Low | - | Medium | Risk taken from previous CG | - | - | NA | SPONS A&B | NA | (BEAMS Note 1) The ERC for this item should be added to the total of the ERC of the other P&M items on the site and the Buildings ERC (where applicable) to enable the correct contract size adjustment to be made. ERC of P&M Items + ERC of Building Component’s = Total ERC (net figure rateable items only) to which contract size adjustment should be applied The 2021 Generic Contractors Test Spreadsheet has this facility built into the programme - it is recommended you undertake all contractors test valuations using this spreadsheet. (Details on the application of contract size adjustments can be found in the RCG 2021 Guidance notes). Where RV is calculated using the comparative method (rental method) the contract size adjustment should be made as follows: Select - SCAT code box "P and M as an addition” within the 2021 Generic Contractors Test Spreadsheet facility. Or Where the spreadsheet is not used take the: Reciprocal of statutory de-capitalisation rate (i.e. 5% reciprocal = 20) multiply by rateable value of the buildings (before any overall end allowances are made and after making a notional deduction for the land value) and add to the ERC of P&M. Use resultant figure to calculate contract size adjustment. (Guidance Notes - Section 6) | Photo 1 - Interior of passenger lift. | - | 1 | TRUE
4249 | 211B07 | 3630 | 211B07 | Lifts | Passenger and Goods | Hydraulic drive - inc. All fittings and fixtures | Best quality. Passenger - 6 persons - 800 kg | Floor 4 - cage size 1.40m x 1.40m | Electro-hydraulic passenger/goods lift - excluding lift shaft (see Shafts 33506A 33506W). | Considered Not Applicable at time of Publication | (BEAMS Note 1) The ERC for this item should be added to the total of the ERC of the other P&M items on the site and the Buildings ERC (where applicable) to enable the correct contract size adjustment to be made. ERC of P&M Items + ERC of Building Component’s = Total ERC (net figure rateable items only) to which contract size adjustment should be applied The 2023 Generic Contractors Test Spreadsheet has this facility built into the programme - it is recommended you undertake all contractors test valuations using this spreadsheet. (Details on the application of contract size adjustments can be found in the RCG 2023 Guidance notes). Where RV is calculated using the comparative method (rental method) the contract size adjustment should be made as follows: Select - SCAT code box ""P and M as an addition” within the 2023 Generic Contractors Test Spreadsheet facility. Or Where the spreadsheet is not used take the: Reciprocal of statutory de-capitalisation rate (i.e. 5% reciprocal = 20) multiply by rateable value of the buildings (before any overall end allowances are made and after making a notional deduction for the land value) and add to the ERC of P&M. Use resultant figure to calculate contract size adjustment. (Guidance Notes - Section 6) | - | Note: Number of persons and number of levels. Age and weight limits. | - | - | - | - | - | Photo 1 - Interior of passenger lift. | - | 10385 |  | Each | - | NA | NA | NA | 86387.3901 | Option 3 | 107103.4407 | 23.98% | 76124.7754 | 57532.3879 | -33.4% | -46.28% | 57532.3879 | -33.4% | Indexed | NA | VOA_GPN_GOV_UK\7246041 | 2019-08-30 | Low | - | Medium | Risk taken from previous CG | - | - | NA | SPONS A&B | NA | (BEAMS Note 1) The ERC for this item should be added to the total of the ERC of the other P&M items on the site and the Buildings ERC (where applicable) to enable the correct contract size adjustment to be made. ERC of P&M Items + ERC of Building Component’s = Total ERC (net figure rateable items only) to which contract size adjustment should be applied The 2021 Generic Contractors Test Spreadsheet has this facility built into the programme - it is recommended you undertake all contractors test valuations using this spreadsheet. (Details on the application of contract size adjustments can be found in the RCG 2021 Guidance notes). Where RV is calculated using the comparative method (rental method) the contract size adjustment should be made as follows: Select - SCAT code box "P and M as an addition” within the 2021 Generic Contractors Test Spreadsheet facility. Or Where the spreadsheet is not used take the: Reciprocal of statutory de-capitalisation rate (i.e. 5% reciprocal = 20) multiply by rateable value of the buildings (before any overall end allowances are made and after making a notional deduction for the land value) and add to the ERC of P&M. Use resultant figure to calculate contract size adjustment. (Guidance Notes - Section 6) | Photo 1 - Interior of passenger lift. | - | 1 | TRUE
4250 | 33506A | 6786 | 33506A | Lifts | Shafts | 1.3m x 1.4m | 6.4m ht for goods or passenger lifts | 2 floors | Shafts for goods or passenger lifts serving floors at 3m intervals and constructed of steel stanchions, beams and braces with brick infill 225mm thick. Motor room constructed of steel frame with profiled steel sheeting enclosure. Pit formed in concrete, including bases for lift shaft stanchions. Cost of lift not included. | Location Adjustment Applicable (See Guidance Notes) - ERC = UK mean of 1.00 | (BEAMS Note 1) The ERC for this item should be added to the total of the ERC of the other P&M items on the site and the Buildings ERC (where applicable) to enable the correct contract size adjustment to be made. ERC of P&M Items + ERC of Building Component’s = Total ERC (net figure rateable items only) to which contract size adjustment should be applied The 2023 Generic Contractors Test Spreadsheet has this facility built into the programme - it is recommended you undertake all contractors test valuations using this spreadsheet. (Details on the application of contract size adjustments can be found in the RCG 2023 Guidance notes). Where RV is calculated using the comparative method (rental method) the contract size adjustment should be made as follows: Select - SCAT code box ""P and M as an addition” within the 2023 Generic Contractors Test Spreadsheet facility. Or Where the spreadsheet is not used take the: Reciprocal of statutory de-capitalisation rate (i.e. 5% reciprocal = 20) multiply by rateable value of the buildings (before any overall end allowances are made and after making a notional deduction for the land value) and add to the ERC of P&M. Use resultant figure to calculate contract size adjustment. (Guidance Notes - Section 6) | 1300mm x 1400mm, 2 floors and 6400mm high. | External dimensions of shaft with total height of shaft and number of floors serviced. | - | - | - | - | - | Photo 1 - Lift shaft constructed to contain lift car and drives to service different floor levels. | - | 10380 |  | Each | - | NA | NA | NA | 19143.8206 | Option 2 | 23734.5874 | 23.98% | 29760.3742 | 22491.8285 | 17.49% | -5.236% | 22491.8285 | 17.49% | Indexed | NA | VOA_GPN_GOV_UK\7246041 | 2019-08-30 | Low | - | Medium | Risk taken from previous CG | - | - | NA | SPONS A&B | NA | (BEAMS Note 1) The ERC for this item should be added to the total of the ERC of the other P&M items on the site and the Buildings ERC (where applicable) to enable the correct contract size adjustment to be made. ERC of P&M Items + ERC of Building Component’s = Total ERC (net figure rateable items only) to which contract size adjustment should be applied The 2021 Generic Contractors Test Spreadsheet has this facility built into the programme - it is recommended you undertake all contractors test valuations using this spreadsheet. (Details on the application of contract size adjustments can be found in the RCG 2021 Guidance notes). Where RV is calculated using the comparative method (rental method) the contract size adjustment should be made as follows: Select - SCAT code box "P and M as an addition” within the 2021 Generic Contractors Test Spreadsheet facility. Or Where the spreadsheet is not used take the: Reciprocal of statutory de-capitalisation rate (i.e. 5% reciprocal = 20) multiply by rateable value of the buildings (before any overall end allowances are made and after making a notional deduction for the land value) and add to the ERC of P&M. Use resultant figure to calculate contract size adjustment. (Guidance Notes - Section 6) | Photo 1 - Lift shaft constructed to contain lift car and drives to service different floor levels. | - | 1 | TRUE
4251 | 33506F | 6787 | 33506F | Lifts | Shafts | 1.45m x 1.45m | 6.4m ht for goods or passenger lifts | 2 floors | Shafts for goods or passenger lifts serving floors at 3m intervals and constructed of steel stanchions, beams and braces with brick infill 225mm thick. Motor room constructed of steel frame with profiled steel sheeting enclosure. Pit formed in concrete, including bases for lift shaft stanchions. Cost of lift not included. | Location Adjustment Applicable (See Guidance Notes) - ERC = UK mean of 1.00 | (BEAMS Note 1) The ERC for this item should be added to the total of the ERC of the other P&M items on the site and the Buildings ERC (where applicable) to enable the correct contract size adjustment to be made. ERC of P&M Items + ERC of Building Component’s = Total ERC (net figure rateable items only) to which contract size adjustment should be applied The 2023 Generic Contractors Test Spreadsheet has this facility built into the programme - it is recommended you undertake all contractors test valuations using this spreadsheet. (Details on the application of contract size adjustments can be found in the RCG 2023 Guidance notes). Where RV is calculated using the comparative method (rental method) the contract size adjustment should be made as follows: Select - SCAT code box ""P and M as an addition” within the 2023 Generic Contractors Test Spreadsheet facility. Or Where the spreadsheet is not used take the: Reciprocal of statutory de-capitalisation rate (i.e. 5% reciprocal = 20) multiply by rateable value of the buildings (before any overall end allowances are made and after making a notional deduction for the land value) and add to the ERC of P&M. Use resultant figure to calculate contract size adjustment. (Guidance Notes - Section 6) | 1300mm x 1400mm, 2 floors and 6400mm high. | External dimensions of shaft with total height of shaft and number of floors serviced. | - | - | - | - | - | Photo 1 - Lift shaft constructed to contain lift car and drives to service different floor levels. | - | 10380 |  | Each | - | NA | NA | NA | 20066.4144 | Option 2 | 24878.4229 | 23.98% | 31194.6091 | 23575.772 | 17.49% | -5.236% | 23575.772 | 17.49% | Indexed | NA | VOA_GPN_GOV_UK\7246041 | 2019-08-30 | Low | - | Medium | Risk taken from previous CG | - | - | NA | SPONS A&B | NA | (BEAMS Note 1) The ERC for this item should be added to the total of the ERC of the other P&M items on the site and the Buildings ERC (where applicable) to enable the correct contract size adjustment to be made. ERC of P&M Items + ERC of Building Component’s = Total ERC (net figure rateable items only) to which contract size adjustment should be applied The 2021 Generic Contractors Test Spreadsheet has this facility built into the programme - it is recommended you undertake all contractors test valuations using this spreadsheet. (Details on the application of contract size adjustments can be found in the RCG 2021 Guidance notes). Where RV is calculated using the comparative method (rental method) the contract size adjustment should be made as follows: Select - SCAT code box "P and M as an addition” within the 2021 Generic Contractors Test Spreadsheet facility. Or Where the spreadsheet is not used take the: Reciprocal of statutory de-capitalisation rate (i.e. 5% reciprocal = 20) multiply by rateable value of the buildings (before any overall end allowances are made and after making a notional deduction for the land value) and add to the ERC of P&M. Use resultant figure to calculate contract size adjustment. (Guidance Notes - Section 6) | Photo 1 - Lift shaft constructed to contain lift car and drives to service different floor levels. | - | 1 | TRUE
4252 | 33506S | 6790 | 33506S | Lifts | Shafts | 1.5m x 1.775m | 9.3m ht for goods or passenger lifts | 3 floors | Shafts for goods or passenger lifts serving floors at 3m intervals and constructed of steel stanchions, beams and braces with brick infill 225mm thick. Motor room constructed of steel frame with profiled steel sheeting enclosure. Pit formed in concrete, including bases for lift shaft stanchions. Cost of lift not included. | Location Adjustment Applicable (See Guidance Notes) - ERC = UK mean of 1.00 | (BEAMS Note 1) The ERC for this item should be added to the total of the ERC of the other P&M items on the site and the Buildings ERC (where applicable) to enable the correct contract size adjustment to be made. ERC of P&M Items + ERC of Building Component’s = Total ERC (net figure rateable items only) to which contract size adjustment should be applied The 2023 Generic Contractors Test Spreadsheet has this facility built into the programme - it is recommended you undertake all contractors test valuations using this spreadsheet. (Details on the application of contract size adjustments can be found in the RCG 2023 Guidance notes). Where RV is calculated using the comparative method (rental method) the contract size adjustment should be made as follows: Select - SCAT code box ""P and M as an addition” within the 2023 Generic Contractors Test Spreadsheet facility. Or Where the spreadsheet is not used take the: Reciprocal of statutory de-capitalisation rate (i.e. 5% reciprocal = 20) multiply by rateable value of the buildings (before any overall end allowances are made and after making a notional deduction for the land value) and add to the ERC of P&M. Use resultant figure to calculate contract size adjustment. (Guidance Notes - Section 6) | 1800mm x 1900mm, 2 floors and 6400mm high. | External dimensions of shaft with total height of shaft and number of floors serviced. | - | - | - | - | - | Photo 1 - Lift shaft constructed to contain lift car and drives to service different floor levels. | - | 10380 |  | Each | - | NA | NA | NA | 28139.1098 | Option 2 | 34886.9839 | 23.98% | 43744.1644 | 33060.278 | 17.49% | -5.236% | 33060.278 | 17.49% | Indexed | NA | VOA_GPN_GOV_UK\7246041 | 2019-08-30 | Low | - | Medium | Risk taken from previous CG | - | - | NA | SPONS A&B | NA | (BEAMS Note 1) The ERC for this item should be added to the total of the ERC of the other P&M items on the site and the Buildings ERC (where applicable) to enable the correct contract size adjustment to be made. ERC of P&M Items + ERC of Building Component’s = Total ERC (net figure rateable items only) to which contract size adjustment should be applied The 2021 Generic Contractors Test Spreadsheet has this facility built into the programme - it is recommended you undertake all contractors test valuations using this spreadsheet. (Details on the application of contract size adjustments can be found in the RCG 2021 Guidance notes). Where RV is calculated using the comparative method (rental method) the contract size adjustment should be made as follows: Select - SCAT code box "P and M as an addition” within the 2021 Generic Contractors Test Spreadsheet facility. Or Where the spreadsheet is not used take the: Reciprocal of statutory de-capitalisation rate (i.e. 5% reciprocal = 20) multiply by rateable value of the buildings (before any overall end allowances are made and after making a notional deduction for the land value) and add to the ERC of P&M. Use resultant figure to calculate contract size adjustment. (Guidance Notes - Section 6) | Photo 1 - Lift shaft constructed to contain lift car and drives to service different floor levels. | - | 1 | TRUE
4253 | 33506J | 6788 | 33506J | Lifts | Shafts | 1.8m x 1.9m | 6.4m ht for goods or passenger lifts | 2 floors | Shafts for goods or passenger lifts serving floors at 3m intervals and constructed of steel stanchions, beams and braces with brick infill 225mm thick. Motor room constructed of steel frame with profiled steel sheeting enclosure. Pit formed in concrete, including bases for lift shaft stanchions. Cost of lift not included. | Location Adjustment Applicable (See Guidance Notes) - ERC = UK mean of 1.00 | (BEAMS Note 1) The ERC for this item should be added to the total of the ERC of the other P&M items on the site and the Buildings ERC (where applicable) to enable the correct contract size adjustment to be made. ERC of P&M Items + ERC of Building Component’s = Total ERC (net figure rateable items only) to which contract size adjustment should be applied The 2023 Generic Contractors Test Spreadsheet has this facility built into the programme - it is recommended you undertake all contractors test valuations using this spreadsheet. (Details on the application of contract size adjustments can be found in the RCG 2023 Guidance notes). Where RV is calculated using the comparative method (rental method) the contract size adjustment should be made as follows: Select - SCAT code box ""P and M as an addition” within the 2023 Generic Contractors Test Spreadsheet facility. Or Where the spreadsheet is not used take the: Reciprocal of statutory de-capitalisation rate (i.e. 5% reciprocal = 20) multiply by rateable value of the buildings (before any overall end allowances are made and after making a notional deduction for the land value) and add to the ERC of P&M. Use resultant figure to calculate contract size adjustment. (Guidance Notes - Section 6) | 1800mm x 1900mm, 2 floors and 6400mm high. | External dimensions of shaft with total height of shaft and number of floors serviced. | - | - | - | - | - | Photo 1 - Lift shaft constructed to contain lift car and drives to service different floor levels. | - | 10380 |  | Each | - | NA | NA | NA | 24218.0863 | Option 2 | 30025.6828 | 23.98% | 37648.6661 | 28453.5179 | 17.49% | -5.236% | 28453.5179 | 17.49% | Indexed | NA | VOA_GPN_GOV_UK\7246041 | 2019-08-30 | Low | - | Medium | Risk taken from previous CG | - | - | NA | SPONS A&B | NA | (BEAMS Note 1) The ERC for this item should be added to the total of the ERC of the other P&M items on the site and the Buildings ERC (where applicable) to enable the correct contract size adjustment to be made. ERC of P&M Items + ERC of Building Component’s = Total ERC (net figure rateable items only) to which contract size adjustment should be applied The 2021 Generic Contractors Test Spreadsheet has this facility built into the programme - it is recommended you undertake all contractors test valuations using this spreadsheet. (Details on the application of contract size adjustments can be found in the RCG 2021 Guidance notes). Where RV is calculated using the comparative method (rental method) the contract size adjustment should be made as follows: Select - SCAT code box "P and M as an addition” within the 2021 Generic Contractors Test Spreadsheet facility. Or Where the spreadsheet is not used take the: Reciprocal of statutory de-capitalisation rate (i.e. 5% reciprocal = 20) multiply by rateable value of the buildings (before any overall end allowances are made and after making a notional deduction for the land value) and add to the ERC of P&M. Use resultant figure to calculate contract size adjustment. (Guidance Notes - Section 6) | Photo 1 - Lift shaft constructed to contain lift car and drives to service different floor levels. | - | 1 | TRUE
4254 | 33506T | 6791 | 33506T | Lifts | Shafts | 1.8m x 1.9m | 9.3m ht for goods or passenger lifts | 3 floors | Shafts for goods or passenger lifts serving floors at 3m intervals and constructed of steel stanchions, beams and braces with brick infill 225mm thick. Motor room constructed of steel frame with profiled steel sheeting enclosure. Pit formed in concrete, including bases for lift shaft stanchions. Cost of lift not included. | Location Adjustment Applicable (See Guidance Notes) - ERC = UK mean of 1.00 | (BEAMS Note 1) The ERC for this item should be added to the total of the ERC of the other P&M items on the site and the Buildings ERC (where applicable) to enable the correct contract size adjustment to be made. ERC of P&M Items + ERC of Building Component’s = Total ERC (net figure rateable items only) to which contract size adjustment should be applied The 2023 Generic Contractors Test Spreadsheet has this facility built into the programme - it is recommended you undertake all contractors test valuations using this spreadsheet. (Details on the application of contract size adjustments can be found in the RCG 2023 Guidance notes). Where RV is calculated using the comparative method (rental method) the contract size adjustment should be made as follows: Select - SCAT code box ""P and M as an addition” within the 2023 Generic Contractors Test Spreadsheet facility. Or Where the spreadsheet is not used take the: Reciprocal of statutory de-capitalisation rate (i.e. 5% reciprocal = 20) multiply by rateable value of the buildings (before any overall end allowances are made and after making a notional deduction for the land value) and add to the ERC of P&M. Use resultant figure to calculate contract size adjustment. (Guidance Notes - Section 6) | 1800mm x 1900mm, 2 floors and 6400mm high. | External dimensions of shaft with total height of shaft and number of floors serviced. | - | - | - | - | - | Photo 1 - Lift shaft constructed to contain lift car and drives to service different floor levels. | - | 10380 |  | Each | - | NA | NA | NA | 30983.774 | Option 2 | 38413.8101 | 23.98% | 48166.3887 | 36402.4372 | 17.49% | -5.236% | 36402.4372 | 17.49% | Indexed | NA | VOA_GPN_GOV_UK\7246041 | 2019-08-30 | Low | - | Medium | Risk taken from previous CG | - | - | NA | SPONS A&B | NA | (BEAMS Note 1) The ERC for this item should be added to the total of the ERC of the other P&M items on the site and the Buildings ERC (where applicable) to enable the correct contract size adjustment to be made. ERC of P&M Items + ERC of Building Component’s = Total ERC (net figure rateable items only) to which contract size adjustment should be applied The 2021 Generic Contractors Test Spreadsheet has this facility built into the programme - it is recommended you undertake all contractors test valuations using this spreadsheet. (Details on the application of contract size adjustments can be found in the RCG 2021 Guidance notes). Where RV is calculated using the comparative method (rental method) the contract size adjustment should be made as follows: Select - SCAT code box "P and M as an addition” within the 2021 Generic Contractors Test Spreadsheet facility. Or Where the spreadsheet is not used take the: Reciprocal of statutory de-capitalisation rate (i.e. 5% reciprocal = 20) multiply by rateable value of the buildings (before any overall end allowances are made and after making a notional deduction for the land value) and add to the ERC of P&M. Use resultant figure to calculate contract size adjustment. (Guidance Notes - Section 6) | Photo 1 - Lift shaft constructed to contain lift car and drives to service different floor levels. | - | 1 | TRUE
4255 | 33506P | 6789 | 33506P | Lifts | Shafts | 1.8m x 2.6m | 6.4m ht for goods or passenger lifts | 2 floors | Shafts for goods or passenger lifts serving floors at 3m intervals and constructed of steel stanchions, beams and braces with brick infill 225mm thick. Motor room constructed of steel frame with profiled steel sheeting enclosure. Pit formed in concrete, including bases for lift shaft stanchions. Cost of lift not included. | Location Adjustment Applicable (See Guidance Notes) - ERC = UK mean of 1.00 | (BEAMS Note 1) The ERC for this item should be added to the total of the ERC of the other P&M items on the site and the Buildings ERC (where applicable) to enable the correct contract size adjustment to be made. ERC of P&M Items + ERC of Building Component’s = Total ERC (net figure rateable items only) to which contract size adjustment should be applied The 2023 Generic Contractors Test Spreadsheet has this facility built into the programme - it is recommended you undertake all contractors test valuations using this spreadsheet. (Details on the application of contract size adjustments can be found in the RCG 2023 Guidance notes). Where RV is calculated using the comparative method (rental method) the contract size adjustment should be made as follows: Select - SCAT code box ""P and M as an addition” within the 2023 Generic Contractors Test Spreadsheet facility. Or Where the spreadsheet is not used take the: Reciprocal of statutory de-capitalisation rate (i.e. 5% reciprocal = 20) multiply by rateable value of the buildings (before any overall end allowances are made and after making a notional deduction for the land value) and add to the ERC of P&M. Use resultant figure to calculate contract size adjustment. (Guidance Notes - Section 6) | 1800mm x 1900mm, 2 floors and 6400mm high. | External dimensions of shaft with total height of shaft and number of floors serviced. | - | - | - | - | - | Photo 1 - Lift shaft constructed to contain lift car and drives to service different floor levels. | - | 10380 |  | Each | - | NA | NA | NA | 27677.813 | Option 2 | 34315.0661 | 23.98% | 43027.047 | 32518.3062 | 17.49% | -5.236% | 32518.3062 | 17.49% | Indexed | NA | VOA_GPN_GOV_UK\7246041 | 2019-08-30 | Low | - | Medium | Risk taken from previous CG | - | - | NA | SPONS A&B | NA | (BEAMS Note 1) The ERC for this item should be added to the total of the ERC of the other P&M items on the site and the Buildings ERC (where applicable) to enable the correct contract size adjustment to be made. ERC of P&M Items + ERC of Building Component’s = Total ERC (net figure rateable items only) to which contract size adjustment should be applied The 2021 Generic Contractors Test Spreadsheet has this facility built into the programme - it is recommended you undertake all contractors test valuations using this spreadsheet. (Details on the application of contract size adjustments can be found in the RCG 2021 Guidance notes). Where RV is calculated using the comparative method (rental method) the contract size adjustment should be made as follows: Select - SCAT code box "P and M as an addition” within the 2021 Generic Contractors Test Spreadsheet facility. Or Where the spreadsheet is not used take the: Reciprocal of statutory de-capitalisation rate (i.e. 5% reciprocal = 20) multiply by rateable value of the buildings (before any overall end allowances are made and after making a notional deduction for the land value) and add to the ERC of P&M. Use resultant figure to calculate contract size adjustment. (Guidance Notes - Section 6) | Photo 1 - Lift shaft constructed to contain lift car and drives to service different floor levels. | - | 1 | TRUE
4256 | 33506U | 6792 | 33506U | Lifts | Shafts | 1.935m x 1.935m | 9.3m ht for goods or passenger lifts | 3 floors | Shafts for goods or passenger lifts serving floors at 3m intervals and constructed of steel stanchions, beams and braces with brick infill 225mm thick. Motor room constructed of steel frame with profiled steel sheeting enclosure. Pit formed in concrete, including bases for lift shaft stanchions. Cost of lift not included. | Location Adjustment Applicable (See Guidance Notes) - ERC = UK mean of 1.00 | (BEAMS Note 1) The ERC for this item should be added to the total of the ERC of the other P&M items on the site and the Buildings ERC (where applicable) to enable the correct contract size adjustment to be made. ERC of P&M Items + ERC of Building Component’s = Total ERC (net figure rateable items only) to which contract size adjustment should be applied The 2023 Generic Contractors Test Spreadsheet has this facility built into the programme - it is recommended you undertake all contractors test valuations using this spreadsheet. (Details on the application of contract size adjustments can be found in the RCG 2023 Guidance notes). Where RV is calculated using the comparative method (rental method) the contract size adjustment should be made as follows: Select - SCAT code box ""P and M as an addition” within the 2023 Generic Contractors Test Spreadsheet facility. Or Where the spreadsheet is not used take the: Reciprocal of statutory de-capitalisation rate (i.e. 5% reciprocal = 20) multiply by rateable value of the buildings (before any overall end allowances are made and after making a notional deduction for the land value) and add to the ERC of P&M. Use resultant figure to calculate contract size adjustment. (Guidance Notes - Section 6) | 1800mm x 1900mm, 2 floors and 6400mm high. | External dimensions of shaft with total height of shaft and number of floors serviced. | - | - | - | - | - | Photo 1 - Lift shaft constructed to contain lift car and drives to service different floor levels. | - | 10380 |  | Each | - | NA | NA | NA | 32213.899 | Option 2 | 39938.9241 | 23.98% | 50078.7019 | 37847.6953 | 17.49% | -5.236% | 37847.6953 | 17.49% | Indexed | NA | VOA_GPN_GOV_UK\7246041 | 2019-08-30 | Low | - | Medium | Risk taken from previous CG | - | - | NA | SPONS A&B | NA | (BEAMS Note 1) The ERC for this item should be added to the total of the ERC of the other P&M items on the site and the Buildings ERC (where applicable) to enable the correct contract size adjustment to be made. ERC of P&M Items + ERC of Building Component’s = Total ERC (net figure rateable items only) to which contract size adjustment should be applied The 2021 Generic Contractors Test Spreadsheet has this facility built into the programme - it is recommended you undertake all contractors test valuations using this spreadsheet. (Details on the application of contract size adjustments can be found in the RCG 2021 Guidance notes). Where RV is calculated using the comparative method (rental method) the contract size adjustment should be made as follows: Select - SCAT code box "P and M as an addition” within the 2021 Generic Contractors Test Spreadsheet facility. Or Where the spreadsheet is not used take the: Reciprocal of statutory de-capitalisation rate (i.e. 5% reciprocal = 20) multiply by rateable value of the buildings (before any overall end allowances are made and after making a notional deduction for the land value) and add to the ERC of P&M. Use resultant figure to calculate contract size adjustment. (Guidance Notes - Section 6) | Photo 1 - Lift shaft constructed to contain lift car and drives to service different floor levels. | - | 1 | TRUE
4257 | 33506V | 6793 | 33506V | Lifts | Shafts | 2.03m x 2.14m | 9.3m ht for goods or passenger lifts | 3 floors | Shafts for goods or passenger lifts serving floors at 3m intervals and constructed of steel stanchions, beams and braces with brick infill 225mm thick. Motor room constructed of steel frame with profiled steel sheeting enclosure. Pit formed in concrete, including bases for lift shaft stanchions. Cost of lift not included. | Location Adjustment Applicable (See Guidance Notes) - ERC = UK mean of 1.00 | (BEAMS Note 1) The ERC for this item should be added to the total of the ERC of the other P&M items on the site and the Buildings ERC (where applicable) to enable the correct contract size adjustment to be made. ERC of P&M Items + ERC of Building Component’s = Total ERC (net figure rateable items only) to which contract size adjustment should be applied The 2023 Generic Contractors Test Spreadsheet has this facility built into the programme - it is recommended you undertake all contractors test valuations using this spreadsheet. (Details on the application of contract size adjustments can be found in the RCG 2023 Guidance notes). Where RV is calculated using the comparative method (rental method) the contract size adjustment should be made as follows: Select - SCAT code box ""P and M as an addition” within the 2023 Generic Contractors Test Spreadsheet facility. Or Where the spreadsheet is not used take the: Reciprocal of statutory de-capitalisation rate (i.e. 5% reciprocal = 20) multiply by rateable value of the buildings (before any overall end allowances are made and after making a notional deduction for the land value) and add to the ERC of P&M. Use resultant figure to calculate contract size adjustment. (Guidance Notes - Section 6) | 1800mm x 1900mm, 2 floors and 6400mm high. | External dimensions of shaft with total height of shaft and number of floors serviced. | - | - | - | - | - | Photo 1 - Lift shaft constructed to contain lift car and drives to service different floor levels. | - | 10380 |  | Each | - | NA | NA | NA | 33597.7896 | Option 2 | 41654.6774 | 23.98% | 52230.0543 | 39473.6106 | 17.49% | -5.236% | 39473.6106 | 17.49% | Indexed | NA | VOA_GPN_GOV_UK\7246041 | 2019-08-30 | Low | - | Medium | Risk taken from previous CG | - | - | NA | SPONS A&B | NA | (BEAMS Note 1) The ERC for this item should be added to the total of the ERC of the other P&M items on the site and the Buildings ERC (where applicable) to enable the correct contract size adjustment to be made. ERC of P&M Items + ERC of Building Component’s = Total ERC (net figure rateable items only) to which contract size adjustment should be applied The 2021 Generic Contractors Test Spreadsheet has this facility built into the programme - it is recommended you undertake all contractors test valuations using this spreadsheet. (Details on the application of contract size adjustments can be found in the RCG 2021 Guidance notes). Where RV is calculated using the comparative method (rental method) the contract size adjustment should be made as follows: Select - SCAT code box "P and M as an addition” within the 2021 Generic Contractors Test Spreadsheet facility. Or Where the spreadsheet is not used take the: Reciprocal of statutory de-capitalisation rate (i.e. 5% reciprocal = 20) multiply by rateable value of the buildings (before any overall end allowances are made and after making a notional deduction for the land value) and add to the ERC of P&M. Use resultant figure to calculate contract size adjustment. (Guidance Notes - Section 6) | Photo 1 - Lift shaft constructed to contain lift car and drives to service different floor levels. | - | 1 | TRUE
4258 | 33506W | 6797 | 33506W | Lifts | Shafts | 2.1m x 2.1m | 12.3m ht for goods or passenger lifts | 4 floors | Shafts for goods or passenger lifts serving floors at 3m intervals and constructed of steel stanchions, beams and braces with brick infill 225mm thick. Motor room constructed of steel frame with profiled steel sheeting enclosure. Pit formed in concrete, including bases for lift shaft stanchions. Cost of lift not included. | Location Adjustment Applicable (See Guidance Notes) - ERC = UK mean of 1.00 | (BEAMS Note 1) The ERC for this item should be added to the total of the ERC of the other P&M items on the site and the Buildings ERC (where applicable) to enable the correct contract size adjustment to be made. ERC of P&M Items + ERC of Building Component’s = Total ERC (net figure rateable items only) to which contract size adjustment should be applied The 2023 Generic Contractors Test Spreadsheet has this facility built into the programme - it is recommended you undertake all contractors test valuations using this spreadsheet. (Details on the application of contract size adjustments can be found in the RCG 2023 Guidance notes). Where RV is calculated using the comparative method (rental method) the contract size adjustment should be made as follows: Select - SCAT code box ""P and M as an addition” within the 2023 Generic Contractors Test Spreadsheet facility. Or Where the spreadsheet is not used take the: Reciprocal of statutory de-capitalisation rate (i.e. 5% reciprocal = 20) multiply by rateable value of the buildings (before any overall end allowances are made and after making a notional deduction for the land value) and add to the ERC of P&M. Use resultant figure to calculate contract size adjustment. (Guidance Notes - Section 6) | 1800mm x 1900mm, 2 floors and 6400mm high. | External dimensions of shaft with total height of shaft and number of floors serviced. | - | - | - | - | - | Photo 1 - Lift shaft constructed to contain lift car and drives to service different floor levels. | - | 10380 |  | Each | - | NA | NA | NA | 42593.0788 | Option 2 | 52807.0739 | 23.98% | 66213.8445 | 50042.0601 | 17.49% | -5.236% | 50042.0601 | 17.49% | Indexed | NA | VOA_GPN_GOV_UK\7246041 | 2019-08-30 | Low | - | Medium | Risk taken from previous CG | - | - | NA | SPONS A&B | NA | (BEAMS Note 1) The ERC for this item should be added to the total of the ERC of the other P&M items on the site and the Buildings ERC (where applicable) to enable the correct contract size adjustment to be made. ERC of P&M Items + ERC of Building Component’s = Total ERC (net figure rateable items only) to which contract size adjustment should be applied The 2021 Generic Contractors Test Spreadsheet has this facility built into the programme - it is recommended you undertake all contractors test valuations using this spreadsheet. (Details on the application of contract size adjustments can be found in the RCG 2021 Guidance notes). Where RV is calculated using the comparative method (rental method) the contract size adjustment should be made as follows: Select - SCAT code box "P and M as an addition” within the 2021 Generic Contractors Test Spreadsheet facility. Or Where the spreadsheet is not used take the: Reciprocal of statutory de-capitalisation rate (i.e. 5% reciprocal = 20) multiply by rateable value of the buildings (before any overall end allowances are made and after making a notional deduction for the land value) and add to the ERC of P&M. Use resultant figure to calculate contract size adjustment. (Guidance Notes - Section 6) | Photo 1 - Lift shaft constructed to contain lift car and drives to service different floor levels. | - | 1 | TRUE
4259 | 211A51 | 8008 | 211A51 | Lifts | Shafts - Concrete sections | Inc. Machine room concrete walls and concrete pit. | 1300mm x 1400mm | Floor 2 height 6.40m | Lift shaft with 1500mm thick concrete walls. Shafts for goods or passenger lifts. serving floors at 3m intervals. Pit formed in concrete. | Location Adjustment Applicable (See Guidance Notes) - ERC = UK mean of 1.00 | (BEAMS Note 1) The ERC for this item should be added to the total of the ERC of the other P&M items on the site and the Buildings ERC (where applicable) to enable the correct contract size adjustment to be made. ERC of P&M Items + ERC of Building Component’s = Total ERC (net figure rateable items only) to which contract size adjustment should be applied The 2023 Generic Contractors Test Spreadsheet has this facility built into the programme - it is recommended you undertake all contractors test valuations using this spreadsheet. (Details on the application of contract size adjustments can be found in the RCG 2023 Guidance notes). Where RV is calculated using the comparative method (rental method) the contract size adjustment should be made as follows: Select - SCAT code box ""P and M as an addition” within the 2023 Generic Contractors Test Spreadsheet facility. Or Where the spreadsheet is not used take the: Reciprocal of statutory de-capitalisation rate (i.e. 5% reciprocal = 20) multiply by rateable value of the buildings (before any overall end allowances are made and after making a notional deduction for the land value) and add to the ERC of P&M. Use resultant figure to calculate contract size adjustment. (Guidance Notes - Section 6) | Costs based on 1500mm thick walls. Cost of lift cage and mechanism not included. | Measure external dimensions, wall thickness and count number of floors served or total height of shaft. | - | - | - | - | - | - | - | 10384 |  | Each | - | NA | NA | NA | 12301.2502 | Option 2 | 15251.1405 | 23.98% | 19123.132 | 14452.5805 | 17.49% | -5.236% | 14452.5805 | 17.49% | Indexed | NA | VOA_GPN_GOV_UK\7246041 | 2019-08-30 | Low | - | Medium | Risk taken from previous CG | - | - | NA | SPONS A&B | NA | (BEAMS Note 1) The ERC for this item should be added to the total of the ERC of the other P&M items on the site and the Buildings ERC (where applicable) to enable the correct contract size adjustment to be made. ERC of P&M Items + ERC of Building Component’s = Total ERC (net figure rateable items only) to which contract size adjustment should be applied The 2021 Generic Contractors Test Spreadsheet has this facility built into the programme - it is recommended you undertake all contractors test valuations using this spreadsheet. (Details on the application of contract size adjustments can be found in the RCG 2021 Guidance notes). Where RV is calculated using the comparative method (rental method) the contract size adjustment should be made as follows: Select - SCAT code box "P and M as an addition” within the 2021 Generic Contractors Test Spreadsheet facility. Or Where the spreadsheet is not used take the: Reciprocal of statutory de-capitalisation rate (i.e. 5% reciprocal = 20) multiply by rateable value of the buildings (before any overall end allowances are made and after making a notional deduction for the land value) and add to the ERC of P&M. Use resultant figure to calculate contract size adjustment. (Guidance Notes - Section 6) | - | - | 1 | TRUE
4260 | 211A52 | 8009 | 211A52 | Lifts | Shafts - Concrete sections | Inc. Machine room concrete walls and concrete pit. | 1450mm x 1450mm | Floor 2 height 6.40m | Lift shaft with 1500mm thick concrete walls. Shafts for goods or passenger lifts. Serving floors at 3m intervals. Pit formed in concrete. | Location Adjustment Applicable (See Guidance Notes) - ERC = UK mean of 1.00 | (BEAMS Note 1) The ERC for this item should be added to the total of the ERC of the other P&M items on the site and the Buildings ERC (where applicable) to enable the correct contract size adjustment to be made. ERC of P&M Items + ERC of Building Component’s = Total ERC (net figure rateable items only) to which contract size adjustment should be applied The 2023 Generic Contractors Test Spreadsheet has this facility built into the programme - it is recommended you undertake all contractors test valuations using this spreadsheet. (Details on the application of contract size adjustments can be found in the RCG 2023 Guidance notes). Where RV is calculated using the comparative method (rental method) the contract size adjustment should be made as follows: Select - SCAT code box ""P and M as an addition” within the 2023 Generic Contractors Test Spreadsheet facility. Or Where the spreadsheet is not used take the: Reciprocal of statutory de-capitalisation rate (i.e. 5% reciprocal = 20) multiply by rateable value of the buildings (before any overall end allowances are made and after making a notional deduction for the land value) and add to the ERC of P&M. Use resultant figure to calculate contract size adjustment. (Guidance Notes - Section 6) | Costs based on 1500mm thick walls. Cost of lift cage and mechanism not included. | Measure external dimensions, wall thickness and count number of floors served or total height of shaft. | - | - | - | - | - | - | - | 10384 |  | Each | - | NA | NA | NA | 12685.6643 | Option 2 | 15727.7386 | 23.98% | 19720.7299 | 14904.2237 | 17.49% | -5.236% | 14904.2237 | 17.49% | Indexed | NA | VOA_GPN_GOV_UK\7246041 | 2019-08-30 | Low | - | Medium | Risk taken from previous CG | - | - | NA | SPONS A&B | NA | (BEAMS Note 1) The ERC for this item should be added to the total of the ERC of the other P&M items on the site and the Buildings ERC (where applicable) to enable the correct contract size adjustment to be made. ERC of P&M Items + ERC of Building Component’s = Total ERC (net figure rateable items only) to which contract size adjustment should be applied The 2021 Generic Contractors Test Spreadsheet has this facility built into the programme - it is recommended you undertake all contractors test valuations using this spreadsheet. (Details on the application of contract size adjustments can be found in the RCG 2021 Guidance notes). Where RV is calculated using the comparative method (rental method) the contract size adjustment should be made as follows: Select - SCAT code box "P and M as an addition” within the 2021 Generic Contractors Test Spreadsheet facility. Or Where the spreadsheet is not used take the: Reciprocal of statutory de-capitalisation rate (i.e. 5% reciprocal = 20) multiply by rateable value of the buildings (before any overall end allowances are made and after making a notional deduction for the land value) and add to the ERC of P&M. Use resultant figure to calculate contract size adjustment. (Guidance Notes - Section 6) | - | - | 1 | TRUE
4261 | 211A53 | 8010 | 211A53 | Lifts | Shafts - Concrete sections | Inc. Machine room concrete walls and concrete pit. | 1800mm x 1900mm | Floor 2 height 6.40m | Lift shaft with 1500mm thick concrete walls. Shafts for goods or passenger lifts. Serving floors at 3m intervals. Pit formed in concrete. | Location Adjustment Applicable (See Guidance Notes) - ERC = UK mean of 1.00 | (BEAMS Note 1) The ERC for this item should be added to the total of the ERC of the other P&M items on the site and the Buildings ERC (where applicable) to enable the correct contract size adjustment to be made. ERC of P&M Items + ERC of Building Component’s = Total ERC (net figure rateable items only) to which contract size adjustment should be applied The 2023 Generic Contractors Test Spreadsheet has this facility built into the programme - it is recommended you undertake all contractors test valuations using this spreadsheet. (Details on the application of contract size adjustments can be found in the RCG 2023 Guidance notes). Where RV is calculated using the comparative method (rental method) the contract size adjustment should be made as follows: Select - SCAT code box ""P and M as an addition” within the 2023 Generic Contractors Test Spreadsheet facility. Or Where the spreadsheet is not used take the: Reciprocal of statutory de-capitalisation rate (i.e. 5% reciprocal = 20) multiply by rateable value of the buildings (before any overall end allowances are made and after making a notional deduction for the land value) and add to the ERC of P&M. Use resultant figure to calculate contract size adjustment. (Guidance Notes - Section 6) | Costs based on 1500mm thick walls. Cost of lift cage and mechanism not included. | Measure external dimensions, wall thickness and count number of floors served or total height of shaft. | - | - | - | - | - | - | - | 10384 |  | Each | - | NA | NA | NA | 15376.5628 | Option 2 | 19063.9256 | 23.98% | 23903.915 | 18065.7257 | 17.49% | -5.236% | 18065.7257 | 17.49% | Indexed | NA | VOA_GPN_GOV_UK\7246041 | 2019-08-30 | Low | - | Medium | Risk taken from previous CG | - | - | NA | SPONS A&B | NA | (BEAMS Note 1) The ERC for this item should be added to the total of the ERC of the other P&M items on the site and the Buildings ERC (where applicable) to enable the correct contract size adjustment to be made. ERC of P&M Items + ERC of Building Component’s = Total ERC (net figure rateable items only) to which contract size adjustment should be applied The 2021 Generic Contractors Test Spreadsheet has this facility built into the programme - it is recommended you undertake all contractors test valuations using this spreadsheet. (Details on the application of contract size adjustments can be found in the RCG 2021 Guidance notes). Where RV is calculated using the comparative method (rental method) the contract size adjustment should be made as follows: Select - SCAT code box "P and M as an addition” within the 2021 Generic Contractors Test Spreadsheet facility. Or Where the spreadsheet is not used take the: Reciprocal of statutory de-capitalisation rate (i.e. 5% reciprocal = 20) multiply by rateable value of the buildings (before any overall end allowances are made and after making a notional deduction for the land value) and add to the ERC of P&M. Use resultant figure to calculate contract size adjustment. (Guidance Notes - Section 6) | - | - | 1 | TRUE
4262 | 211A54 | 8011 | 211A54 | Lifts | Shafts - Concrete sections | Inc. Machine room concrete walls and concrete pit. | 1800mm x 2600mm | Floor 2 height 6.40m | Lift shaft with 1500mm thick concrete walls. Shafts for goods or passenger lifts. Serving floors at 3m intervals. Pit formed in concrete. | Location Adjustment Applicable (See Guidance Notes) - ERC = UK mean of 1.00 | (BEAMS Note 1) The ERC for this item should be added to the total of the ERC of the other P&M items on the site and the Buildings ERC (where applicable) to enable the correct contract size adjustment to be made. ERC of P&M Items + ERC of Building Component’s = Total ERC (net figure rateable items only) to which contract size adjustment should be applied The 2023 Generic Contractors Test Spreadsheet has this facility built into the programme - it is recommended you undertake all contractors test valuations using this spreadsheet. (Details on the application of contract size adjustments can be found in the RCG 2023 Guidance notes). Where RV is calculated using the comparative method (rental method) the contract size adjustment should be made as follows: Select - SCAT code box ""P and M as an addition” within the 2023 Generic Contractors Test Spreadsheet facility. Or Where the spreadsheet is not used take the: Reciprocal of statutory de-capitalisation rate (i.e. 5% reciprocal = 20) multiply by rateable value of the buildings (before any overall end allowances are made and after making a notional deduction for the land value) and add to the ERC of P&M. Use resultant figure to calculate contract size adjustment. (Guidance Notes - Section 6) | Costs based on 1500mm thick walls. Cost of lift cage and mechanism not included. | Measure external dimensions, wall thickness and count number of floors served or total height of shaft. | - | - | - | - | - | - | - | 10384 |  | Each | - | NA | NA | NA | 17683.0472 | Option 2 | 21923.5144 | 23.98% | 27489.5022 | 20775.5845 | 17.49% | -5.236% | 20775.5845 | 17.49% | Indexed | NA | VOA_GPN_GOV_UK\7246041 | 2019-08-30 | Low | - | Medium | Risk taken from previous CG | - | - | NA | SPONS A&B | NA | (BEAMS Note 1) The ERC for this item should be added to the total of the ERC of the other P&M items on the site and the Buildings ERC (where applicable) to enable the correct contract size adjustment to be made. ERC of P&M Items + ERC of Building Component’s = Total ERC (net figure rateable items only) to which contract size adjustment should be applied The 2021 Generic Contractors Test Spreadsheet has this facility built into the programme - it is recommended you undertake all contractors test valuations using this spreadsheet. (Details on the application of contract size adjustments can be found in the RCG 2021 Guidance notes). Where RV is calculated using the comparative method (rental method) the contract size adjustment should be made as follows: Select - SCAT code box "P and M as an addition” within the 2021 Generic Contractors Test Spreadsheet facility. Or Where the spreadsheet is not used take the: Reciprocal of statutory de-capitalisation rate (i.e. 5% reciprocal = 20) multiply by rateable value of the buildings (before any overall end allowances are made and after making a notional deduction for the land value) and add to the ERC of P&M. Use resultant figure to calculate contract size adjustment. (Guidance Notes - Section 6) | - | - | 1 | TRUE
4263 | 211A55 | 8012 | 211A55 | Lifts | Shafts - Concrete sections | Inc. Machine room concrete walls and concrete pit. | 1500mm x 1775mm | Floor 3 height 9.30m | Lift shaft with 1500mm thick concrete walls. Shafts for goods or passenger lifts. Serving floors at 3m intervals. Pit formed in concrete. | Location Adjustment Applicable (See Guidance Notes) - ERC = UK mean of 1.00 | (BEAMS Note 1) The ERC for this item should be added to the total of the ERC of the other P&M items on the site and the Buildings ERC (where applicable) to enable the correct contract size adjustment to be made. ERC of P&M Items + ERC of Building Component’s = Total ERC (net figure rateable items only) to which contract size adjustment should be applied The 2023 Generic Contractors Test Spreadsheet has this facility built into the programme - it is recommended you undertake all contractors test valuations using this spreadsheet. (Details on the application of contract size adjustments can be found in the RCG 2023 Guidance notes). Where RV is calculated using the comparative method (rental method) the contract size adjustment should be made as follows: Select - SCAT code box ""P and M as an addition” within the 2023 Generic Contractors Test Spreadsheet facility. Or Where the spreadsheet is not used take the: Reciprocal of statutory de-capitalisation rate (i.e. 5% reciprocal = 20) multiply by rateable value of the buildings (before any overall end allowances are made and after making a notional deduction for the land value) and add to the ERC of P&M. Use resultant figure to calculate contract size adjustment. (Guidance Notes - Section 6) | Costs based on 1500mm thick walls. Cost of lift cage and mechanism not included. | Measure external dimensions, wall thickness and count number of floors served or total height of shaft. | - | - | - | - | - | - | - | 10384 |  | Each | - | NA | NA | NA | 15376.5628 | Option 2 | 19063.9256 | 23.98% | 23903.915 | 18065.7257 | 17.49% | -5.236% | 18065.7257 | 17.49% | Indexed | NA | VOA_GPN_GOV_UK\7246041 | 2019-08-30 | Low | - | Medium | Risk taken from previous CG | - | - | NA | SPONS A&B | NA | (BEAMS Note 1) The ERC for this item should be added to the total of the ERC of the other P&M items on the site and the Buildings ERC (where applicable) to enable the correct contract size adjustment to be made. ERC of P&M Items + ERC of Building Component’s = Total ERC (net figure rateable items only) to which contract size adjustment should be applied The 2021 Generic Contractors Test Spreadsheet has this facility built into the programme - it is recommended you undertake all contractors test valuations using this spreadsheet. (Details on the application of contract size adjustments can be found in the RCG 2021 Guidance notes). Where RV is calculated using the comparative method (rental method) the contract size adjustment should be made as follows: Select - SCAT code box "P and M as an addition” within the 2021 Generic Contractors Test Spreadsheet facility. Or Where the spreadsheet is not used take the: Reciprocal of statutory de-capitalisation rate (i.e. 5% reciprocal = 20) multiply by rateable value of the buildings (before any overall end allowances are made and after making a notional deduction for the land value) and add to the ERC of P&M. Use resultant figure to calculate contract size adjustment. (Guidance Notes - Section 6) | - | - | 1 | TRUE
4264 | 211A56 | 8016 | 211A56 | Lifts | Shafts - Concrete sections | Inc. Machine room concrete walls and concrete pit. | 1800mm x 1900mm | Floor 3 height 9.30m | Lift shaft with 1500mm thick concrete walls. Shafts for goods or passenger lifts. Serving floors at 3m intervals. Pit formed in concrete. | Location Adjustment Applicable (See Guidance Notes) - ERC = UK mean of 1.00 | (BEAMS Note 1) The ERC for this item should be added to the total of the ERC of the other P&M items on the site and the Buildings ERC (where applicable) to enable the correct contract size adjustment to be made. ERC of P&M Items + ERC of Building Component’s = Total ERC (net figure rateable items only) to which contract size adjustment should be applied The 2023 Generic Contractors Test Spreadsheet has this facility built into the programme - it is recommended you undertake all contractors test valuations using this spreadsheet. (Details on the application of contract size adjustments can be found in the RCG 2023 Guidance notes). Where RV is calculated using the comparative method (rental method) the contract size adjustment should be made as follows: Select - SCAT code box ""P and M as an addition” within the 2023 Generic Contractors Test Spreadsheet facility. Or Where the spreadsheet is not used take the: Reciprocal of statutory de-capitalisation rate (i.e. 5% reciprocal = 20) multiply by rateable value of the buildings (before any overall end allowances are made and after making a notional deduction for the land value) and add to the ERC of P&M. Use resultant figure to calculate contract size adjustment. (Guidance Notes - Section 6) | Costs based on 1500mm thick walls. Cost of lift cage and mechanism not included. | Measure external dimensions, wall thickness and count number of floors served or total height of shaft. | - | - | - | - | - | - | - | 10384 |  | Each | - | NA | NA | NA | 16914.219 | Option 2 | 20970.3182 | 23.98% | 26294.3065 | 19872.2982 | 17.49% | -5.236% | 19872.2982 | 17.49% | Indexed | NA | VOA_GPN_GOV_UK\7246041 | 2019-08-30 | Low | - | Medium | Risk taken from previous CG | - | - | NA | SPONS A&B | NA | (BEAMS Note 1) The ERC for this item should be added to the total of the ERC of the other P&M items on the site and the Buildings ERC (where applicable) to enable the correct contract size adjustment to be made. ERC of P&M Items + ERC of Building Component’s = Total ERC (net figure rateable items only) to which contract size adjustment should be applied The 2021 Generic Contractors Test Spreadsheet has this facility built into the programme - it is recommended you undertake all contractors test valuations using this spreadsheet. (Details on the application of contract size adjustments can be found in the RCG 2021 Guidance notes). Where RV is calculated using the comparative method (rental method) the contract size adjustment should be made as follows: Select - SCAT code box "P and M as an addition” within the 2021 Generic Contractors Test Spreadsheet facility. Or Where the spreadsheet is not used take the: Reciprocal of statutory de-capitalisation rate (i.e. 5% reciprocal = 20) multiply by rateable value of the buildings (before any overall end allowances are made and after making a notional deduction for the land value) and add to the ERC of P&M. Use resultant figure to calculate contract size adjustment. (Guidance Notes - Section 6) | - | - | 1 | TRUE
4265 | 211A57 | 8017 | 211A57 | Lifts | Shafts - Concrete sections | Inc. Machine room concrete walls and concrete pit. | 1935mm x 1935mm | Floor 3 height 9.30m | Lift shaft with 1500mm thick concrete walls. Shafts for goods or passenger lifts. Serving floors at 3m intervals. Pit formed in concrete. | Location Adjustment Applicable (See Guidance Notes) - ERC = UK mean of 1.00 | (BEAMS Note 1) The ERC for this item should be added to the total of the ERC of the other P&M items on the site and the Buildings ERC (where applicable) to enable the correct contract size adjustment to be made. ERC of P&M Items + ERC of Building Component’s = Total ERC (net figure rateable items only) to which contract size adjustment should be applied The 2023 Generic Contractors Test Spreadsheet has this facility built into the programme - it is recommended you undertake all contractors test valuations using this spreadsheet. (Details on the application of contract size adjustments can be found in the RCG 2023 Guidance notes). Where RV is calculated using the comparative method (rental method) the contract size adjustment should be made as follows: Select - SCAT code box ""P and M as an addition” within the 2023 Generic Contractors Test Spreadsheet facility. Or Where the spreadsheet is not used take the: Reciprocal of statutory de-capitalisation rate (i.e. 5% reciprocal = 20) multiply by rateable value of the buildings (before any overall end allowances are made and after making a notional deduction for the land value) and add to the ERC of P&M. Use resultant figure to calculate contract size adjustment. (Guidance Notes - Section 6) | Costs based on 1500mm thick walls. Cost of lift cage and mechanism not included. | Measure external dimensions, wall thickness and count number of floors served or total height of shaft. | - | - | - | - | - | - | - | 10384 |  | Each | - | NA | NA | NA | 17683.0472 | Option 2 | 21923.5144 | 23.98% | 27489.5022 | 20775.5845 | 17.49% | -5.236% | 20775.5845 | 17.49% | Indexed | NA | VOA_GPN_GOV_UK\7246041 | 2019-08-30 | Low | - | Medium | Risk taken from previous CG | - | - | NA | SPONS A&B | NA | (BEAMS Note 1) The ERC for this item should be added to the total of the ERC of the other P&M items on the site and the Buildings ERC (where applicable) to enable the correct contract size adjustment to be made. ERC of P&M Items + ERC of Building Component’s = Total ERC (net figure rateable items only) to which contract size adjustment should be applied The 2021 Generic Contractors Test Spreadsheet has this facility built into the programme - it is recommended you undertake all contractors test valuations using this spreadsheet. (Details on the application of contract size adjustments can be found in the RCG 2021 Guidance notes). Where RV is calculated using the comparative method (rental method) the contract size adjustment should be made as follows: Select - SCAT code box "P and M as an addition” within the 2021 Generic Contractors Test Spreadsheet facility. Or Where the spreadsheet is not used take the: Reciprocal of statutory de-capitalisation rate (i.e. 5% reciprocal = 20) multiply by rateable value of the buildings (before any overall end allowances are made and after making a notional deduction for the land value) and add to the ERC of P&M. Use resultant figure to calculate contract size adjustment. (Guidance Notes - Section 6) | - | - | 1 | TRUE
4266 | 211A58 | 8018 | 211A58 | Lifts | Shafts - Concrete sections | Inc. Machine room concrete walls and concrete pit. | 2030mm x 2140mm | Floor 3 height 9.30m | Lift shaft with 1500mm thick concrete walls. Shafts for goods or passenger lifts. Serving floors at 3m intervals. Pit formed in concrete. | Location Adjustment Applicable (See Guidance Notes) - ERC = UK mean of 1.00 | (BEAMS Note 1) The ERC for this item should be added to the total of the ERC of the other P&M items on the site and the Buildings ERC (where applicable) to enable the correct contract size adjustment to be made. ERC of P&M Items + ERC of Building Component’s = Total ERC (net figure rateable items only) to which contract size adjustment should be applied The 2023 Generic Contractors Test Spreadsheet has this facility built into the programme - it is recommended you undertake all contractors test valuations using this spreadsheet. (Details on the application of contract size adjustments can be found in the RCG 2023 Guidance notes). Where RV is calculated using the comparative method (rental method) the contract size adjustment should be made as follows: Select - SCAT code box ""P and M as an addition” within the 2023 Generic Contractors Test Spreadsheet facility. Or Where the spreadsheet is not used take the: Reciprocal of statutory de-capitalisation rate (i.e. 5% reciprocal = 20) multiply by rateable value of the buildings (before any overall end allowances are made and after making a notional deduction for the land value) and add to the ERC of P&M. Use resultant figure to calculate contract size adjustment. (Guidance Notes - Section 6) | Costs based on 1500mm thick walls. Cost of lift cage and mechanism not included. | Measure external dimensions, wall thickness and count number of floors served or total height of shaft. | - | - | - | - | - | - | - | 10384 |  | Each | - | NA | NA | NA | 18836.2894 | Option 2 | 23353.3089 | 23.98% | 29282.2959 | 22130.514 | 17.49% | -5.236% | 22130.514 | 17.49% | Indexed | NA | VOA_GPN_GOV_UK\7246041 | 2019-08-30 | Low | - | Medium | Risk taken from previous CG | - | - | NA | SPONS A&B | NA | (BEAMS Note 1) The ERC for this item should be added to the total of the ERC of the other P&M items on the site and the Buildings ERC (where applicable) to enable the correct contract size adjustment to be made. ERC of P&M Items + ERC of Building Component’s = Total ERC (net figure rateable items only) to which contract size adjustment should be applied The 2021 Generic Contractors Test Spreadsheet has this facility built into the programme - it is recommended you undertake all contractors test valuations using this spreadsheet. (Details on the application of contract size adjustments can be found in the RCG 2021 Guidance notes). Where RV is calculated using the comparative method (rental method) the contract size adjustment should be made as follows: Select - SCAT code box "P and M as an addition” within the 2021 Generic Contractors Test Spreadsheet facility. Or Where the spreadsheet is not used take the: Reciprocal of statutory de-capitalisation rate (i.e. 5% reciprocal = 20) multiply by rateable value of the buildings (before any overall end allowances are made and after making a notional deduction for the land value) and add to the ERC of P&M. Use resultant figure to calculate contract size adjustment. (Guidance Notes - Section 6) | - | - | 1 | TRUE
4267 | 211A59 | 8019 | 211A59 | Lifts | Shafts - Concrete sections | Inc. Machine room concrete walls and concrete pit. | 2100mm x 2100mm | Floor 4 height 12.30m | Lift shaft with 1500mm thick concrete walls. Shafts for goods or passenger lifts. Serving floors at 3m intervals. Pit formed in concrete. | Location Adjustment Applicable (See Guidance Notes) - ERC = UK mean of 1.00 | (BEAMS Note 1) The ERC for this item should be added to the total of the ERC of the other P&M items on the site and the Buildings ERC (where applicable) to enable the correct contract size adjustment to be made. ERC of P&M Items + ERC of Building Component’s = Total ERC (net figure rateable items only) to which contract size adjustment should be applied The 2023 Generic Contractors Test Spreadsheet has this facility built into the programme - it is recommended you undertake all contractors test valuations using this spreadsheet. (Details on the application of contract size adjustments can be found in the RCG 2023 Guidance notes). Where RV is calculated using the comparative method (rental method) the contract size adjustment should be made as follows: Select - SCAT code box ""P and M as an addition” within the 2023 Generic Contractors Test Spreadsheet facility. Or Where the spreadsheet is not used take the: Reciprocal of statutory de-capitalisation rate (i.e. 5% reciprocal = 20) multiply by rateable value of the buildings (before any overall end allowances are made and after making a notional deduction for the land value) and add to the ERC of P&M. Use resultant figure to calculate contract size adjustment. (Guidance Notes - Section 6) | Costs based on 1500mm thick walls. Cost of lift cage and mechanism not included. | Measure external dimensions, wall thickness and count number of floors served or total height of shaft. | - | - | - | - | - | - | - | 10384 |  | Each | - | NA | NA | NA | 21142.7738 | Option 2 | 26212.8977 | 23.98% | 32867.8831 | 24840.3728 | 17.49% | -5.236% | 24840.3728 | 17.49% | Indexed | NA | VOA_GPN_GOV_UK\7246041 | 2019-08-30 | Low | - | Medium | Risk taken from previous CG | - | - | NA | SPONS A&B | NA | (BEAMS Note 1) The ERC for this item should be added to the total of the ERC of the other P&M items on the site and the Buildings ERC (where applicable) to enable the correct contract size adjustment to be made. ERC of P&M Items + ERC of Building Component’s = Total ERC (net figure rateable items only) to which contract size adjustment should be applied The 2021 Generic Contractors Test Spreadsheet has this facility built into the programme - it is recommended you undertake all contractors test valuations using this spreadsheet. (Details on the application of contract size adjustments can be found in the RCG 2021 Guidance notes). Where RV is calculated using the comparative method (rental method) the contract size adjustment should be made as follows: Select - SCAT code box "P and M as an addition” within the 2021 Generic Contractors Test Spreadsheet facility. Or Where the spreadsheet is not used take the: Reciprocal of statutory de-capitalisation rate (i.e. 5% reciprocal = 20) multiply by rateable value of the buildings (before any overall end allowances are made and after making a notional deduction for the land value) and add to the ERC of P&M. Use resultant figure to calculate contract size adjustment. (Guidance Notes - Section 6) | - | - | 1 | TRUE
4268 | 211A01 | 8179 | 211A01 | Lifts | Shafts - Steel frame - brick infill | Inc. Machine room steel frame - profile walls and concrete pit | 1300mm x 1400mm | Floor 2 height 6.40m | Shafts for goods or passenger lifts. Serving floors at 3m intervals and constructed of steel stanchions, beams and braces with brick infill 225mm thick. Motor room constructed of steel frame with profiled steel sheeting enclosure. Pit formed in concrete, including bases for lift shaft stanchions (cost of lift not included). | Location Adjustment Applicable (See Guidance Notes) - ERC = UK mean of 1.00 | (BEAMS Note 1) The ERC for this item should be added to the total of the ERC of the other P&M items on the site and the Buildings ERC (where applicable) to enable the correct contract size adjustment to be made. ERC of P&M Items + ERC of Building Component’s = Total ERC (net figure rateable items only) to which contract size adjustment should be applied The 2023 Generic Contractors Test Spreadsheet has this facility built into the programme - it is recommended you undertake all contractors test valuations using this spreadsheet. (Details on the application of contract size adjustments can be found in the RCG 2023 Guidance notes). Where RV is calculated using the comparative method (rental method) the contract size adjustment should be made as follows: Select - SCAT code box ""P and M as an addition” within the 2023 Generic Contractors Test Spreadsheet facility. Or Where the spreadsheet is not used take the: Reciprocal of statutory de-capitalisation rate (i.e. 5% reciprocal = 20) multiply by rateable value of the buildings (before any overall end allowances are made and after making a notional deduction for the land value) and add to the ERC of P&M. Use resultant figure to calculate contract size adjustment. (Guidance Notes - Section 6) | Excludes the cost of the lift cage and mechanisms. | Measure external dimensions, wall thickness and count number of floors served or total height of shaft. | - | - | - | - | - | - | - | 10383 |  | Each | - | NA | NA | NA | 12301.2502 | Option 2 | 15251.1405 | 23.98% | 19123.132 | 14452.5805 | 17.49% | -5.236% | 14452.5805 | 17.49% | Indexed | NA | VOA_GPN_GOV_UK\7246041 | 2019-08-30 | Low | - | Medium | Risk taken from previous CG | - | - | NA | SPONS A&B | NA | (BEAMS Note 1) The ERC for this item should be added to the total of the ERC of the other P&M items on the site and the Buildings ERC (where applicable) to enable the correct contract size adjustment to be made. ERC of P&M Items + ERC of Building Component’s = Total ERC (net figure rateable items only) to which contract size adjustment should be applied The 2021 Generic Contractors Test Spreadsheet has this facility built into the programme - it is recommended you undertake all contractors test valuations using this spreadsheet. (Details on the application of contract size adjustments can be found in the RCG 2021 Guidance notes). Where RV is calculated using the comparative method (rental method) the contract size adjustment should be made as follows: Select - SCAT code box "P and M as an addition” within the 2021 Generic Contractors Test Spreadsheet facility. Or Where the spreadsheet is not used take the: Reciprocal of statutory de-capitalisation rate (i.e. 5% reciprocal = 20) multiply by rateable value of the buildings (before any overall end allowances are made and after making a notional deduction for the land value) and add to the ERC of P&M. Use resultant figure to calculate contract size adjustment. (Guidance Notes - Section 6) | - | - | 1 | TRUE
4269 | 211A02 | 8180 | 211A02 | Lifts | Shafts - Steel frame - brick infill | Inc. Machine room steel frame - profile walls and concrete pit | 1450mm x 1450mm | Floor 2 height 6.40m | Shafts for goods or passenger lifts. Serving floors at 3m intervals and constructed of steel stanchions, beams and braces with brick infill 225mm thick. Motor room constructed of steel frame with profiled steel sheeting enclosure. Pit formed in concrete, including bases for lift shaft stanchions (cost of lift not included). | Location Adjustment Applicable (See Guidance Notes) - ERC = UK mean of 1.00 | (BEAMS Note 1) The ERC for this item should be added to the total of the ERC of the other P&M items on the site and the Buildings ERC (where applicable) to enable the correct contract size adjustment to be made. ERC of P&M Items + ERC of Building Component’s = Total ERC (net figure rateable items only) to which contract size adjustment should be applied The 2023 Generic Contractors Test Spreadsheet has this facility built into the programme - it is recommended you undertake all contractors test valuations using this spreadsheet. (Details on the application of contract size adjustments can be found in the RCG 2023 Guidance notes). Where RV is calculated using the comparative method (rental method) the contract size adjustment should be made as follows: Select - SCAT code box ""P and M as an addition” within the 2023 Generic Contractors Test Spreadsheet facility. Or Where the spreadsheet is not used take the: Reciprocal of statutory de-capitalisation rate (i.e. 5% reciprocal = 20) multiply by rateable value of the buildings (before any overall end allowances are made and after making a notional deduction for the land value) and add to the ERC of P&M. Use resultant figure to calculate contract size adjustment. (Guidance Notes - Section 6) | Excludes the cost of the lift cage and mechanisms. | Measure external dimensions, wall thickness and count number of floors served or total height of shaft. | - | - | - | - | - | - | - | 10383 |  | Each | - | NA | NA | NA | 12685.6643 | Option 2 | 15727.7386 | 23.98% | 19720.7299 | 14904.2237 | 17.49% | -5.236% | 14904.2237 | 17.49% | Indexed | NA | VOA_GPN_GOV_UK\7246041 | 2019-08-30 | Low | - | Medium | Risk taken from previous CG | - | - | NA | SPONS A&B | NA | (BEAMS Note 1) The ERC for this item should be added to the total of the ERC of the other P&M items on the site and the Buildings ERC (where applicable) to enable the correct contract size adjustment to be made. ERC of P&M Items + ERC of Building Component’s = Total ERC (net figure rateable items only) to which contract size adjustment should be applied The 2021 Generic Contractors Test Spreadsheet has this facility built into the programme - it is recommended you undertake all contractors test valuations using this spreadsheet. (Details on the application of contract size adjustments can be found in the RCG 2021 Guidance notes). Where RV is calculated using the comparative method (rental method) the contract size adjustment should be made as follows: Select - SCAT code box "P and M as an addition” within the 2021 Generic Contractors Test Spreadsheet facility. Or Where the spreadsheet is not used take the: Reciprocal of statutory de-capitalisation rate (i.e. 5% reciprocal = 20) multiply by rateable value of the buildings (before any overall end allowances are made and after making a notional deduction for the land value) and add to the ERC of P&M. Use resultant figure to calculate contract size adjustment. (Guidance Notes - Section 6) | - | - | 1 | TRUE
4270 | 211A03 | 8001 | 211A03 | Lifts | Shafts - Steel frame - brick infill | Inc. Machine room steel frame - profile walls and concrete pit | 1800mm x 1900mm | Floor 2 height 6.40m | Shafts for goods or passenger lifts. Serving floors at 3m intervals and constructed of steel stanchions, beams and braces with brick infill 225mm thick. Motor room constructed of steel frame with profiled steel sheeting enclosure. Pit formed in concrete, including bases for lift shaft stanchions (cost of lift not included). | Location Adjustment Applicable (See Guidance Notes) - ERC = UK mean of 1.00 | (BEAMS Note 1) The ERC for this item should be added to the total of the ERC of the other P&M items on the site and the Buildings ERC (where applicable) to enable the correct contract size adjustment to be made. ERC of P&M Items + ERC of Building Component’s = Total ERC (net figure rateable items only) to which contract size adjustment should be applied The 2023 Generic Contractors Test Spreadsheet has this facility built into the programme - it is recommended you undertake all contractors test valuations using this spreadsheet. (Details on the application of contract size adjustments can be found in the RCG 2023 Guidance notes). Where RV is calculated using the comparative method (rental method) the contract size adjustment should be made as follows: Select - SCAT code box ""P and M as an addition” within the 2023 Generic Contractors Test Spreadsheet facility. Or Where the spreadsheet is not used take the: Reciprocal of statutory de-capitalisation rate (i.e. 5% reciprocal = 20) multiply by rateable value of the buildings (before any overall end allowances are made and after making a notional deduction for the land value) and add to the ERC of P&M. Use resultant figure to calculate contract size adjustment. (Guidance Notes - Section 6) | Excludes the cost of the lift cage and mechanisms. | Measure external dimensions, wall thickness and count number of floors served or total height of shaft. | - | - | - | - | - | - | - | 10383 |  | Each | - | NA | NA | NA | 15376.5628 | Option 2 | 19063.9256 | 23.98% | 23903.915 | 18065.7257 | 17.49% | -5.236% | 18065.7257 | 17.49% | Indexed | NA | VOA_GPN_GOV_UK\7246041 | 2019-08-30 | Low | - | Medium | Risk taken from previous CG | - | - | NA | SPONS A&B | NA | (BEAMS Note 1) The ERC for this item should be added to the total of the ERC of the other P&M items on the site and the Buildings ERC (where applicable) to enable the correct contract size adjustment to be made. ERC of P&M Items + ERC of Building Component’s = Total ERC (net figure rateable items only) to which contract size adjustment should be applied The 2021 Generic Contractors Test Spreadsheet has this facility built into the programme - it is recommended you undertake all contractors test valuations using this spreadsheet. (Details on the application of contract size adjustments can be found in the RCG 2021 Guidance notes). Where RV is calculated using the comparative method (rental method) the contract size adjustment should be made as follows: Select - SCAT code box "P and M as an addition” within the 2021 Generic Contractors Test Spreadsheet facility. Or Where the spreadsheet is not used take the: Reciprocal of statutory de-capitalisation rate (i.e. 5% reciprocal = 20) multiply by rateable value of the buildings (before any overall end allowances are made and after making a notional deduction for the land value) and add to the ERC of P&M. Use resultant figure to calculate contract size adjustment. (Guidance Notes - Section 6) | - | - | 1 | TRUE
4271 | 211A04 | 8002 | 211A04 | Lifts | Shafts - Steel frame - brick infill | Inc. Machine room steel frame - profile walls and concrete pit | 1800mm x 2600mm | Floor 2 height 6.40m | Shafts for goods or passenger lifts. Serving floors at 3m intervals and constructed of steel stanchions, beams and braces with brick infill 225mm thick. Motor room constructed of steel frame with profiled steel sheeting enclosure. Pit formed in concrete, including bases for lift shaft stanchions (cost of lift not included). | Location Adjustment Applicable (See Guidance Notes) - ERC = UK mean of 1.00 | (BEAMS Note 1) The ERC for this item should be added to the total of the ERC of the other P&M items on the site and the Buildings ERC (where applicable) to enable the correct contract size adjustment to be made. ERC of P&M Items + ERC of Building Component’s = Total ERC (net figure rateable items only) to which contract size adjustment should be applied The 2023 Generic Contractors Test Spreadsheet has this facility built into the programme - it is recommended you undertake all contractors test valuations using this spreadsheet. (Details on the application of contract size adjustments can be found in the RCG 2023 Guidance notes). Where RV is calculated using the comparative method (rental method) the contract size adjustment should be made as follows: Select - SCAT code box ""P and M as an addition” within the 2023 Generic Contractors Test Spreadsheet facility. Or Where the spreadsheet is not used take the: Reciprocal of statutory de-capitalisation rate (i.e. 5% reciprocal = 20) multiply by rateable value of the buildings (before any overall end allowances are made and after making a notional deduction for the land value) and add to the ERC of P&M. Use resultant figure to calculate contract size adjustment. (Guidance Notes - Section 6) | Excludes the cost of the lift cage and mechanisms. | Measure external dimensions, wall thickness and count number of floors served or total height of shaft. | - | - | - | - | - | - | - | 10383 |  | Each | - | NA | NA | NA | 17683.0472 | Option 2 | 21923.5144 | 23.98% | 27489.5022 | 20775.5845 | 17.49% | -5.236% | 20775.5845 | 17.49% | Indexed | NA | VOA_GPN_GOV_UK\7246041 | 2019-08-30 | Low | - | Medium | Risk taken from previous CG | - | - | NA | SPONS A&B | NA | (BEAMS Note 1) The ERC for this item should be added to the total of the ERC of the other P&M items on the site and the Buildings ERC (where applicable) to enable the correct contract size adjustment to be made. ERC of P&M Items + ERC of Building Component’s = Total ERC (net figure rateable items only) to which contract size adjustment should be applied The 2021 Generic Contractors Test Spreadsheet has this facility built into the programme - it is recommended you undertake all contractors test valuations using this spreadsheet. (Details on the application of contract size adjustments can be found in the RCG 2021 Guidance notes). Where RV is calculated using the comparative method (rental method) the contract size adjustment should be made as follows: Select - SCAT code box "P and M as an addition” within the 2021 Generic Contractors Test Spreadsheet facility. Or Where the spreadsheet is not used take the: Reciprocal of statutory de-capitalisation rate (i.e. 5% reciprocal = 20) multiply by rateable value of the buildings (before any overall end allowances are made and after making a notional deduction for the land value) and add to the ERC of P&M. Use resultant figure to calculate contract size adjustment. (Guidance Notes - Section 6) | - | - | 1 | TRUE
4272 | 211A05 | 8003 | 211A05 | Lifts | Shafts - Steel frame - brick infill | Inc. Machine room steel frame - profile walls and concrete pit | 1500mm x 1775mm | Floor 3 height 9.30m | Shafts for goods or passenger lifts. Serving floors at 3m intervals and constructed of steel stanchions, beams and braces with brick infill 225mm thick. Motor room constructed of steel frame with profiled steel sheeting enclosure. Pit formed in concrete, including bases for lift shaft stanchions (cost of lift not included). | Location Adjustment Applicable (See Guidance Notes) - ERC = UK mean of 1.00 | (BEAMS Note 1) The ERC for this item should be added to the total of the ERC of the other P&M items on the site and the Buildings ERC (where applicable) to enable the correct contract size adjustment to be made. ERC of P&M Items + ERC of Building Component’s = Total ERC (net figure rateable items only) to which contract size adjustment should be applied The 2023 Generic Contractors Test Spreadsheet has this facility built into the programme - it is recommended you undertake all contractors test valuations using this spreadsheet. (Details on the application of contract size adjustments can be found in the RCG 2023 Guidance notes). Where RV is calculated using the comparative method (rental method) the contract size adjustment should be made as follows: Select - SCAT code box ""P and M as an addition” within the 2023 Generic Contractors Test Spreadsheet facility. Or Where the spreadsheet is not used take the: Reciprocal of statutory de-capitalisation rate (i.e. 5% reciprocal = 20) multiply by rateable value of the buildings (before any overall end allowances are made and after making a notional deduction for the land value) and add to the ERC of P&M. Use resultant figure to calculate contract size adjustment. (Guidance Notes - Section 6) | Excludes the cost of the lift cage and mechanisms. | Measure external dimensions, wall thickness and count number of floors served or total height of shaft. | - | - | - | - | - | - | - | 10383 |  | Each | - | NA | NA | NA | 15376.5628 | Option 2 | 19063.9256 | 23.98% | 23903.915 | 18065.7257 | 17.49% | -5.236% | 18065.7257 | 17.49% | Indexed | NA | VOA_GPN_GOV_UK\7246041 | 2019-08-30 | Low | - | Medium | Risk taken from previous CG | - | - | NA | SPONS A&B | NA | (BEAMS Note 1) The ERC for this item should be added to the total of the ERC of the other P&M items on the site and the Buildings ERC (where applicable) to enable the correct contract size adjustment to be made. ERC of P&M Items + ERC of Building Component’s = Total ERC (net figure rateable items only) to which contract size adjustment should be applied The 2021 Generic Contractors Test Spreadsheet has this facility built into the programme - it is recommended you undertake all contractors test valuations using this spreadsheet. (Details on the application of contract size adjustments can be found in the RCG 2021 Guidance notes). Where RV is calculated using the comparative method (rental method) the contract size adjustment should be made as follows: Select - SCAT code box "P and M as an addition” within the 2021 Generic Contractors Test Spreadsheet facility. Or Where the spreadsheet is not used take the: Reciprocal of statutory de-capitalisation rate (i.e. 5% reciprocal = 20) multiply by rateable value of the buildings (before any overall end allowances are made and after making a notional deduction for the land value) and add to the ERC of P&M. Use resultant figure to calculate contract size adjustment. (Guidance Notes - Section 6) | - | - | 1 | TRUE
4273 | 211A06 | 8004 | 211A06 | Lifts | Shafts - Steel frame - brick infill | Inc. Machine room steel frame - profile walls and concrete pit | 1800mm x 1900mm | Floor 3 height 9.30m | Shafts for goods or passenger lifts. Serving floors at 3m intervals and constructed of steel stanchions, beams and braces with brick infill 225mm thick. Motor room constructed of steel frame with profiled steel sheeting enclosure. Pit formed in concrete, including bases for lift shaft stanchions (cost of lift not included). | Location Adjustment Applicable (See Guidance Notes) - ERC = UK mean of 1.00 | (BEAMS Note 1) The ERC for this item should be added to the total of the ERC of the other P&M items on the site and the Buildings ERC (where applicable) to enable the correct contract size adjustment to be made. ERC of P&M Items + ERC of Building Component’s = Total ERC (net figure rateable items only) to which contract size adjustment should be applied The 2023 Generic Contractors Test Spreadsheet has this facility built into the programme - it is recommended you undertake all contractors test valuations using this spreadsheet. (Details on the application of contract size adjustments can be found in the RCG 2023 Guidance notes). Where RV is calculated using the comparative method (rental method) the contract size adjustment should be made as follows: Select - SCAT code box ""P and M as an addition” within the 2023 Generic Contractors Test Spreadsheet facility. Or Where the spreadsheet is not used take the: Reciprocal of statutory de-capitalisation rate (i.e. 5% reciprocal = 20) multiply by rateable value of the buildings (before any overall end allowances are made and after making a notional deduction for the land value) and add to the ERC of P&M. Use resultant figure to calculate contract size adjustment. (Guidance Notes - Section 6) | Excludes the cost of the lift cage and mechanisms. | Measure external dimensions, wall thickness and count number of floors served or total height of shaft. | - | - | - | - | - | - | - | 10383 |  | Each | - | NA | NA | NA | 16914.219 | Option 2 | 20970.3182 | 23.98% | 26294.3065 | 19872.2982 | 17.49% | -5.236% | 19872.2982 | 17.49% | Indexed | NA | VOA_GPN_GOV_UK\7246041 | 2019-08-30 | Low | - | Medium | Risk taken from previous CG | - | - | NA | SPONS A&B | NA | (BEAMS Note 1) The ERC for this item should be added to the total of the ERC of the other P&M items on the site and the Buildings ERC (where applicable) to enable the correct contract size adjustment to be made. ERC of P&M Items + ERC of Building Component’s = Total ERC (net figure rateable items only) to which contract size adjustment should be applied The 2021 Generic Contractors Test Spreadsheet has this facility built into the programme - it is recommended you undertake all contractors test valuations using this spreadsheet. (Details on the application of contract size adjustments can be found in the RCG 2021 Guidance notes). Where RV is calculated using the comparative method (rental method) the contract size adjustment should be made as follows: Select - SCAT code box "P and M as an addition” within the 2021 Generic Contractors Test Spreadsheet facility. Or Where the spreadsheet is not used take the: Reciprocal of statutory de-capitalisation rate (i.e. 5% reciprocal = 20) multiply by rateable value of the buildings (before any overall end allowances are made and after making a notional deduction for the land value) and add to the ERC of P&M. Use resultant figure to calculate contract size adjustment. (Guidance Notes - Section 6) | - | - | 1 | TRUE
4274 | 211A07 | 8005 | 211A07 | Lifts | Shafts - Steel frame - brick infill | Inc. Machine room steel frame - profile walls and concrete pit | 1935mm x 1935mm | Floor 3 height 9.30m | Shafts for goods or passenger lifts. Serving floors at 3m intervals and constructed of steel stanchions, beams and braces with brick infill 225mm thick. Motor room constructed of steel frame with profiled steel sheeting enclosure. Pit formed in concrete, including bases for lift shaft stanchions (cost of lift not included). | Location Adjustment Applicable (See Guidance Notes) - ERC = UK mean of 1.00 | (BEAMS Note 1) The ERC for this item should be added to the total of the ERC of the other P&M items on the site and the Buildings ERC (where applicable) to enable the correct contract size adjustment to be made. ERC of P&M Items + ERC of Building Component’s = Total ERC (net figure rateable items only) to which contract size adjustment should be applied The 2023 Generic Contractors Test Spreadsheet has this facility built into the programme - it is recommended you undertake all contractors test valuations using this spreadsheet. (Details on the application of contract size adjustments can be found in the RCG 2023 Guidance notes). Where RV is calculated using the comparative method (rental method) the contract size adjustment should be made as follows: Select - SCAT code box ""P and M as an addition” within the 2023 Generic Contractors Test Spreadsheet facility. Or Where the spreadsheet is not used take the: Reciprocal of statutory de-capitalisation rate (i.e. 5% reciprocal = 20) multiply by rateable value of the buildings (before any overall end allowances are made and after making a notional deduction for the land value) and add to the ERC of P&M. Use resultant figure to calculate contract size adjustment. (Guidance Notes - Section 6) | Excludes the cost of the lift cage and mechanisms. | Measure external dimensions, wall thickness and count number of floors served or total height of shaft. | - | - | - | - | - | - | - | 10383 |  | Each | - | NA | NA | NA | 17683.0472 | Option 2 | 21923.5144 | 23.98% | 27489.5022 | 20775.5845 | 17.49% | -5.236% | 20775.5845 | 17.49% | Indexed | NA | VOA_GPN_GOV_UK\7246041 | 2019-08-30 | Low | - | Medium | Risk taken from previous CG | - | - | NA | SPONS A&B | NA | (BEAMS Note 1) The ERC for this item should be added to the total of the ERC of the other P&M items on the site and the Buildings ERC (where applicable) to enable the correct contract size adjustment to be made. ERC of P&M Items + ERC of Building Component’s = Total ERC (net figure rateable items only) to which contract size adjustment should be applied The 2021 Generic Contractors Test Spreadsheet has this facility built into the programme - it is recommended you undertake all contractors test valuations using this spreadsheet. (Details on the application of contract size adjustments can be found in the RCG 2021 Guidance notes). Where RV is calculated using the comparative method (rental method) the contract size adjustment should be made as follows: Select - SCAT code box "P and M as an addition” within the 2021 Generic Contractors Test Spreadsheet facility. Or Where the spreadsheet is not used take the: Reciprocal of statutory de-capitalisation rate (i.e. 5% reciprocal = 20) multiply by rateable value of the buildings (before any overall end allowances are made and after making a notional deduction for the land value) and add to the ERC of P&M. Use resultant figure to calculate contract size adjustment. (Guidance Notes - Section 6) | - | - | 1 | TRUE
4275 | 211A08 | 8006 | 211A08 | Lifts | Shafts - Steel frame - brick infill | Inc. Machine room steel frame - profile walls and concrete pit | 2030mm x 2140mm | Floor 3 height 9.30m | Shafts for goods or passenger lifts. Serving floors at 3m intervals and constructed of steel stanchions, beams and braces with brick infill 225mm thick. Motor room constructed of steel frame with profiled steel sheeting enclosure. Pit formed in concrete, including bases for lift shaft stanchions (cost of lift not included). | Location Adjustment Applicable (See Guidance Notes) - ERC = UK mean of 1.00 | (BEAMS Note 1) The ERC for this item should be added to the total of the ERC of the other P&M items on the site and the Buildings ERC (where applicable) to enable the correct contract size adjustment to be made. ERC of P&M Items + ERC of Building Component’s = Total ERC (net figure rateable items only) to which contract size adjustment should be applied The 2023 Generic Contractors Test Spreadsheet has this facility built into the programme - it is recommended you undertake all contractors test valuations using this spreadsheet. (Details on the application of contract size adjustments can be found in the RCG 2023 Guidance notes). Where RV is calculated using the comparative method (rental method) the contract size adjustment should be made as follows: Select - SCAT code box ""P and M as an addition” within the 2023 Generic Contractors Test Spreadsheet facility. Or Where the spreadsheet is not used take the: Reciprocal of statutory de-capitalisation rate (i.e. 5% reciprocal = 20) multiply by rateable value of the buildings (before any overall end allowances are made and after making a notional deduction for the land value) and add to the ERC of P&M. Use resultant figure to calculate contract size adjustment. (Guidance Notes - Section 6) | Excludes the cost of the lift cage and mechanisms. | Measure external dimensions, wall thickness and count number of floors served or total height of shaft. | - | - | - | - | - | - | - | 10383 |  | Each | - | NA | NA | NA | 18836.2894 | Option 2 | 23353.3089 | 23.98% | 29282.2959 | 22130.514 | 17.49% | -5.236% | 22130.514 | 17.49% | Indexed | NA | VOA_GPN_GOV_UK\7246041 | 2019-08-30 | Low | - | Medium | Risk taken from previous CG | - | - | NA | SPONS A&B | NA | (BEAMS Note 1) The ERC for this item should be added to the total of the ERC of the other P&M items on the site and the Buildings ERC (where applicable) to enable the correct contract size adjustment to be made. ERC of P&M Items + ERC of Building Component’s = Total ERC (net figure rateable items only) to which contract size adjustment should be applied The 2021 Generic Contractors Test Spreadsheet has this facility built into the programme - it is recommended you undertake all contractors test valuations using this spreadsheet. (Details on the application of contract size adjustments can be found in the RCG 2021 Guidance notes). Where RV is calculated using the comparative method (rental method) the contract size adjustment should be made as follows: Select - SCAT code box "P and M as an addition” within the 2021 Generic Contractors Test Spreadsheet facility. Or Where the spreadsheet is not used take the: Reciprocal of statutory de-capitalisation rate (i.e. 5% reciprocal = 20) multiply by rateable value of the buildings (before any overall end allowances are made and after making a notional deduction for the land value) and add to the ERC of P&M. Use resultant figure to calculate contract size adjustment. (Guidance Notes - Section 6) | - | - | 1 | TRUE
4276 | 211A09 | 8007 | 211A09 | Lifts | Shafts - Steel frame - brick infill | Inc. Machine room steel frame - profile walls and concrete pit. | 2100mm x 2100mm | Floor 4 height 12.30m | Shafts for goods or passenger lifts. Serving floors at 3m intervals and constructed of steel stanchions, beams and braces with brick infill 225mm thick. Motor room constructed of steel frame with profiled steel sheeting enclosure. Pit formed in concrete, including bases for lift shaft stanchions (cost of lift not included). | Location Adjustment Applicable (See Guidance Notes) - ERC = UK mean of 1.00 | (BEAMS Note 1) The ERC for this item should be added to the total of the ERC of the other P&M items on the site and the Buildings ERC (where applicable) to enable the correct contract size adjustment to be made. ERC of P&M Items + ERC of Building Component’s = Total ERC (net figure rateable items only) to which contract size adjustment should be applied The 2023 Generic Contractors Test Spreadsheet has this facility built into the programme - it is recommended you undertake all contractors test valuations using this spreadsheet. (Details on the application of contract size adjustments can be found in the RCG 2023 Guidance notes). Where RV is calculated using the comparative method (rental method) the contract size adjustment should be made as follows: Select - SCAT code box ""P and M as an addition” within the 2023 Generic Contractors Test Spreadsheet facility. Or Where the spreadsheet is not used take the: Reciprocal of statutory de-capitalisation rate (i.e. 5% reciprocal = 20) multiply by rateable value of the buildings (before any overall end allowances are made and after making a notional deduction for the land value) and add to the ERC of P&M. Use resultant figure to calculate contract size adjustment. (Guidance Notes - Section 6) | Excludes the cost of the lift cage and mechanisms. | Measure external dimensions, wall thickness and count number of floors served or total height of shaft. | - | - | - | - | - | - | - | 10383 |  | Each | - | NA | NA | NA | 21142.7738 | Option 2 | 26212.8977 | 23.98% | 32867.8831 | 24840.3728 | 17.49% | -5.236% | 24840.3728 | 17.49% | Indexed | NA | VOA_GPN_GOV_UK\7246041 | 2019-08-30 | Low | - | Medium | Risk taken from previous CG | - | - | NA | SPONS A&B | NA | (BEAMS Note 1) The ERC for this item should be added to the total of the ERC of the other P&M items on the site and the Buildings ERC (where applicable) to enable the correct contract size adjustment to be made. ERC of P&M Items + ERC of Building Component’s = Total ERC (net figure rateable items only) to which contract size adjustment should be applied The 2021 Generic Contractors Test Spreadsheet has this facility built into the programme - it is recommended you undertake all contractors test valuations using this spreadsheet. (Details on the application of contract size adjustments can be found in the RCG 2021 Guidance notes). Where RV is calculated using the comparative method (rental method) the contract size adjustment should be made as follows: Select - SCAT code box "P and M as an addition” within the 2021 Generic Contractors Test Spreadsheet facility. Or Where the spreadsheet is not used take the: Reciprocal of statutory de-capitalisation rate (i.e. 5% reciprocal = 20) multiply by rateable value of the buildings (before any overall end allowances are made and after making a notional deduction for the land value) and add to the ERC of P&M. Use resultant figure to calculate contract size adjustment. (Guidance Notes - Section 6) | - | - | 1 | TRUE
4277 | 203X60 | 8690 | 203X60 | Lightning conductors | Copper | Earthing Mats with connections | 900mm x 900mm | 3mm thick | Copper strip bar on all tall objects but mainly chimneys and towers. The top usually extends 1 metre above the structure. The bottom finishes in an earthing rod (min 2.44m depth), which is either hammered into the ground or encased in concrete. In some cases this earth is in the form of a mat set in a pit (where unable to put a rod into the ground). Diameter of earthing rods are 16mm or 20mm. Earthing mats are 900mm x 900mm x 3mm and are buried in pit at least 450mm deep. | Considered Not Applicable at time of Publication | (BEAMS Note 1) The ERC for this item should be added to the total of the ERC of the other P&M items on the site and the Buildings ERC (where applicable) to enable the correct contract size adjustment to be made. ERC of P&M Items + ERC of Building Component’s = Total ERC (net figure rateable items only) to which contract size adjustment should be applied The 2023 Generic Contractors Test Spreadsheet has this facility built into the programme - it is recommended you undertake all contractors test valuations using this spreadsheet. (Details on the application of contract size adjustments can be found in the RCG 2023 Guidance notes). Where RV is calculated using the comparative method (rental method) the contract size adjustment should be made as follows: Select - SCAT code box ""P and M as an addition” within the 2023 Generic Contractors Test Spreadsheet facility. Or Where the spreadsheet is not used take the: Reciprocal of statutory de-capitalisation rate (i.e. 5% reciprocal = 20) multiply by rateable value of the buildings (before any overall end allowances are made and after making a notional deduction for the land value) and add to the ERC of P&M. Use resultant figure to calculate contract size adjustment. (Guidance Notes - Section 6) | Earthing mats and rods may not be accessible to identify on the ground. Unless record drawings indicate sizes and locations note of location only will be practicable. Where rods and mats cannot be specifically identified, costs for lowest range items may be used. | Thickness and width of band and height/length. | Class 2 Table 2 (f) Protection from Hazards Lightning conductors (This would include the earth rod) Earth mat and pit (i) Foundations | - | - | It is assumed that the item forms part of an average size industrial, commercial or office complex. Where it would be normal to find more than one item in such a hereditament the ERC stated has been adjusted to reflect any number / quantity, discount. These figures are NOT one off figures. | - | Photo 1 & 2 - Copper strip from earth to top of structure requiring earthing protection. | - | 10174 |  | Nr | - | NA | NA | NA | 238.1714 | Option 2 | 311.9208 | 30.96% | 302.0156 | 255.4583 | 7.258% | -18.1% | 255.4583 | 7.258% | Indexed | NA | VOA_GPN_GOV_UK\7246041 | 2019-08-30 | Low | - | Low | Risk taken from previous CG | - | - | NA | SPONS E | NA | (BEAMS Note 1) The ERC for this item should be added to the total of the ERC of the other P&M items on the site and the Buildings ERC (where applicable) to enable the correct contract size adjustment to be made. ERC of P&M Items + ERC of Building Component’s = Total ERC (net figure rateable items only) to which contract size adjustment should be applied The 2021 Generic Contractors Test Spreadsheet has this facility built into the programme - it is recommended you undertake all contractors test valuations using this spreadsheet. (Details on the application of contract size adjustments can be found in the RCG 2021 Guidance notes). Where RV is calculated using the comparative method (rental method) the contract size adjustment should be made as follows: Select - SCAT code box "P and M as an addition” within the 2021 Generic Contractors Test Spreadsheet facility. Or Where the spreadsheet is not used take the: Reciprocal of statutory de-capitalisation rate (i.e. 5% reciprocal = 20) multiply by rateable value of the buildings (before any overall end allowances are made and after making a notional deduction for the land value) and add to the ERC of P&M. Use resultant figure to calculate contract size adjustment. (Guidance Notes - Section 6) | Photo 1 & 2 - Copper strip from earth to top of structure requiring earthing protection. | - | 1 | TRUE
4278 | 203X40 | 8687 | 203X40 | Lightning conductors | Copper | Earthing rods | 16mm diam | 2.44m long | Copper strip bar on all tall objects but mainly chimneys and towers. The top usually extends 1 metre above the structure. The bottom finishes in an earthing rod (min 2.44m depth), which is either hammered into the ground or encased in concrete. In some cases this earth is in the form of a mat set in a pit (where unable to put a rod into the ground). Diameter of earthing rods are 16mm or 20mm. Earthing mats are 900mm x 900mm x 3mm and are buried in pit at least 450mm deep. | Considered Not Applicable at time of Publication | (BEAMS Note 1) The ERC for this item should be added to the total of the ERC of the other P&M items on the site and the Buildings ERC (where applicable) to enable the correct contract size adjustment to be made. ERC of P&M Items + ERC of Building Component’s = Total ERC (net figure rateable items only) to which contract size adjustment should be applied The 2023 Generic Contractors Test Spreadsheet has this facility built into the programme - it is recommended you undertake all contractors test valuations using this spreadsheet. (Details on the application of contract size adjustments can be found in the RCG 2023 Guidance notes). Where RV is calculated using the comparative method (rental method) the contract size adjustment should be made as follows: Select - SCAT code box ""P and M as an addition” within the 2023 Generic Contractors Test Spreadsheet facility. Or Where the spreadsheet is not used take the: Reciprocal of statutory de-capitalisation rate (i.e. 5% reciprocal = 20) multiply by rateable value of the buildings (before any overall end allowances are made and after making a notional deduction for the land value) and add to the ERC of P&M. Use resultant figure to calculate contract size adjustment. (Guidance Notes - Section 6) | Earthing mats and rods may not be accessible to identify on the ground. Unless record drawings indicate sizes and locations note of location only will be practicable. Where rods and mats cannot be specifically identified, costs for lowest range items may be used. | Thickness and width of band and height/length. | Class 2 Table 2 (f) Protection from Hazards Lightning conductors (This would include the earth rod) Earth mat and pit (i) Foundations | - | - | It is assumed that the item forms part of an average size industrial, commercial or office complex. Where it would be normal to find more than one item in such a hereditament the ERC stated has been adjusted to reflect any number / quantity, discount. These figures are NOT one off figures. | - | Photo 1 & 2 - Copper strip from earth to top of structure requiring earthing protection. | - | 10174 |  | Nr | - | NA | NA | NA | 161.6163 | Option 2 | 200.3725 | 23.98% | 221.0347 | 167.0501 | 3.362% | -16.63% | 167.0501 | 3.362% | Indexed | NA | VOA_GPN_GOV_UK\7246041 | 2019-08-30 | Low | - | Low | Risk taken from previous CG | - | - | NA | SPONS A&B | NA | (BEAMS Note 1) The ERC for this item should be added to the total of the ERC of the other P&M items on the site and the Buildings ERC (where applicable) to enable the correct contract size adjustment to be made. ERC of P&M Items + ERC of Building Component’s = Total ERC (net figure rateable items only) to which contract size adjustment should be applied The 2021 Generic Contractors Test Spreadsheet has this facility built into the programme - it is recommended you undertake all contractors test valuations using this spreadsheet. (Details on the application of contract size adjustments can be found in the RCG 2021 Guidance notes). Where RV is calculated using the comparative method (rental method) the contract size adjustment should be made as follows: Select - SCAT code box "P and M as an addition” within the 2021 Generic Contractors Test Spreadsheet facility. Or Where the spreadsheet is not used take the: Reciprocal of statutory de-capitalisation rate (i.e. 5% reciprocal = 20) multiply by rateable value of the buildings (before any overall end allowances are made and after making a notional deduction for the land value) and add to the ERC of P&M. Use resultant figure to calculate contract size adjustment. (Guidance Notes - Section 6) | Photo 1 & 2 - Copper strip from earth to top of structure requiring earthing protection. | - | 1 | TRUE
4279 | 203X41 | 8688 | 203X41 | Lightning conductors | Copper | Earthing rods | 20mm diam | 2.44m long | Copper strip bar on all tall objects but mainly chimneys and towers. The top usually extends 1 metre above the structure. The bottom finishes in an earthing rod (min 2.44m depth), which is either hammered into the ground or encased in concrete. In some cases this earth is in the form of a mat set in a pit (where unable to put a rod into the ground). Diameter of earthing rods are 16mm or 20mm. Earthing mats are 900mm x 900mm x 3mm and are buried in pit at least 450mm deep. | Considered Not Applicable at time of Publication | (BEAMS Note 1) The ERC for this item should be added to the total of the ERC of the other P&M items on the site and the Buildings ERC (where applicable) to enable the correct contract size adjustment to be made. ERC of P&M Items + ERC of Building Component’s = Total ERC (net figure rateable items only) to which contract size adjustment should be applied The 2023 Generic Contractors Test Spreadsheet has this facility built into the programme - it is recommended you undertake all contractors test valuations using this spreadsheet. (Details on the application of contract size adjustments can be found in the RCG 2023 Guidance notes). Where RV is calculated using the comparative method (rental method) the contract size adjustment should be made as follows: Select - SCAT code box ""P and M as an addition” within the 2023 Generic Contractors Test Spreadsheet facility. Or Where the spreadsheet is not used take the: Reciprocal of statutory de-capitalisation rate (i.e. 5% reciprocal = 20) multiply by rateable value of the buildings (before any overall end allowances are made and after making a notional deduction for the land value) and add to the ERC of P&M. Use resultant figure to calculate contract size adjustment. (Guidance Notes - Section 6) | Earthing mats and rods may not be accessible to identify on the ground. Unless record drawings indicate sizes and locations note of location only will be practicable. Where rods and mats cannot be specifically identified, costs for lowest range items may be used. | Thickness and width of band and height/length. | Class 2 Table 2 (f) Protection from Hazards Lightning conductors (This would include the earth rod) Earth mat and pit (i) Foundations | - | - | It is assumed that the item forms part of an average size industrial, commercial or office complex. Where it would be normal to find more than one item in such a hereditament the ERC stated has been adjusted to reflect any number / quantity, discount. These figures are NOT one off figures. | - | Photo 1 & 2 - Copper strip from earth to top of structure requiring earthing protection. | - | 10174 |  | Nr | - | NA | NA | NA | 208.3999 | Option 2 | 258.3751 | 23.98% | 315.4864 | 238.4334 | 14.41% | -7.718% | 238.4334 | 14.41% | Indexed | NA | VOA_GPN_GOV_UK\7246041 | 2019-08-30 | Low | - | Low | Risk taken from previous CG | - | - | NA | SPONS A&B | NA | (BEAMS Note 1) The ERC for this item should be added to the total of the ERC of the other P&M items on the site and the Buildings ERC (where applicable) to enable the correct contract size adjustment to be made. ERC of P&M Items + ERC of Building Component’s = Total ERC (net figure rateable items only) to which contract size adjustment should be applied The 2021 Generic Contractors Test Spreadsheet has this facility built into the programme - it is recommended you undertake all contractors test valuations using this spreadsheet. (Details on the application of contract size adjustments can be found in the RCG 2021 Guidance notes). Where RV is calculated using the comparative method (rental method) the contract size adjustment should be made as follows: Select - SCAT code box "P and M as an addition” within the 2021 Generic Contractors Test Spreadsheet facility. Or Where the spreadsheet is not used take the: Reciprocal of statutory de-capitalisation rate (i.e. 5% reciprocal = 20) multiply by rateable value of the buildings (before any overall end allowances are made and after making a notional deduction for the land value) and add to the ERC of P&M. Use resultant figure to calculate contract size adjustment. (Guidance Notes - Section 6) | Photo 1 & 2 - Copper strip from earth to top of structure requiring earthing protection. | - | 1 | TRUE
4280 | 203X49 | 8689 | 203X49 | Lightning conductors | Copper | Earthing rods | Extra each additional metre | - | Copper strip bar on all tall objects but mainly chimneys and towers. The top usually extends 1 metre above the structure. The bottom finishes in an earthing rod (min 2.44m depth), which is either hammered into the ground or encased in concrete. In some cases this earth is in the form of a mat set in a pit (where unable to put a rod into the ground). Diameter of earthing rods are 16mm or 20mm. Earthing mats are 900mm x 900mm x 3mm and are buried in pit at least 450mm deep. | Considered Not Applicable at time of Publication | (BEAMS Note 1) The ERC for this item should be added to the total of the ERC of the other P&M items on the site and the Buildings ERC (where applicable) to enable the correct contract size adjustment to be made. ERC of P&M Items + ERC of Building Component’s = Total ERC (net figure rateable items only) to which contract size adjustment should be applied The 2023 Generic Contractors Test Spreadsheet has this facility built into the programme - it is recommended you undertake all contractors test valuations using this spreadsheet. (Details on the application of contract size adjustments can be found in the RCG 2023 Guidance notes). Where RV is calculated using the comparative method (rental method) the contract size adjustment should be made as follows: Select - SCAT code box ""P and M as an addition” within the 2023 Generic Contractors Test Spreadsheet facility. Or Where the spreadsheet is not used take the: Reciprocal of statutory de-capitalisation rate (i.e. 5% reciprocal = 20) multiply by rateable value of the buildings (before any overall end allowances are made and after making a notional deduction for the land value) and add to the ERC of P&M. Use resultant figure to calculate contract size adjustment. (Guidance Notes - Section 6) | Earthing mats and rods may not be accessible to identify on the ground. Unless record drawings indicate sizes and locations note of location only will be practicable. Where rods and mats cannot be specifically identified, costs for lowest range items may be used. | Thickness and width of band and height/length. | Class 2 Table 2 (f) Protection from Hazards Lightning conductors (This would include the earth rod) Earth mat and pit (i) Foundations | - | - | It is assumed that the item forms part of an average size industrial, commercial or office complex. Where it would be normal to find more than one item in such a hereditament the ERC stated has been adjusted to reflect any number / quantity, discount. These figures are NOT one off figures. | - | Photo 1 & 2 - Copper strip from earth to top of structure requiring earthing protection. | - | 10174 |  | M | Linear | NA | NA | NA | 32.3233 | Option 2 | 42.3321 | 30.96% | 114.5945 | 96.9292 | 199.9% | 129% | 96.9292 | 199.9% | Indexed | NA | VOA_GPN_GOV_UK\7246041 | 2019-08-30 | Low | - | Low | Risk taken from previous CG | - | - | NA | SPONS E | NA | (BEAMS Note 1) The ERC for this item should be added to the total of the ERC of the other P&M items on the site and the Buildings ERC (where applicable) to enable the correct contract size adjustment to be made. ERC of P&M Items + ERC of Building Component’s = Total ERC (net figure rateable items only) to which contract size adjustment should be applied The 2021 Generic Contractors Test Spreadsheet has this facility built into the programme - it is recommended you undertake all contractors test valuations using this spreadsheet. (Details on the application of contract size adjustments can be found in the RCG 2021 Guidance notes). Where RV is calculated using the comparative method (rental method) the contract size adjustment should be made as follows: Select - SCAT code box "P and M as an addition” within the 2021 Generic Contractors Test Spreadsheet facility. Or Where the spreadsheet is not used take the: Reciprocal of statutory de-capitalisation rate (i.e. 5% reciprocal = 20) multiply by rateable value of the buildings (before any overall end allowances are made and after making a notional deduction for the land value) and add to the ERC of P&M. Use resultant figure to calculate contract size adjustment. (Guidance Notes - Section 6) | Photo 1 & 2 - Copper strip from earth to top of structure requiring earthing protection. | - | 1 | TRUE
4281 | 203X10 | 8682 | 203X10 | Lightning conductors | Copper | Round | 8mm diam | - | Copper strip bar on all tall objects but mainly chimneys and towers. The top usually extends 1 metre above the structure. The bottom finishes in an earthing rod (min 2.44m depth), which is either hammered into the ground or encased in concrete. In some cases this earth is in the form of a mat set in a pit (where unable to put a rod into the ground). Diameter of earthing rods are 16mm or 20mm. Earthing mats are 900mm x 900mm x 3mm and are buried in pit at least 450mm deep. | Considered Not Applicable at time of Publication | (BEAMS Note 1) The ERC for this item should be added to the total of the ERC of the other P&M items on the site and the Buildings ERC (where applicable) to enable the correct contract size adjustment to be made. ERC of P&M Items + ERC of Building Component’s = Total ERC (net figure rateable items only) to which contract size adjustment should be applied The 2023 Generic Contractors Test Spreadsheet has this facility built into the programme - it is recommended you undertake all contractors test valuations using this spreadsheet. (Details on the application of contract size adjustments can be found in the RCG 2023 Guidance notes). Where RV is calculated using the comparative method (rental method) the contract size adjustment should be made as follows: Select - SCAT code box ""P and M as an addition” within the 2023 Generic Contractors Test Spreadsheet facility. Or Where the spreadsheet is not used take the: Reciprocal of statutory de-capitalisation rate (i.e. 5% reciprocal = 20) multiply by rateable value of the buildings (before any overall end allowances are made and after making a notional deduction for the land value) and add to the ERC of P&M. Use resultant figure to calculate contract size adjustment. (Guidance Notes - Section 6) | Earthing mats and rods may not be accessible to identify on the ground. Unless record drawings indicate sizes and locations note of location only will be practicable. Where rods and mats cannot be specifically identified, costs for lowest range items may be used. | Thickness and width of band and height/length. | Class 2 Table 2 (f) Protection from Hazards Lightning conductors (This would include the earth rod) Earth mat and pit (i) Foundations | - | - | It is assumed that the item forms part of an average size industrial, commercial or office complex. Where it would be normal to find more than one item in such a hereditament the ERC stated has been adjusted to reflect any number / quantity, discount. These figures are NOT one off figures. | - | Photo 1 & 2 - Copper strip from earth to top of structure requiring earthing protection. | - | 10174 |  | M | Linear | NA | NA | NA | 17.8629 | Option 2 | 23.3941 | 30.96% | 27.8244 | 23.5351 | 31.75% | 0.6029% | 23.5351 | 31.75% | Indexed | NA | VOA_GPN_GOV_UK\7246041 | 2019-08-30 | Low | - | Low | Risk taken from previous CG | - | - | NA | SPONS E | NA | (BEAMS Note 1) The ERC for this item should be added to the total of the ERC of the other P&M items on the site and the Buildings ERC (where applicable) to enable the correct contract size adjustment to be made. ERC of P&M Items + ERC of Building Component’s = Total ERC (net figure rateable items only) to which contract size adjustment should be applied The 2021 Generic Contractors Test Spreadsheet has this facility built into the programme - it is recommended you undertake all contractors test valuations using this spreadsheet. (Details on the application of contract size adjustments can be found in the RCG 2021 Guidance notes). Where RV is calculated using the comparative method (rental method) the contract size adjustment should be made as follows: Select - SCAT code box "P and M as an addition” within the 2021 Generic Contractors Test Spreadsheet facility. Or Where the spreadsheet is not used take the: Reciprocal of statutory de-capitalisation rate (i.e. 5% reciprocal = 20) multiply by rateable value of the buildings (before any overall end allowances are made and after making a notional deduction for the land value) and add to the ERC of P&M. Use resultant figure to calculate contract size adjustment. (Guidance Notes - Section 6) | Photo 1 & 2 - Copper strip from earth to top of structure requiring earthing protection. | - | 1 | TRUE
4282 | 203X01 | 8680 | 203X01 | Lightning conductors | Copper | Strip | 25mm wide | 3mm thick | Copper strip bar on all tall objects but mainly chimneys and towers. The top usually extends 1 metre above the structure. The bottom finishes in an earthing rod (min 2.44m depth), which is either hammered into the ground or encased in concrete. In some cases this earth is in the form of a mat set in a pit (where unable to put a rod into the ground). Diameter of earthing rods are 16mm or 20mm. Earthing mats are 900mm x 900mm x 3mm and are buried in pit at least 450mm deep. | Considered Not Applicable at time of Publication | (BEAMS Note 1) The ERC for this item should be added to the total of the ERC of the other P&M items on the site and the Buildings ERC (where applicable) to enable the correct contract size adjustment to be made. ERC of P&M Items + ERC of Building Component’s = Total ERC (net figure rateable items only) to which contract size adjustment should be applied The 2023 Generic Contractors Test Spreadsheet has this facility built into the programme - it is recommended you undertake all contractors test valuations using this spreadsheet. (Details on the application of contract size adjustments can be found in the RCG 2023 Guidance notes). Where RV is calculated using the comparative method (rental method) the contract size adjustment should be made as follows: Select - SCAT code box ""P and M as an addition” within the 2023 Generic Contractors Test Spreadsheet facility. Or Where the spreadsheet is not used take the: Reciprocal of statutory de-capitalisation rate (i.e. 5% reciprocal = 20) multiply by rateable value of the buildings (before any overall end allowances are made and after making a notional deduction for the land value) and add to the ERC of P&M. Use resultant figure to calculate contract size adjustment. (Guidance Notes - Section 6) | Earthing mats and rods may not be accessible to identify on the ground. Unless record drawings indicate sizes and locations note of location only will be practicable. Where rods and mats cannot be specifically identified, costs for lowest range items may be used. | Thickness and width of band and height/length. | Class 2 Table 2 (f) Protection from Hazards Lightning conductors (This would include the earth rod) Earth mat and pit (i) Foundations | - | - | It is assumed that the item forms part of an average size industrial, commercial or office complex. Where it would be normal to find more than one item in such a hereditament the ERC stated has been adjusted to reflect any number / quantity, discount. These figures are NOT one off figures. | - | Photo 1 & 2 - Copper strip from earth to top of structure requiring earthing protection. | - | 10174 |  | M | Linear | NA | NA | NA | 22.1159 | Option 2 | 28.9641 | 30.96% | 31.9918 | 27.0601 | 22.36% | -6.574% | 27.0601 | 22.36% | Indexed | NA | VOA_GPN_GOV_UK\7246041 | 2019-08-30 | Low | - | Low | Risk taken from previous CG | - | - | NA | SPONS E | NA | (BEAMS Note 1) The ERC for this item should be added to the total of the ERC of the other P&M items on the site and the Buildings ERC (where applicable) to enable the correct contract size adjustment to be made. ERC of P&M Items + ERC of Building Component’s = Total ERC (net figure rateable items only) to which contract size adjustment should be applied The 2021 Generic Contractors Test Spreadsheet has this facility built into the programme - it is recommended you undertake all contractors test valuations using this spreadsheet. (Details on the application of contract size adjustments can be found in the RCG 2021 Guidance notes). Where RV is calculated using the comparative method (rental method) the contract size adjustment should be made as follows: Select - SCAT code box "P and M as an addition” within the 2021 Generic Contractors Test Spreadsheet facility. Or Where the spreadsheet is not used take the: Reciprocal of statutory de-capitalisation rate (i.e. 5% reciprocal = 20) multiply by rateable value of the buildings (before any overall end allowances are made and after making a notional deduction for the land value) and add to the ERC of P&M. Use resultant figure to calculate contract size adjustment. (Guidance Notes - Section 6) | Photo 1 & 2 - Copper strip from earth to top of structure requiring earthing protection. | - | 1 | TRUE
4283 | 203X02 | 8681 | 203X02 | Lightning conductors | Copper | Strip | 50mm wide | 6mm thick | Copper strip bar on all tall objects but mainly chimneys and towers. The top usually extends 1 metre above the structure. The bottom finishes in an earthing rod (min 2.44m depth), which is either hammered into the ground or encased in concrete. In some cases this earth is in the form of a mat set in a pit (where unable to put a rod into the ground). Diameter of earthing rods are 16mm or 20mm. Earthing mats are 900mm x 900mm x 3mm and are buried in pit at least 450mm deep. | Considered Not Applicable at time of Publication | (BEAMS Note 1) The ERC for this item should be added to the total of the ERC of the other P&M items on the site and the Buildings ERC (where applicable) to enable the correct contract size adjustment to be made. ERC of P&M Items + ERC of Building Component’s = Total ERC (net figure rateable items only) to which contract size adjustment should be applied The 2023 Generic Contractors Test Spreadsheet has this facility built into the programme - it is recommended you undertake all contractors test valuations using this spreadsheet. (Details on the application of contract size adjustments can be found in the RCG 2023 Guidance notes). Where RV is calculated using the comparative method (rental method) the contract size adjustment should be made as follows: Select - SCAT code box ""P and M as an addition” within the 2023 Generic Contractors Test Spreadsheet facility. Or Where the spreadsheet is not used take the: Reciprocal of statutory de-capitalisation rate (i.e. 5% reciprocal = 20) multiply by rateable value of the buildings (before any overall end allowances are made and after making a notional deduction for the land value) and add to the ERC of P&M. Use resultant figure to calculate contract size adjustment. (Guidance Notes - Section 6) | Earthing mats and rods may not be accessible to identify on the ground. Unless record drawings indicate sizes and locations note of location only will be practicable. Where rods and mats cannot be specifically identified, costs for lowest range items may be used. | Thickness and width of band and height/length. | Class 2 Table 2 (f) Protection from Hazards Lightning conductors (This would include the earth rod) Earth mat and pit (i) Foundations | - | - | It is assumed that the item forms part of an average size industrial, commercial or office complex. Where it would be normal to find more than one item in such a hereditament the ERC stated has been adjusted to reflect any number / quantity, discount. These figures are NOT one off figures. | - | Photo 1 & 2 - Copper strip from earth to top of structure requiring earthing protection. | - | 10174 |  | M | Linear | NA | NA | NA | 34.0245 | Option 2 | 44.5601 | 30.96% | 96.7795 | 81.8605 | 140.6% | 83.71% | 81.8605 | 140.6% | Indexed | NA | VOA_GPN_GOV_UK\7246041 | 2019-08-30 | Low | - | Low | Risk taken from previous CG | - | - | NA | SPONS E | NA | (BEAMS Note 1) The ERC for this item should be added to the total of the ERC of the other P&M items on the site and the Buildings ERC (where applicable) to enable the correct contract size adjustment to be made. ERC of P&M Items + ERC of Building Component’s = Total ERC (net figure rateable items only) to which contract size adjustment should be applied The 2021 Generic Contractors Test Spreadsheet has this facility built into the programme - it is recommended you undertake all contractors test valuations using this spreadsheet. (Details on the application of contract size adjustments can be found in the RCG 2021 Guidance notes). Where RV is calculated using the comparative method (rental method) the contract size adjustment should be made as follows: Select - SCAT code box "P and M as an addition” within the 2021 Generic Contractors Test Spreadsheet facility. Or Where the spreadsheet is not used take the: Reciprocal of statutory de-capitalisation rate (i.e. 5% reciprocal = 20) multiply by rateable value of the buildings (before any overall end allowances are made and after making a notional deduction for the land value) and add to the ERC of P&M. Use resultant figure to calculate contract size adjustment. (Guidance Notes - Section 6) | Photo 1 & 2 - Copper strip from earth to top of structure requiring earthing protection. | - | 1 | TRUE
4284 | 203X69 | 8691 | 203X69 | Lightning conductors | Pit | Pit for mat | 900mm x 900mm | 450mm deep | Copper strip bar on all tall objects but mainly chimneys and towers. The top usually extends 1 metre above the structure. The bottom finishes in an earthing rod (min 2.44m depth), which is either hammered into the ground or encased in concrete. In some cases this earth is in the form of a mat set in a pit (where unable to put a rod into the ground). Diameter of earthing rods are 16mm or 20mm. Earthing mats are 900mm x 900mm x 3mm and are buried in pit at least 450mm deep. | Considered Not Applicable at time of Publication | (BEAMS Note 1) The ERC for this item should be added to the total of the ERC of the other P&M items on the site and the Buildings ERC (where applicable) to enable the correct contract size adjustment to be made. ERC of P&M Items + ERC of Building Component’s = Total ERC (net figure rateable items only) to which contract size adjustment should be applied The 2023 Generic Contractors Test Spreadsheet has this facility built into the programme - it is recommended you undertake all contractors test valuations using this spreadsheet. (Details on the application of contract size adjustments can be found in the RCG 2023 Guidance notes). Where RV is calculated using the comparative method (rental method) the contract size adjustment should be made as follows: Select - SCAT code box ""P and M as an addition” within the 2023 Generic Contractors Test Spreadsheet facility. Or Where the spreadsheet is not used take the: Reciprocal of statutory de-capitalisation rate (i.e. 5% reciprocal = 20) multiply by rateable value of the buildings (before any overall end allowances are made and after making a notional deduction for the land value) and add to the ERC of P&M. Use resultant figure to calculate contract size adjustment. (Guidance Notes - Section 6) | Earthing mats and rods may not be accessible to identify on the ground. Unless record drawings indicate sizes and locations note of location only will be practicable. Where rods and mats cannot be specifically identified, costs for lowest range items may be used. | Thickness and width of band and height/length. | Class 2 Table 2 (f) Protection from Hazards Lightning conductors (This would include the earth rod) Earth mat and pit (i) Foundations | - | - | It is assumed that the item forms part of an average size industrial, commercial or office complex. Where it would be normal to find more than one item in such a hereditament the ERC stated has been adjusted to reflect any number / quantity, discount. These figures are NOT one off figures. | - | Photo 1 & 2 - Copper strip from earth to top of structure requiring earthing protection. | - | 10174 |  | Nr | - | NA | NA | NA | 68.049 | Option 2 | 89.1202 | 30.96% | 194.9119 | 164.8652 | 142.3% | 84.99% | 164.8652 | 142.3% | Indexed | NA | VOA_GPN_GOV_UK\7246041 | 2019-08-30 | Low | - | Low | Risk taken from previous CG | - | - | NA | SPONS E | NA | (BEAMS Note 1) The ERC for this item should be added to the total of the ERC of the other P&M items on the site and the Buildings ERC (where applicable) to enable the correct contract size adjustment to be made. ERC of P&M Items + ERC of Building Component’s = Total ERC (net figure rateable items only) to which contract size adjustment should be applied The 2021 Generic Contractors Test Spreadsheet has this facility built into the programme - it is recommended you undertake all contractors test valuations using this spreadsheet. (Details on the application of contract size adjustments can be found in the RCG 2021 Guidance notes). Where RV is calculated using the comparative method (rental method) the contract size adjustment should be made as follows: Select - SCAT code box "P and M as an addition” within the 2021 Generic Contractors Test Spreadsheet facility. Or Where the spreadsheet is not used take the: Reciprocal of statutory de-capitalisation rate (i.e. 5% reciprocal = 20) multiply by rateable value of the buildings (before any overall end allowances are made and after making a notional deduction for the land value) and add to the ERC of P&M. Use resultant figure to calculate contract size adjustment. (Guidance Notes - Section 6) | Photo 1 & 2 - Copper strip from earth to top of structure requiring earthing protection. | - | 1 | TRUE
4285 | STS022 | 3759 | STS022 | Locks - gates | Subject to scheme | - | - | - | - | Considered Not Applicable at time of Publication | (BEAMS Note 2) The ERC for this item should be added to all other rateable items on the hereditament (except land). Therefore the total of the ERC of the other Building Items and the P&M ERC (where applicable) to enable the correct contract size adjustment to be made. ERC of Building Component + ERC of P&M = Total ERC to which contract size adjustment should be applied. The appropriate % adjustment should be made in accordance with the scale for contract size adjustment specified under section 6 of the RCG 2023 Guidance notes. The currency ERC rates are set at £4m (Four Million Pounds) @ 1st April 2021 (AVD) for the RCG 2023 Publication. | - | - | - | - | - | - | - | - | - | 77777 |  | - | - | NA | NA | NA | #DIV/0! | Option 2 | ERROR | 0% | 0 | 0 | 0% | 0% | 0 | 0% | Indexed | NA | VOA_GPN_GOV_UK\7246041 | 2019-08-30 | Low | - | - | Risk taken from previous CG | - | - | NA | P&M | NA | (BEAMS Note 2) The ERC for this item should be added to all other rateable items on the hereditament (except land). Therefore the total of the ERC of the other Building Items and the P&M ERC (where applicable) to enable the correct contract size adjustment to be made. ERC of Building Component + ERC of P&M = Total ERC to which contract size adjustment should be applied. The appropriate % adjustment should be made in accordance with the scale for contract size adjustment specified under section 6 of the RCG 2021 Guidance notes. The currency ERC rates are set at £4m (Four Million Pounds) @ 1st April 2019 (AVD) for the RCG 2021 Publication. | - | - | 2 | TRUE
4286 | 98B026 | 9851 | 98B026 | Maltings | Combined GKV's | (Excluding control rooms, fan houses & ducting) | 750m3 - 1,200m3 | - | (Excluding control rooms, fan houses ducting). 750m3 to 1,200m3 | Considered Not Applicable at time of Publication | (BEAMS Note 2) The ERC for this item should be added to all other rateable items on the hereditament (except land). Therefore the total of the ERC of the other Building Items and the P&M ERC (where applicable) to enable the correct contract size adjustment to be made. ERC of Building Component + ERC of P&M = Total ERC to which contract size adjustment should be applied. The appropriate % adjustment should be made in accordance with the scale for contract size adjustment specified under section 6 of the RCG 2023 Guidance notes. The currency ERC rates are set at £4m (Four Million Pounds) @ 1st April 2021 (AVD) for the RCG 2023 Publication. | - | BUT note for 2010 air chambers/ducting leading from Furnace House to GKV is included in above £/cu.m | - | - | - | - | - | - | - | - |  | M3 | - | NA | NA | NA | #N/A | Option 3 | ERROR | 0% | 811.0148 | 637.8422 | 0% | 0% | 637.8422 | 0% | Indexed | NA | VOA_GPN_GOV_UK\7246041 | 2019-08-30 | Low | - | Medium | Risk taken from previous CG | - | - | NA | Supplier/Manufacturer | NA | (BEAMS Note 2) The ERC for this item should be added to all other rateable items on the hereditament (except land). Therefore the total of the ERC of the other Building Items and the P&M ERC (where applicable) to enable the correct contract size adjustment to be made. ERC of Building Component + ERC of P&M = Total ERC to which contract size adjustment should be applied. The appropriate % adjustment should be made in accordance with the scale for contract size adjustment specified under section 6 of the RCG 2021 Guidance notes. The currency ERC rates are set at £4m (Four Million Pounds) @ 1st April 2019 (AVD) for the RCG 2021 Publication. | - | - | 2 | TRUE
4287 | 98B027 | 9852 | 98B027 | Maltings | Combined GKV's | (Excluding control rooms, fan houses & ducting) | 1,201m3 to 2,000m3 | - | (Excluding control rooms, fan houses ducting). 1,201m3 to 2,000m3 | Considered Not Applicable at time of Publication | (BEAMS Note 2) The ERC for this item should be added to all other rateable items on the hereditament (except land). Therefore the total of the ERC of the other Building Items and the P&M ERC (where applicable) to enable the correct contract size adjustment to be made. ERC of Building Component + ERC of P&M = Total ERC to which contract size adjustment should be applied. The appropriate % adjustment should be made in accordance with the scale for contract size adjustment specified under section 6 of the RCG 2023 Guidance notes. The currency ERC rates are set at £4m (Four Million Pounds) @ 1st April 2021 (AVD) for the RCG 2023 Publication. | - | BUT note for 2010 air chambers/ducting leading from Furnace House to GKV is included in above £/cu.m | - | - | - | - | - | - | - | - |  | M3 | - | NA | NA | NA | #N/A | Option 3 | ERROR | 0% | 621.778 | 489.0124 | 0% | 0% | 489.0124 | 0% | Indexed | NA | VOA_GPN_GOV_UK\7246041 | 2019-08-30 | Low | - | Medium | Risk taken from previous CG | - | - | NA | Supplier/Manufacturer | NA | (BEAMS Note 2) The ERC for this item should be added to all other rateable items on the hereditament (except land). Therefore the total of the ERC of the other Building Items and the P&M ERC (where applicable) to enable the correct contract size adjustment to be made. ERC of Building Component + ERC of P&M = Total ERC to which contract size adjustment should be applied. The appropriate % adjustment should be made in accordance with the scale for contract size adjustment specified under section 6 of the RCG 2021 Guidance notes. The currency ERC rates are set at £4m (Four Million Pounds) @ 1st April 2019 (AVD) for the RCG 2021 Publication. | - | - | 2 | TRUE
4288 | 98B028 | 9853 | 98B028 | Maltings | Combined GKV's | (Excluding control rooms, fan houses & ducting) | 2,001m3 to 2,700m3 | - | (Excluding control rooms, fan houses ducting). 2,001m3 to 2,700m3 | Considered Not Applicable at time of Publication | (BEAMS Note 2) The ERC for this item should be added to all other rateable items on the hereditament (except land). Therefore the total of the ERC of the other Building Items and the P&M ERC (where applicable) to enable the correct contract size adjustment to be made. ERC of Building Component + ERC of P&M = Total ERC to which contract size adjustment should be applied. The appropriate % adjustment should be made in accordance with the scale for contract size adjustment specified under section 6 of the RCG 2023 Guidance notes. The currency ERC rates are set at £4m (Four Million Pounds) @ 1st April 2021 (AVD) for the RCG 2023 Publication. | - | BUT note for 2010 air chambers/ducting leading from Furnace House to GKV is included in above £/cu.m | - | - | - | - | - | - | - | - |  | M3 | - | NA | NA | NA | #N/A | Option 3 | ERROR | 0% | 520.4012 | 409.2821 | 0% | 0% | 409.2821 | 0% | Indexed | NA | VOA_GPN_GOV_UK\7246041 | 2019-08-30 | Low | - | Medium | Risk taken from previous CG | - | - | NA | Supplier/Manufacturer | NA | (BEAMS Note 2) The ERC for this item should be added to all other rateable items on the hereditament (except land). Therefore the total of the ERC of the other Building Items and the P&M ERC (where applicable) to enable the correct contract size adjustment to be made. ERC of Building Component + ERC of P&M = Total ERC to which contract size adjustment should be applied. The appropriate % adjustment should be made in accordance with the scale for contract size adjustment specified under section 6 of the RCG 2021 Guidance notes. The currency ERC rates are set at £4m (Four Million Pounds) @ 1st April 2019 (AVD) for the RCG 2021 Publication. | - | - | 2 | TRUE
4289 | 98B029 | 9854 | 98B029 | Maltings | Combined GKV's | (Excluding control rooms, fan houses & ducting) | 2,701m3 to 4,000m3 | - | (Excluding control rooms, fan houses ducting). 2,701m3 to 4,000m3 | Considered Not Applicable at time of Publication | (BEAMS Note 2) The ERC for this item should be added to all other rateable items on the hereditament (except land). Therefore the total of the ERC of the other Building Items and the P&M ERC (where applicable) to enable the correct contract size adjustment to be made. ERC of Building Component + ERC of P&M = Total ERC to which contract size adjustment should be applied. The appropriate % adjustment should be made in accordance with the scale for contract size adjustment specified under section 6 of the RCG 2023 Guidance notes. The currency ERC rates are set at £4m (Four Million Pounds) @ 1st April 2021 (AVD) for the RCG 2023 Publication. | - | BUT note for 2010 air chambers/ducting leading from Furnace House to GKV is included in above £/cu.m | - | - | - | - | - | - | - | - |  | M3 | - | NA | NA | NA | #N/A | Option 3 | ERROR | 0% | 446.0582 | 350.8132 | 0% | 0% | 350.8132 | 0% | Indexed | NA | VOA_GPN_GOV_UK\7246041 | 2019-08-30 | Low | - | Medium | Risk taken from previous CG | - | - | NA | Supplier/Manufacturer | NA | (BEAMS Note 2) The ERC for this item should be added to all other rateable items on the hereditament (except land). Therefore the total of the ERC of the other Building Items and the P&M ERC (where applicable) to enable the correct contract size adjustment to be made. ERC of Building Component + ERC of P&M = Total ERC to which contract size adjustment should be applied. The appropriate % adjustment should be made in accordance with the scale for contract size adjustment specified under section 6 of the RCG 2021 Guidance notes. The currency ERC rates are set at £4m (Four Million Pounds) @ 1st April 2019 (AVD) for the RCG 2021 Publication. | - | - | 2 | TRUE
4290 | 98B030 | 9855 | 98B030 | Maltings | Combined GKV's | (Excluding control rooms, fan houses & ducting) | > 4,000m3 | - | (Excluding control rooms, fan houses ducting). Over 4,000m3 | Considered Not Applicable at time of Publication | (BEAMS Note 2) The ERC for this item should be added to all other rateable items on the hereditament (except land). Therefore the total of the ERC of the other Building Items and the P&M ERC (where applicable) to enable the correct contract size adjustment to be made. ERC of Building Component + ERC of P&M = Total ERC to which contract size adjustment should be applied. The appropriate % adjustment should be made in accordance with the scale for contract size adjustment specified under section 6 of the RCG 2023 Guidance notes. The currency ERC rates are set at £4m (Four Million Pounds) @ 1st April 2021 (AVD) for the RCG 2023 Publication. | - | BUT note for 2010 air chambers/ducting leading from Furnace House to GKV is included in above £/cu.m | - | - | - | - | - | - | - | - |  | M3 | - | NA | NA | NA | #N/A | Option 3 | ERROR | 0% | 371.7151 | 292.3444 | 0% | 0% | 292.3444 | 0% | Indexed | NA | VOA_GPN_GOV_UK\7246041 | 2019-08-30 | Low | - | Medium | Risk taken from previous CG | - | - | NA | Supplier/Manufacturer | NA | (BEAMS Note 2) The ERC for this item should be added to all other rateable items on the hereditament (except land). Therefore the total of the ERC of the other Building Items and the P&M ERC (where applicable) to enable the correct contract size adjustment to be made. ERC of Building Component + ERC of P&M = Total ERC to which contract size adjustment should be applied. The appropriate % adjustment should be made in accordance with the scale for contract size adjustment specified under section 6 of the RCG 2021 Guidance notes. The currency ERC rates are set at £4m (Four Million Pounds) @ 1st April 2019 (AVD) for the RCG 2021 Publication. | - | - | 2 | TRUE
4291 | 98B019 | 9844 | 98B019 | Maltings | Drier House | Industrial building Shell (24m height) [as 41P498] | 24m high | Standard insulated industrial building | The building costed here reflects concrete pad and strip foundations with 225mm mesh reinforced concrete floor. It is a steel portal framed building with brick cavity infill walls to 2.0 metres with double skin (insulated) profiled protected metal cladding above fixed to horizontal steel rails with plastic headed screws. Walls will usually have occasional translucent sheet glazing. The roof double skin (insulated) profiled protected metal, fixed to steel purlins with plastic headed screws and occasional translucent glazed skylights. The building has full rainwater goods, gutters, down pipes and drainage. Access doors for goods and personnel. Internal walls will usually be single concrete block this includes the toilets and any internal office accommodation. Building Services will include electric light and power, water laid on, toilets, heated | Location Adjustment Applicable (See Guidance Notes) - ERC = UK mean of 1.00 | (BEAMS Note 2) The ERC for this item should be added to all other rateable items on the hereditament (except land). Therefore the total of the ERC of the other Building Items and the P&M ERC (where applicable) to enable the correct contract size adjustment to be made. ERC of Building Component + ERC of P&M = Total ERC to which contract size adjustment should be applied. The appropriate % adjustment should be made in accordance with the scale for contract size adjustment specified under section 6 of the RCG 2023 Guidance notes. The currency ERC rates are set at £4m (Four Million Pounds) @ 1st April 2021 (AVD) for the RCG 2023 Publication. | - | GIA | - | - | - | - | - | - | - | - |  | M2 | - | NA | NA | NA | #N/A | Option 1 | ERROR | 0% | 1304.4267 | 936.5472 | 0% | 0% | 936.5472 | 0% | Indexed | NA | VOA_GPN_GOV_UK\7246041 | 2019-08-30 | Low | - | Medium | Risk taken from previous CG | - | - | NA | SPONS A&B | NA | (BEAMS Note 2) The ERC for this item should be added to all other rateable items on the hereditament (except land). Therefore the total of the ERC of the other Building Items and the P&M ERC (where applicable) to enable the correct contract size adjustment to be made. ERC of Building Component + ERC of P&M = Total ERC to which contract size adjustment should be applied. The appropriate % adjustment should be made in accordance with the scale for contract size adjustment specified under section 6 of the RCG 2021 Guidance notes. The currency ERC rates are set at £4m (Four Million Pounds) @ 1st April 2019 (AVD) for the RCG 2021 Publication. | - | - | 2 | TRUE
4292 | 98B001 | 9826 | 98B001 | Maltings | Drum Maltings | Germination House (excludes intermediate floors) | 101-250m2 | Standard insulated industrial building 14m high | Building construction costed here includes for Concrete pad and strip foundations with 225mm mesh reinforced concrete floor. Steel framed building with no upper floors. External brick cavity wall infill to 2.0m and double skin (insulated) profiled protected metal cladding, fixed to horizontal steel rails with plastic headed screws and occasional translucent sheet glazing to eaves. The roof is double skin, insulated profile metal sheeting fixed to steel purlins with plastic headed screws. Roof includes for occasional translucent glazed panel, rainwater goods, down pipes and drainage. Access doors for goods and personnel. Buildings services include electric light and power, water, toilets and heating. External works will include site drainage. | Location Adjustment Applicable (See Guidance Notes) - ERC = UK mean of 1.00 | (BEAMS Note 2) The ERC for this item should be added to all other rateable items on the hereditament (except land). Therefore the total of the ERC of the other Building Items and the P&M ERC (where applicable) to enable the correct contract size adjustment to be made. ERC of Building Component + ERC of P&M = Total ERC to which contract size adjustment should be applied. The appropriate % adjustment should be made in accordance with the scale for contract size adjustment specified under section 6 of the RCG 2023 Guidance notes. The currency ERC rates are set at £4m (Four Million Pounds) @ 1st April 2021 (AVD) for the RCG 2023 Publication. | Single storey insulated medium process factory building. Excludes any piling and external works. | GIA | - | - | - | - | - | - | - | - |  | M2 | - | NA | NA | NA | #N/A | Option 1 | ERROR | 0% | 1125.1925 | 807.8613 | 0% | 0% | 807.8613 | 0% | Indexed | NA | VOA_GPN_GOV_UK\7246041 | 2019-08-30 | Low | - | Medium | Risk taken from previous CG | - | - | NA | SPONS A&B | NA | (BEAMS Note 2) The ERC for this item should be added to all other rateable items on the hereditament (except land). Therefore the total of the ERC of the other Building Items and the P&M ERC (where applicable) to enable the correct contract size adjustment to be made. ERC of Building Component + ERC of P&M = Total ERC to which contract size adjustment should be applied. The appropriate % adjustment should be made in accordance with the scale for contract size adjustment specified under section 6 of the RCG 2021 Guidance notes. The currency ERC rates are set at £4m (Four Million Pounds) @ 1st April 2019 (AVD) for the RCG 2021 Publication. | - | - | 2 | TRUE
4293 | 98B002 | 9827 | 98B002 | Maltings | Drum Maltings | Germination House (excludes intermediate floors) | 251-500m2 | Standard insulated industrial building 14m high | Building construction costed here includes for Concrete pad and strip foundations with 225mm mesh reinforced concrete floor. Steel framed building with no upper floors. External brick cavity wall infill to 2.0m and double skin (insulated) profiled protected metal cladding, fixed to horizontal steel rails with plastic headed screws and occasional translucent sheet glazing to eaves. The roof is double skin, insulated profile metal sheeting fixed to steel purlins with plastic headed screws. Roof includes for occasional translucent glazed panel, rainwater goods, down pipes and drainage. Access doors for goods and personnel. Buildings services include electric light and power, water, toilets and heating. External works will include site drainage. | Location Adjustment Applicable (See Guidance Notes) - ERC = UK mean of 1.00 | (BEAMS Note 2) The ERC for this item should be added to all other rateable items on the hereditament (except land). Therefore the total of the ERC of the other Building Items and the P&M ERC (where applicable) to enable the correct contract size adjustment to be made. ERC of Building Component + ERC of P&M = Total ERC to which contract size adjustment should be applied. The appropriate % adjustment should be made in accordance with the scale for contract size adjustment specified under section 6 of the RCG 2023 Guidance notes. The currency ERC rates are set at £4m (Four Million Pounds) @ 1st April 2021 (AVD) for the RCG 2023 Publication. | Single storey insulated medium process factory building. Excludes any piling and external works. | GIA | - | - | - | - | - | - | - | - |  | M2 | - | NA | NA | NA | #N/A | Option 1 | ERROR | 0% | 862.9795 | 619.5986 | 0% | 0% | 619.5986 | 0% | Indexed | NA | VOA_GPN_GOV_UK\7246041 | 2019-08-30 | Low | - | Medium | Risk taken from previous CG | - | - | NA | SPONS A&B | NA | (BEAMS Note 2) The ERC for this item should be added to all other rateable items on the hereditament (except land). Therefore the total of the ERC of the other Building Items and the P&M ERC (where applicable) to enable the correct contract size adjustment to be made. ERC of Building Component + ERC of P&M = Total ERC to which contract size adjustment should be applied. The appropriate % adjustment should be made in accordance with the scale for contract size adjustment specified under section 6 of the RCG 2021 Guidance notes. The currency ERC rates are set at £4m (Four Million Pounds) @ 1st April 2019 (AVD) for the RCG 2021 Publication. | - | - | 2 | TRUE
4294 | 98B003 | 9828 | 98B003 | Maltings | Drum Maltings | Germination House (excludes intermediate floors) | 501-1,000m2 | Standard insulated industrial building 14m high | Building construction costed here includes for Concrete pad and strip foundations with 225mm mesh reinforced concrete floor. Steel framed building with no upper floors. External brick cavity wall infill to 2.0m and double skin (insulated) profiled protected metal cladding, fixed to horizontal steel rails with plastic headed screws and occasional translucent sheet glazing to eaves. The roof is double skin, insulated profile metal sheeting fixed to steel purlins with plastic headed screws. Roof includes for occasional translucent glazed panel, rainwater goods, down pipes and drainage. Access doors for goods and personnel. Buildings services include electric light and power, water, toilets and heating. External works will include site drainage. | Location Adjustment Applicable (See Guidance Notes) - ERC = UK mean of 1.00 | (BEAMS Note 2) The ERC for this item should be added to all other rateable items on the hereditament (except land). Therefore the total of the ERC of the other Building Items and the P&M ERC (where applicable) to enable the correct contract size adjustment to be made. ERC of Building Component + ERC of P&M = Total ERC to which contract size adjustment should be applied. The appropriate % adjustment should be made in accordance with the scale for contract size adjustment specified under section 6 of the RCG 2023 Guidance notes. The currency ERC rates are set at £4m (Four Million Pounds) @ 1st April 2021 (AVD) for the RCG 2023 Publication. | Single storey insulated medium process factory building. Excludes any piling and external works. | GIA | - | - | - | - | - | - | - | - |  | M2 | - | NA | NA | NA | #N/A | Option 1 | ERROR | 0% | 740.1709 | 531.425 | 0% | 0% | 531.425 | 0% | Indexed | NA | VOA_GPN_GOV_UK\7246041 | 2019-08-30 | Low | - | Medium | Risk taken from previous CG | - | - | NA | SPONS A&B | NA | (BEAMS Note 2) The ERC for this item should be added to all other rateable items on the hereditament (except land). Therefore the total of the ERC of the other Building Items and the P&M ERC (where applicable) to enable the correct contract size adjustment to be made. ERC of Building Component + ERC of P&M = Total ERC to which contract size adjustment should be applied. The appropriate % adjustment should be made in accordance with the scale for contract size adjustment specified under section 6 of the RCG 2021 Guidance notes. The currency ERC rates are set at £4m (Four Million Pounds) @ 1st April 2019 (AVD) for the RCG 2021 Publication. | - | - | 2 | TRUE
4295 | 98B004 | 9829 | 98B004 | Maltings | Drum Maltings | Germination House (excludes intermediate floors) | 101-250m2 | Standard insulated industrial building 14m high | Building construction costed here includes for Concrete pad and strip foundations with 225mm mesh reinforced concrete floor. Steel framed building with no upper floors. External brick cavity wall infill to 2.0m and double skin (insulated) profiled protected metal cladding, fixed to horizontal steel rails with plastic headed screws and occasional translucent sheet glazing to eaves. The roof is double skin, insulated profile metal sheeting fixed to steel purlins with plastic headed screws. Roof includes for occasional translucent glazed panel, rainwater goods, down pipes and drainage. Access doors for goods and personnel. Buildings services include electric light and power, water, toilets and heating. External works will include site drainage. | Location Adjustment Applicable (See Guidance Notes) - ERC = UK mean of 1.00 | (BEAMS Note 2) The ERC for this item should be added to all other rateable items on the hereditament (except land). Therefore the total of the ERC of the other Building Items and the P&M ERC (where applicable) to enable the correct contract size adjustment to be made. ERC of Building Component + ERC of P&M = Total ERC to which contract size adjustment should be applied. The appropriate % adjustment should be made in accordance with the scale for contract size adjustment specified under section 6 of the RCG 2023 Guidance notes. The currency ERC rates are set at £4m (Four Million Pounds) @ 1st April 2021 (AVD) for the RCG 2023 Publication. | Single storey insulated medium process factory building. Excludes any piling and external works. | GIA | - | - | - | - | - | - | - | - |  | M2 | - | NA | NA | NA | #N/A | Option 1 | ERROR | 0% | 1651.6553 | 1185.849 | 0% | 0% | 1185.849 | 0% | Indexed | NA | VOA_GPN_GOV_UK\7246041 | 2019-08-30 | Low | - | Medium | Risk taken from previous CG | - | - | NA | SPONS A&B | NA | (BEAMS Note 2) The ERC for this item should be added to all other rateable items on the hereditament (except land). Therefore the total of the ERC of the other Building Items and the P&M ERC (where applicable) to enable the correct contract size adjustment to be made. ERC of Building Component + ERC of P&M = Total ERC to which contract size adjustment should be applied. The appropriate % adjustment should be made in accordance with the scale for contract size adjustment specified under section 6 of the RCG 2021 Guidance notes. The currency ERC rates are set at £4m (Four Million Pounds) @ 1st April 2019 (AVD) for the RCG 2021 Publication. | - | - | 2 | TRUE
4296 | 98B005 | 9830 | 98B005 | Maltings | Drum Maltings | Germination House (excludes intermediate floors) | 251-500m2 | Standard insulated industrial building 14m high | Building construction costed here includes for Concrete pad and strip foundations with 225mm mesh reinforced concrete floor. Steel framed building with no upper floors. External brick cavity wall infill to 2.0m and double skin (insulated) profiled protected metal cladding, fixed to horizontal steel rails with plastic headed screws and occasional translucent sheet glazing to eaves. The roof is double skin, insulated profile metal sheeting fixed to steel purlins with plastic headed screws. Roof includes for occasional translucent glazed panel, rainwater goods, down pipes and drainage. Access doors for goods and personnel. Buildings services include electric light and power, water, toilets and heating. External works will include site drainage. | Location Adjustment Applicable (See Guidance Notes) - ERC = UK mean of 1.00 | (BEAMS Note 2) The ERC for this item should be added to all other rateable items on the hereditament (except land). Therefore the total of the ERC of the other Building Items and the P&M ERC (where applicable) to enable the correct contract size adjustment to be made. ERC of Building Component + ERC of P&M = Total ERC to which contract size adjustment should be applied. The appropriate % adjustment should be made in accordance with the scale for contract size adjustment specified under section 6 of the RCG 2023 Guidance notes. The currency ERC rates are set at £4m (Four Million Pounds) @ 1st April 2021 (AVD) for the RCG 2023 Publication. | Single storey insulated medium process factory building. Excludes any piling and external works. | GIA | - | - | - | - | - | - | - | - |  | M2 | - | NA | NA | NA | #N/A | Option 1 | ERROR | 0% | 1264.2951 | 907.7337 | 0% | 0% | 907.7337 | 0% | Indexed | NA | VOA_GPN_GOV_UK\7246041 | 2019-08-30 | Low | - | Medium | Risk taken from previous CG | - | - | NA | SPONS A&B | NA | (BEAMS Note 2) The ERC for this item should be added to all other rateable items on the hereditament (except land). Therefore the total of the ERC of the other Building Items and the P&M ERC (where applicable) to enable the correct contract size adjustment to be made. ERC of Building Component + ERC of P&M = Total ERC to which contract size adjustment should be applied. The appropriate % adjustment should be made in accordance with the scale for contract size adjustment specified under section 6 of the RCG 2021 Guidance notes. The currency ERC rates are set at £4m (Four Million Pounds) @ 1st April 2019 (AVD) for the RCG 2021 Publication. | - | - | 2 | TRUE
4297 | 98B006 | 9831 | 98B006 | Maltings | Drum Maltings | Germination House (excludes intermediate floors) | 501-1,000m2 | Standard insulated industrial building 14m high | Building construction costed here includes for Concrete pad and strip foundations with 225mm mesh reinforced concrete floor. Steel framed building with no upper floors. External brick cavity wall infill to 2.0m and double skin (insulated) profiled protected metal cladding, fixed to horizontal steel rails with plastic headed screws and occasional translucent sheet glazing to eaves. The roof is double skin, insulated profile metal sheeting fixed to steel purlins with plastic headed screws. Roof includes for occasional translucent glazed panel, rainwater goods, down pipes and drainage. Access doors for goods and personnel. Buildings services include electric light and power, water, toilets and heating. External works will include site drainage. | Location Adjustment Applicable (See Guidance Notes) - ERC = UK mean of 1.00 | (BEAMS Note 2) The ERC for this item should be added to all other rateable items on the hereditament (except land). Therefore the total of the ERC of the other Building Items and the P&M ERC (where applicable) to enable the correct contract size adjustment to be made. ERC of Building Component + ERC of P&M = Total ERC to which contract size adjustment should be applied. The appropriate % adjustment should be made in accordance with the scale for contract size adjustment specified under section 6 of the RCG 2023 Guidance notes. The currency ERC rates are set at £4m (Four Million Pounds) @ 1st April 2021 (AVD) for the RCG 2023 Publication. | Single storey insulated medium process factory building. Excludes any piling and external works. | GIA | - | - | - | - | - | - | - | - |  | M2 | - | NA | NA | NA | #N/A | Option 1 | ERROR | 0% | 1082.8733 | 777.4771 | 0% | 0% | 777.4771 | 0% | Indexed | NA | VOA_GPN_GOV_UK\7246041 | 2019-08-30 | Low | - | Medium | Risk taken from previous CG | - | - | NA | SPONS A&B | NA | (BEAMS Note 2) The ERC for this item should be added to all other rateable items on the hereditament (except land). Therefore the total of the ERC of the other Building Items and the P&M ERC (where applicable) to enable the correct contract size adjustment to be made. ERC of Building Component + ERC of P&M = Total ERC to which contract size adjustment should be applied. The appropriate % adjustment should be made in accordance with the scale for contract size adjustment specified under section 6 of the RCG 2021 Guidance notes. The currency ERC rates are set at £4m (Four Million Pounds) @ 1st April 2019 (AVD) for the RCG 2021 Publication. | - | - | 2 | TRUE
4298 | 98B010 | 9835 | 98B010 | Maltings | Drum Maltings | Kilns | - | - | - | Considered Not Applicable at time of Publication | (BEAMS Note 2) The ERC for this item should be added to all other rateable items on the hereditament (except land). Therefore the total of the ERC of the other Building Items and the P&M ERC (where applicable) to enable the correct contract size adjustment to be made. ERC of Building Component + ERC of P&M = Total ERC to which contract size adjustment should be applied. The appropriate % adjustment should be made in accordance with the scale for contract size adjustment specified under section 6 of the RCG 2023 Guidance notes. The currency ERC rates are set at £4m (Four Million Pounds) @ 1st April 2021 (AVD) for the RCG 2023 Publication. | - | - | - | - | - | - | - | - | - | - |  | M2 | - | NA | NA | NA | #N/A | Option 3 | ERROR | 0% | 1676.0494 | 1318.1695 | 0% | 0% | 1318.1695 | 0% | Indexed | NA | VOA_GPN_GOV_UK\7246041 | 2019-08-30 | Low | - | Medium | Risk taken from previous CG | - | - | NA | Supplier/Manufacturer | NA | (BEAMS Note 2) The ERC for this item should be added to all other rateable items on the hereditament (except land). Therefore the total of the ERC of the other Building Items and the P&M ERC (where applicable) to enable the correct contract size adjustment to be made. ERC of Building Component + ERC of P&M = Total ERC to which contract size adjustment should be applied. The appropriate % adjustment should be made in accordance with the scale for contract size adjustment specified under section 6 of the RCG 2021 Guidance notes. The currency ERC rates are set at £4m (Four Million Pounds) @ 1st April 2019 (AVD) for the RCG 2021 Publication. | - | - | 2 | TRUE
4299 | 98B007 | 9832 | 98B007 | Maltings | Drum Maltings | Steep House | 101-250m2 | Standard insulated industrial building 23m high, heavier floor slab | The building costed here reflects concrete pad and strip foundations with 225mm mesh reinforced concrete floor. It is a steel portal framed building with brick cavity infill walls to 2.0 metres with double skin (insulated) profiled protected metal cladding above fixed to horizontal steel rails with plastic headed screws. Walls will usually have occasional translucent sheet glazing. The roof double skin (insulated) profiled protected metal, fixed to steel purlins with plastic headed screws and occasional translucent glazed skylights. The building has full rainwater goods, gutters, down pipes and drainage. Access doors for goods and personnel. Internal walls will usually be single concrete block this includes the toilets and any internal office accommodation. Building Services will include electric light and power, water laid on, toilets, heated | Location Adjustment Applicable (See Guidance Notes) - ERC = UK mean of 1.00 | (BEAMS Note 2) The ERC for this item should be added to all other rateable items on the hereditament (except land). Therefore the total of the ERC of the other Building Items and the P&M ERC (where applicable) to enable the correct contract size adjustment to be made. ERC of Building Component + ERC of P&M = Total ERC to which contract size adjustment should be applied. The appropriate % adjustment should be made in accordance with the scale for contract size adjustment specified under section 6 of the RCG 2023 Guidance notes. The currency ERC rates are set at £4m (Four Million Pounds) @ 1st April 2021 (AVD) for the RCG 2023 Publication. | Single storey insulated medium process factory building. Excludes any piling and external works. | GIA | - | - | - | - | - | - | - | - |  | M2 | - | NA | NA | NA | #N/A | Option 1 | ERROR | 0% | 1683.9164 | 1209.0117 | 0% | 0% | 1209.0117 | 0% | Indexed | NA | VOA_GPN_GOV_UK\7246041 | 2019-08-30 | Low | - | Medium | Risk taken from previous CG | - | - | NA | SPONS A&B | NA | (BEAMS Note 2) The ERC for this item should be added to all other rateable items on the hereditament (except land). Therefore the total of the ERC of the other Building Items and the P&M ERC (where applicable) to enable the correct contract size adjustment to be made. ERC of Building Component + ERC of P&M = Total ERC to which contract size adjustment should be applied. The appropriate % adjustment should be made in accordance with the scale for contract size adjustment specified under section 6 of the RCG 2021 Guidance notes. The currency ERC rates are set at £4m (Four Million Pounds) @ 1st April 2019 (AVD) for the RCG 2021 Publication. | - | - | 2 | TRUE
4300 | 98B008 | 9833 | 98B008 | Maltings | Drum Maltings | Steep House | 251-500m2 | Standard insulated industrial building 23m high, heavier floor slab | The building costed here reflects concrete pad and strip foundations with 225mm mesh reinforced concrete floor. It is a steel portal framed building with brick cavity infill walls to 2.0 metres with double skin (insulated) profiled protected metal cladding above fixed to horizontal steel rails with plastic headed screws. Walls will usually have occasional translucent sheet glazing. The roof double skin (insulated) profiled protected metal, fixed to steel purlins with plastic headed screws and occasional translucent glazed skylights. The building has full rainwater goods, gutters, down pipes and drainage. Access doors for goods and personnel. Internal walls will usually be single concrete block this includes the toilets and any internal office accommodation. Building Services will include electric light and power, water laid on, toilets, heated | Location Adjustment Applicable (See Guidance Notes) - ERC = UK mean of 1.00 | (BEAMS Note 2) The ERC for this item should be added to all other rateable items on the hereditament (except land). Therefore the total of the ERC of the other Building Items and the P&M ERC (where applicable) to enable the correct contract size adjustment to be made. ERC of Building Component + ERC of P&M = Total ERC to which contract size adjustment should be applied. The appropriate % adjustment should be made in accordance with the scale for contract size adjustment specified under section 6 of the RCG 2023 Guidance notes. The currency ERC rates are set at £4m (Four Million Pounds) @ 1st April 2021 (AVD) for the RCG 2023 Publication. | Single storey insulated medium process factory building. Excludes any piling and external works. | GIA | - | - | - | - | - | - | - | - |  | M2 | - | NA | NA | NA | #N/A | Option 1 | ERROR | 0% | 1213.7032 | 871.4099 | 0% | 0% | 871.4099 | 0% | Indexed | NA | VOA_GPN_GOV_UK\7246041 | 2019-08-30 | Low | - | Medium | Risk taken from previous CG | - | - | NA | SPONS A&B | NA | (BEAMS Note 2) The ERC for this item should be added to all other rateable items on the hereditament (except land). Therefore the total of the ERC of the other Building Items and the P&M ERC (where applicable) to enable the correct contract size adjustment to be made. ERC of Building Component + ERC of P&M = Total ERC to which contract size adjustment should be applied. The appropriate % adjustment should be made in accordance with the scale for contract size adjustment specified under section 6 of the RCG 2021 Guidance notes. The currency ERC rates are set at £4m (Four Million Pounds) @ 1st April 2019 (AVD) for the RCG 2021 Publication. | - | - | 2 | TRUE
4301 | 98B009 | 9834 | 98B009 | Maltings | Drum Maltings | Steep House | 501-1,000m2 | Standard insulated industrial building 23m high, heavier floor slab | The building costed here reflects concrete pad and strip foundations with 225mm mesh reinforced concrete floor. It is a steel portal framed building with brick cavity infill walls to 2.0 metres with double skin (insulated) profiled protected metal cladding above fixed to horizontal steel rails with plastic headed screws. Walls will usually have occasional translucent sheet glazing. The roof double skin (insulated) profiled protected metal, fixed to steel purlins with plastic headed screws and occasional translucent glazed skylights. The building has full rainwater goods, gutters, down pipes and drainage. Access doors for goods and personnel. Internal walls will usually be single concrete block this includes the toilets and any internal office accommodation. Building Services will include electric light and power, water laid on, toilets, heated | Location Adjustment Applicable (See Guidance Notes) - ERC = UK mean of 1.00 | (BEAMS Note 2) The ERC for this item should be added to all other rateable items on the hereditament (except land). Therefore the total of the ERC of the other Building Items and the P&M ERC (where applicable) to enable the correct contract size adjustment to be made. ERC of Building Component + ERC of P&M = Total ERC to which contract size adjustment should be applied. The appropriate % adjustment should be made in accordance with the scale for contract size adjustment specified under section 6 of the RCG 2023 Guidance notes. The currency ERC rates are set at £4m (Four Million Pounds) @ 1st April 2021 (AVD) for the RCG 2023 Publication. | Single storey insulated medium process factory building. Excludes any piling and external works. | GIA | - | - | - | - | - | - | - | - |  | M2 | - | NA | NA | NA | #N/A | Option 1 | ERROR | 0% | 990.2137 | 710.9497 | 0% | 0% | 710.9497 | 0% | Indexed | NA | VOA_GPN_GOV_UK\7246041 | 2019-08-30 | Low | - | Medium | Risk taken from previous CG | - | - | NA | SPONS A&B | NA | (BEAMS Note 2) The ERC for this item should be added to all other rateable items on the hereditament (except land). Therefore the total of the ERC of the other Building Items and the P&M ERC (where applicable) to enable the correct contract size adjustment to be made. ERC of Building Component + ERC of P&M = Total ERC to which contract size adjustment should be applied. The appropriate % adjustment should be made in accordance with the scale for contract size adjustment specified under section 6 of the RCG 2021 Guidance notes. The currency ERC rates are set at £4m (Four Million Pounds) @ 1st April 2019 (AVD) for the RCG 2021 Publication. | - | - | 2 | TRUE
4302 | 98B031 | 9856 | 98B031 | Maltings | Flat Stores | Standard insulated Industrial building | 500m2 with push walls | 6m high eaves | Building cost includes for Strip concrete to lower walls, concrete column bases, reinforced concrete floor slab. Steel frame with profiled steel sheet cladded walls to the eaves (6 metres) and a profiled steel sheet roof on steel purlins. The roof may have occasional translucent skylight panels and access doors usually found on gable ends. Building services include general lighting and power sockets, no heating or other facilities beyond basic water supply. | Location Adjustment Applicable (See Guidance Notes) - ERC = UK mean of 1.00 | (BEAMS Note 2) The ERC for this item should be added to all other rateable items on the hereditament (except land). Therefore the total of the ERC of the other Building Items and the P&M ERC (where applicable) to enable the correct contract size adjustment to be made. ERC of Building Component + ERC of P&M = Total ERC to which contract size adjustment should be applied. The appropriate % adjustment should be made in accordance with the scale for contract size adjustment specified under section 6 of the RCG 2023 Guidance notes. The currency ERC rates are set at £4m (Four Million Pounds) @ 1st April 2021 (AVD) for the RCG 2023 Publication. | External works not included and adjustments required for variations in height. | GIA | - | - | - | - | - | - | - | - |  | M2 | - | NA | NA | NA | #N/A | Option 1 | ERROR | 0% | 0 | 0 | 0% | 0% | 0 | 0% | Indexed | NA | VOA_GPN_GOV_UK\7246041 | 2019-08-30 | Low | - | Medium | Risk taken from previous CG | - | - | NA | SPONS A&B | NA | (BEAMS Note 2) The ERC for this item should be added to all other rateable items on the hereditament (except land). Therefore the total of the ERC of the other Building Items and the P&M ERC (where applicable) to enable the correct contract size adjustment to be made. ERC of Building Component + ERC of P&M = Total ERC to which contract size adjustment should be applied. The appropriate % adjustment should be made in accordance with the scale for contract size adjustment specified under section 6 of the RCG 2021 Guidance notes. The currency ERC rates are set at £4m (Four Million Pounds) @ 1st April 2019 (AVD) for the RCG 2021 Publication. | - | - | 2 | TRUE
4303 | 98B023 | 9848 | 98B023 | Maltings | Furnace House | Heavy framed building (Ave 16m height) [as 41P701] | Standard insulated industrial building | 16m high | The building costed here reflects concrete pad and strip foundations with 225mm mesh reinforced concrete floor. It is a steel portal framed building with brick cavity infill walls to 2.0 metres with double skin (insulated) profiled protected metal cladding above fixed to horizontal steel rails with plastic headed screws. Walls will usually have occasional translucent sheet glazing. The roof double skin (insulated) profiled protected metal, fixed to steel purlins with plastic headed screws and occasional translucent glazed skylights. The building has full rainwater goods, gutters, down pipes and drainage. Access doors for goods and personnel. Internal walls will usually be single concrete block this includes the toilets and any internal office accommodation. Building Services will include electric light and power, water laid on, toilets, heated | Location Adjustment Applicable (See Guidance Notes) - ERC = UK mean of 1.00 | (BEAMS Note 2) The ERC for this item should be added to all other rateable items on the hereditament (except land). Therefore the total of the ERC of the other Building Items and the P&M ERC (where applicable) to enable the correct contract size adjustment to be made. ERC of Building Component + ERC of P&M = Total ERC to which contract size adjustment should be applied. The appropriate % adjustment should be made in accordance with the scale for contract size adjustment specified under section 6 of the RCG 2023 Guidance notes. The currency ERC rates are set at £4m (Four Million Pounds) @ 1st April 2021 (AVD) for the RCG 2023 Publication. | - | GIA | - | - | - | - | - | - | - | - |  | M2 | - | NA | NA | NA | #N/A | Option 1 | ERROR | 0% | 1294.0976 | 966.8856 | 0% | 0% | 966.8856 | 0% | Indexed | NA | VOA_GPN_GOV_UK\7246041 | 2019-08-30 | Low | - | Medium | Risk taken from previous CG | - | - | NA | BCIS | NA | (BEAMS Note 2) The ERC for this item should be added to all other rateable items on the hereditament (except land). Therefore the total of the ERC of the other Building Items and the P&M ERC (where applicable) to enable the correct contract size adjustment to be made. ERC of Building Component + ERC of P&M = Total ERC to which contract size adjustment should be applied. The appropriate % adjustment should be made in accordance with the scale for contract size adjustment specified under section 6 of the RCG 2021 Guidance notes. The currency ERC rates are set at £4m (Four Million Pounds) @ 1st April 2019 (AVD) for the RCG 2021 Publication. | - | - | 2 | TRUE
4304 | 98B025 | 9850 | 98B025 | Maltings | Furnace House | stainless steel sheeted floors | - | - | - | Location Adjustment Applicable (See Guidance Notes) - ERC = UK mean of 1.00 | (BEAMS Note 2) The ERC for this item should be added to all other rateable items on the hereditament (except land). Therefore the total of the ERC of the other Building Items and the P&M ERC (where applicable) to enable the correct contract size adjustment to be made. ERC of Building Component + ERC of P&M = Total ERC to which contract size adjustment should be applied. The appropriate % adjustment should be made in accordance with the scale for contract size adjustment specified under section 6 of the RCG 2023 Guidance notes. The currency ERC rates are set at £4m (Four Million Pounds) @ 1st April 2021 (AVD) for the RCG 2023 Publication. | - | Measure area of floor treated | - | - | - | - | - | - | - | - |  | M2 | - | NA | NA | NA | #N/A | Option 1 | ERROR | 0% | 163.8132 | 122.3931 | 0% | 0% | 122.3931 | 0% | Indexed | NA | VOA_GPN_GOV_UK\7246041 | 2019-08-30 | Low | - | Medium | Risk taken from previous CG | - | - | NA | Supplier/Manufacturer | NA | (BEAMS Note 2) The ERC for this item should be added to all other rateable items on the hereditament (except land). Therefore the total of the ERC of the other Building Items and the P&M ERC (where applicable) to enable the correct contract size adjustment to be made. ERC of Building Component + ERC of P&M = Total ERC to which contract size adjustment should be applied. The appropriate % adjustment should be made in accordance with the scale for contract size adjustment specified under section 6 of the RCG 2021 Guidance notes. The currency ERC rates are set at £4m (Four Million Pounds) @ 1st April 2019 (AVD) for the RCG 2021 Publication. | - | - | 2 | TRUE
4305 | 98B024 | 9849 | 98B024 | Maltings | Furnace House | stainless steel sheeted walls | - | - | - | Location Adjustment Applicable (See Guidance Notes) - ERC = UK mean of 1.00 | (BEAMS Note 2) The ERC for this item should be added to all other rateable items on the hereditament (except land). Therefore the total of the ERC of the other Building Items and the P&M ERC (where applicable) to enable the correct contract size adjustment to be made. ERC of Building Component + ERC of P&M = Total ERC to which contract size adjustment should be applied. The appropriate % adjustment should be made in accordance with the scale for contract size adjustment specified under section 6 of the RCG 2023 Guidance notes. The currency ERC rates are set at £4m (Four Million Pounds) @ 1st April 2021 (AVD) for the RCG 2023 Publication. | - | Measure area of floor treated | - | - | - | - | - | - | - | - |  | M2 | - | NA | NA | NA | #N/A | Option 1 | ERROR | 0% | 198.4401 | 148.2646 | 0% | 0% | 148.2646 | 0% | Indexed | NA | VOA_GPN_GOV_UK\7246041 | 2019-08-30 | Low | - | Medium | Risk taken from previous CG | - | - | NA | Supplier/Manufacturer | NA | (BEAMS Note 2) The ERC for this item should be added to all other rateable items on the hereditament (except land). Therefore the total of the ERC of the other Building Items and the P&M ERC (where applicable) to enable the correct contract size adjustment to be made. ERC of Building Component + ERC of P&M = Total ERC to which contract size adjustment should be applied. The appropriate % adjustment should be made in accordance with the scale for contract size adjustment specified under section 6 of the RCG 2021 Guidance notes. The currency ERC rates are set at £4m (Four Million Pounds) @ 1st April 2019 (AVD) for the RCG 2021 Publication. | - | - | 2 | TRUE
4306 | 98B021 | 9846 | 98B021 | Maltings | Intermediate Floors | Chequer plate on light steel frame | 6mm chequer plate or mesh | 3.5 metres between floors | 6mm thick Chequer plate or steel mesh intermediate floor on steel universal columns and beams approx. 127 x 75mm section supports at 3.5m spacing floor to floor. | Location Adjustment Applicable (See Guidance Notes) - ERC = UK mean of 1.00 | (BEAMS Note 2) The ERC for this item should be added to all other rateable items on the hereditament (except land). Therefore the total of the ERC of the other Building Items and the P&M ERC (where applicable) to enable the correct contract size adjustment to be made. ERC of Building Component + ERC of P&M = Total ERC to which contract size adjustment should be applied. The appropriate % adjustment should be made in accordance with the scale for contract size adjustment specified under section 6 of the RCG 2023 Guidance notes. The currency ERC rates are set at £4m (Four Million Pounds) @ 1st April 2021 (AVD) for the RCG 2023 Publication. | Includes steel support frame | Floor area | - | - | - | - | - | - | - | - |  | M2 | - | NA | NA | NA | #N/A | Option 2 | ERROR | 0% | 251.5051 | 197.8022 | 0% | 0% | 197.8022 | 0% | Indexed | NA | VOA_GPN_GOV_UK\7246041 | 2019-08-30 | Low | - | Medium | Risk taken from previous CG | - | - | NA | BCIS | NA | (BEAMS Note 2) The ERC for this item should be added to all other rateable items on the hereditament (except land). Therefore the total of the ERC of the other Building Items and the P&M ERC (where applicable) to enable the correct contract size adjustment to be made. ERC of Building Component + ERC of P&M = Total ERC to which contract size adjustment should be applied. The appropriate % adjustment should be made in accordance with the scale for contract size adjustment specified under section 6 of the RCG 2021 Guidance notes. The currency ERC rates are set at £4m (Four Million Pounds) @ 1st April 2019 (AVD) for the RCG 2021 Publication. | - | - | 2 | TRUE
4307 | 98B020 | 9845 | 98B020 | Maltings | Intermediate Floors | Chequer plate or mesh heavy steel floor. | 200mm x 100mm columns and beams. | 6mm thick | 6mm thick Chequer plate or steel mesh intermediate floor on steel universal columns and beams approx. 200 x 100mm section supports at 3.5m spacing floor to floor. | Location Adjustment Applicable (See Guidance Notes) - ERC = UK mean of 1.00 | (BEAMS Note 2) The ERC for this item should be added to all other rateable items on the hereditament (except land). Therefore the total of the ERC of the other Building Items and the P&M ERC (where applicable) to enable the correct contract size adjustment to be made. ERC of Building Component + ERC of P&M = Total ERC to which contract size adjustment should be applied. The appropriate % adjustment should be made in accordance with the scale for contract size adjustment specified under section 6 of the RCG 2023 Guidance notes. The currency ERC rates are set at £4m (Four Million Pounds) @ 1st April 2021 (AVD) for the RCG 2023 Publication. | Cost includes supporting steel. | Floor area | - | - | - | - | - | - | - | - |  | M2 | - | NA | NA | NA | #N/A | Option 2 | ERROR | 0% | 324.759 | 255.4146 | 0% | 0% | 255.4146 | 0% | Indexed | NA | VOA_GPN_GOV_UK\7246041 | 2019-08-30 | Low | - | Medium | Risk taken from previous CG | - | - | NA | Supplier/Manufacturer | NA | (BEAMS Note 2) The ERC for this item should be added to all other rateable items on the hereditament (except land). Therefore the total of the ERC of the other Building Items and the P&M ERC (where applicable) to enable the correct contract size adjustment to be made. ERC of Building Component + ERC of P&M = Total ERC to which contract size adjustment should be applied. The appropriate % adjustment should be made in accordance with the scale for contract size adjustment specified under section 6 of the RCG 2021 Guidance notes. The currency ERC rates are set at £4m (Four Million Pounds) @ 1st April 2019 (AVD) for the RCG 2021 Publication. | - | - | 2 | TRUE
4308 | 98B022 | 9847 | 98B022 | Maltings | Intermediate Floors | Reinforced concrete column and beam. | 300mm slab | 3.5 metres between floors | Reinforced concrete frame with in-situ concrete slab with trowelled smooth finish, 3.5m above level of floor below (i.e. floor to floor). | Location Adjustment Applicable (See Guidance Notes) - ERC = UK mean of 1.00 | (BEAMS Note 2) The ERC for this item should be added to all other rateable items on the hereditament (except land). Therefore the total of the ERC of the other Building Items and the P&M ERC (where applicable) to enable the correct contract size adjustment to be made. ERC of Building Component + ERC of P&M = Total ERC to which contract size adjustment should be applied. The appropriate % adjustment should be made in accordance with the scale for contract size adjustment specified under section 6 of the RCG 2023 Guidance notes. The currency ERC rates are set at £4m (Four Million Pounds) @ 1st April 2021 (AVD) for the RCG 2023 Publication. | Cost excludes foundation bases | Floor area | - | - | - | - | - | - | - | - |  | M2 | - | NA | NA | NA | #N/A | Option 2 | ERROR | 0% | 264.935 | 208.3645 | 0% | 0% | 208.3645 | 0% | Indexed | NA | VOA_GPN_GOV_UK\7246041 | 2019-08-30 | Low | - | Medium | Risk taken from previous CG | - | - | NA | Supplier/Manufacturer | NA | (BEAMS Note 2) The ERC for this item should be added to all other rateable items on the hereditament (except land). Therefore the total of the ERC of the other Building Items and the P&M ERC (where applicable) to enable the correct contract size adjustment to be made. ERC of Building Component + ERC of P&M = Total ERC to which contract size adjustment should be applied. The appropriate % adjustment should be made in accordance with the scale for contract size adjustment specified under section 6 of the RCG 2021 Guidance notes. The currency ERC rates are set at £4m (Four Million Pounds) @ 1st April 2019 (AVD) for the RCG 2021 Publication. | - | - | 2 | TRUE
4309 | 98B018 | 9843 | 98B018 | Maltings | Malt Dresser House | Industrial building Shell (20m height) [as 41P494] | 20m high | Standard insulated industrial building | The building costed here reflects concrete pad and strip foundations with 225mm mesh reinforced concrete floor. It is a steel portal framed building with brick cavity infill walls to 2.0 metres with double skin (insulated) profiled protected metal cladding above fixed to horizontal steel rails with plastic headed screws. Walls will usually have occasional translucent sheet glazing. The roof double skin (insulated) profiled protected metal, fixed to steel purlins with plastic headed screws and occasional translucent glazed skylights. The building has full rainwater goods, gutters, down pipes and drainage. Access doors for goods and personnel. Internal walls will usually be single concrete block this includes the toilets and any internal office accommodation. Building Services will include electric light and power, water laid on, toilets, heated | Location Adjustment Applicable (See Guidance Notes) - ERC = UK mean of 1.00 | (BEAMS Note 2) The ERC for this item should be added to all other rateable items on the hereditament (except land). Therefore the total of the ERC of the other Building Items and the P&M ERC (where applicable) to enable the correct contract size adjustment to be made. ERC of Building Component + ERC of P&M = Total ERC to which contract size adjustment should be applied. The appropriate % adjustment should be made in accordance with the scale for contract size adjustment specified under section 6 of the RCG 2023 Guidance notes. The currency ERC rates are set at £4m (Four Million Pounds) @ 1st April 2021 (AVD) for the RCG 2023 Publication. | Single storey insulated medium process factory building. Excludes any piling and external works. | GIA | - | - | - | - | - | - | - | - |  | M2 | - | NA | NA | NA | #N/A | Option 1 | ERROR | 0% | 1030.0435 | 739.5466 | 0% | 0% | 739.5466 | 0% | Indexed | NA | VOA_GPN_GOV_UK\7246041 | 2019-08-30 | Low | - | Medium | Risk taken from previous CG | - | - | NA | SPONS A&B | NA | (BEAMS Note 2) The ERC for this item should be added to all other rateable items on the hereditament (except land). Therefore the total of the ERC of the other Building Items and the P&M ERC (where applicable) to enable the correct contract size adjustment to be made. ERC of Building Component + ERC of P&M = Total ERC to which contract size adjustment should be applied. The appropriate % adjustment should be made in accordance with the scale for contract size adjustment specified under section 6 of the RCG 2021 Guidance notes. The currency ERC rates are set at £4m (Four Million Pounds) @ 1st April 2019 (AVD) for the RCG 2021 Publication. | - | - | 2 | TRUE
4310 | 98B011 | 9836 | 98B011 | Maltings | Saladin Maltings | Germination House (1 storey) (excludes intermediate floors; and equipment) | 101m² - 250m² | Standard insulated industrial building 9m high, heavier floor slab | The building costed here reflects concrete pad and strip foundations with 225mm mesh reinforced concrete floor. It is a steel portal framed building with brick cavity infill walls to 2.0 metres with double skin (insulated) profiled protected metal cladding above fixed to horizontal steel rails with plastic headed screws. Walls will usually have occasional translucent sheet glazing. The roof double skin (insulated) profiled protected metal, fixed to steel purlins with plastic headed screws and occasional translucent glazed skylights. The building has full rainwater goods, gutters, down pipes and drainage. Access doors for goods and personnel. Internal walls will usually be single concrete block this includes the toilets and any internal office accommodation. Building Services will include electric light and power, water laid on, toilets, heated | Location Adjustment Applicable (See Guidance Notes) - ERC = UK mean of 1.00 | (BEAMS Note 2) The ERC for this item should be added to all other rateable items on the hereditament (except land). Therefore the total of the ERC of the other Building Items and the P&M ERC (where applicable) to enable the correct contract size adjustment to be made. ERC of Building Component + ERC of P&M = Total ERC to which contract size adjustment should be applied. The appropriate % adjustment should be made in accordance with the scale for contract size adjustment specified under section 6 of the RCG 2023 Guidance notes. The currency ERC rates are set at £4m (Four Million Pounds) @ 1st April 2021 (AVD) for the RCG 2023 Publication. | Single storey insulated medium process factory building. Excludes any piling and external works. | GIA | - | - | - | - | - | - | - | - |  | M2 | - | NA | NA | NA | #N/A | Option 1 | ERROR | 0% | 803.2348 | 576.7034 | 0% | 0% | 576.7034 | 0% | Indexed | NA | VOA_GPN_GOV_UK\7246041 | 2019-08-30 | Low | - | Medium | Risk taken from previous CG | - | - | NA | SPONS A&B | NA | (BEAMS Note 2) The ERC for this item should be added to all other rateable items on the hereditament (except land). Therefore the total of the ERC of the other Building Items and the P&M ERC (where applicable) to enable the correct contract size adjustment to be made. ERC of Building Component + ERC of P&M = Total ERC to which contract size adjustment should be applied. The appropriate % adjustment should be made in accordance with the scale for contract size adjustment specified under section 6 of the RCG 2021 Guidance notes. The currency ERC rates are set at £4m (Four Million Pounds) @ 1st April 2019 (AVD) for the RCG 2021 Publication. | - | - | 2 | TRUE
4311 | 98B012 | 9837 | 98B012 | Maltings | Saladin Maltings | Germination House (1 storey) (excludes intermediate floors; and equipment) | 251-500m2 | Standard insulated industrial building 9m high, heavier floor slab | The building costed here reflects concrete pad and strip foundations with 225mm mesh reinforced concrete floor. It is a steel portal framed building with brick cavity infill walls to 2.0 metres with double skin (insulated) profiled protected metal cladding above fixed to horizontal steel rails with plastic headed screws. Walls will usually have occasional translucent sheet glazing. The roof double skin (insulated) profiled protected metal, fixed to steel purlins with plastic headed screws and occasional translucent glazed skylights. The building has full rainwater goods, gutters, down pipes and drainage. Access doors for goods and personnel. Internal walls will usually be single concrete block this includes the toilets and any internal office accommodation. Building Services will include electric light and power, water laid on, toilets, heated | Location Adjustment Applicable (See Guidance Notes) - ERC = UK mean of 1.00 | (BEAMS Note 2) The ERC for this item should be added to all other rateable items on the hereditament (except land). Therefore the total of the ERC of the other Building Items and the P&M ERC (where applicable) to enable the correct contract size adjustment to be made. ERC of Building Component + ERC of P&M = Total ERC to which contract size adjustment should be applied. The appropriate % adjustment should be made in accordance with the scale for contract size adjustment specified under section 6 of the RCG 2023 Guidance notes. The currency ERC rates are set at £4m (Four Million Pounds) @ 1st April 2021 (AVD) for the RCG 2023 Publication. | Single storey insulated medium process factory building. Excludes any piling and external works. | GIA | - | - | - | - | - | - | - | - |  | M2 | - | NA | NA | NA | #N/A | Option 1 | ERROR | 0% | 575.3197 | 413.0658 | 0% | 0% | 413.0658 | 0% | Indexed | NA | VOA_GPN_GOV_UK\7246041 | 2019-08-30 | Low | - | Medium | Risk taken from previous CG | - | - | NA | SPONS A&B | NA | (BEAMS Note 2) The ERC for this item should be added to all other rateable items on the hereditament (except land). Therefore the total of the ERC of the other Building Items and the P&M ERC (where applicable) to enable the correct contract size adjustment to be made. ERC of Building Component + ERC of P&M = Total ERC to which contract size adjustment should be applied. The appropriate % adjustment should be made in accordance with the scale for contract size adjustment specified under section 6 of the RCG 2021 Guidance notes. The currency ERC rates are set at £4m (Four Million Pounds) @ 1st April 2019 (AVD) for the RCG 2021 Publication. | - | - | 2 | TRUE
4312 | 98B013 | 9838 | 98B013 | Maltings | Saladin Maltings | Germination House (1 storey) (excludes intermediate floors; and equipment) | 501-1,000m2 | Standard insulated industrial building 9m high, heavier floor slab | The building costed here reflects concrete pad and strip foundations with 225mm mesh reinforced concrete floor. It is a steel portal framed building with brick cavity infill walls to 2.0 metres with double skin (insulated) profiled protected metal cladding above fixed to horizontal steel rails with plastic headed screws. Walls will usually have occasional translucent sheet glazing. The roof double skin (insulated) profiled protected metal, fixed to steel purlins with plastic headed screws and occasional translucent glazed skylights. The building has full rainwater goods, gutters, down pipes and drainage. Access doors for goods and personnel. Internal walls will usually be single concrete block this includes the toilets and any internal office accommodation. Building Services will include electric light and power, water laid on, toilets, heated | Location Adjustment Applicable (See Guidance Notes) - ERC = UK mean of 1.00 | (BEAMS Note 2) The ERC for this item should be added to all other rateable items on the hereditament (except land). Therefore the total of the ERC of the other Building Items and the P&M ERC (where applicable) to enable the correct contract size adjustment to be made. ERC of Building Component + ERC of P&M = Total ERC to which contract size adjustment should be applied. The appropriate % adjustment should be made in accordance with the scale for contract size adjustment specified under section 6 of the RCG 2023 Guidance notes. The currency ERC rates are set at £4m (Four Million Pounds) @ 1st April 2021 (AVD) for the RCG 2023 Publication. | Single storey insulated medium process factory building. Excludes any piling and external works. | GIA | - | - | - | - | - | - | - | - |  | M2 | - | NA | NA | NA | #N/A | Option 1 | ERROR | 0% | 493.4473 | 354.2833 | 0% | 0% | 354.2833 | 0% | Indexed | NA | VOA_GPN_GOV_UK\7246041 | 2019-08-30 | Low | - | Medium | Risk taken from previous CG | - | - | NA | SPONS A&B | NA | (BEAMS Note 2) The ERC for this item should be added to all other rateable items on the hereditament (except land). Therefore the total of the ERC of the other Building Items and the P&M ERC (where applicable) to enable the correct contract size adjustment to be made. ERC of Building Component + ERC of P&M = Total ERC to which contract size adjustment should be applied. The appropriate % adjustment should be made in accordance with the scale for contract size adjustment specified under section 6 of the RCG 2021 Guidance notes. The currency ERC rates are set at £4m (Four Million Pounds) @ 1st April 2019 (AVD) for the RCG 2021 Publication. | - | - | 2 | TRUE
4313 | 98B014 | 9839 | 98B014 | Maltings | Saladin Maltings | Germination House (2 storey) (excludes intermediate floors; and equipment) | 101-250m2 | Standard insulated industrial building 14m high, heavier floor slab | The building costed here reflects concrete pad and strip foundations with 225mm mesh reinforced concrete floor. It is a steel portal framed building with brick cavity infill walls to 2.0 metres with double skin (insulated) profiled protected metal cladding above fixed to horizontal steel rails with plastic headed screws. Walls will usually have occasional translucent sheet glazing. The roof double skin (insulated) profiled protected metal, fixed to steel purlins with plastic headed screws and occasional translucent glazed skylights. The building has full rainwater goods, gutters, down pipes and drainage. Access doors for goods and personnel. Internal walls will usually be single concrete block this includes the toilets and any internal office accommodation. Building Services will include electric light and power, water laid on, toilets, heated | Location Adjustment Applicable (See Guidance Notes) - ERC = UK mean of 1.00 | (BEAMS Note 2) The ERC for this item should be added to all other rateable items on the hereditament (except land). Therefore the total of the ERC of the other Building Items and the P&M ERC (where applicable) to enable the correct contract size adjustment to be made. ERC of Building Component + ERC of P&M = Total ERC to which contract size adjustment should be applied. The appropriate % adjustment should be made in accordance with the scale for contract size adjustment specified under section 6 of the RCG 2023 Guidance notes. The currency ERC rates are set at £4m (Four Million Pounds) @ 1st April 2021 (AVD) for the RCG 2023 Publication. | Single storey insulated medium process factory building. Excludes any piling and external works. | GIA | - | - | - | - | - | - | - | - |  | M2 | - | NA | NA | NA | #N/A | Option 1 | ERROR | 0% | 1125.1925 | 807.8613 | 0% | 0% | 807.8613 | 0% | Indexed | NA | VOA_GPN_GOV_UK\7246041 | 2019-08-30 | Low | - | Medium | Risk taken from previous CG | - | - | NA | SPONS A&B | NA | (BEAMS Note 2) The ERC for this item should be added to all other rateable items on the hereditament (except land). Therefore the total of the ERC of the other Building Items and the P&M ERC (where applicable) to enable the correct contract size adjustment to be made. ERC of Building Component + ERC of P&M = Total ERC to which contract size adjustment should be applied. The appropriate % adjustment should be made in accordance with the scale for contract size adjustment specified under section 6 of the RCG 2021 Guidance notes. The currency ERC rates are set at £4m (Four Million Pounds) @ 1st April 2019 (AVD) for the RCG 2021 Publication. | - | - | 2 | TRUE
4314 | 98B015 | 9840 | 98B015 | Maltings | Saladin Maltings | Germination House (2 storey) (excludes intermediate floors; and equipment) | 251-500m2 | Standard insulated industrial building 14m high, heavier floor slab | The building costed here reflects concrete pad and strip foundations with 225mm mesh reinforced concrete floor. It is a steel portal framed building with brick cavity infill walls to 2.0 metres with double skin (insulated) profiled protected metal cladding above fixed to horizontal steel rails with plastic headed screws. Walls will usually have occasional translucent sheet glazing. The roof double skin (insulated) profiled protected metal, fixed to steel purlins with plastic headed screws and occasional translucent glazed skylights. The building has full rainwater goods, gutters, down pipes and drainage. Access doors for goods and personnel. Internal walls will usually be single concrete block this includes the toilets and any internal office accommodation. Building Services will include electric light and power, water laid on, toilets, heated | Location Adjustment Applicable (See Guidance Notes) - ERC = UK mean of 1.00 | (BEAMS Note 2) The ERC for this item should be added to all other rateable items on the hereditament (except land). Therefore the total of the ERC of the other Building Items and the P&M ERC (where applicable) to enable the correct contract size adjustment to be made. ERC of Building Component + ERC of P&M = Total ERC to which contract size adjustment should be applied. The appropriate % adjustment should be made in accordance with the scale for contract size adjustment specified under section 6 of the RCG 2023 Guidance notes. The currency ERC rates are set at £4m (Four Million Pounds) @ 1st April 2021 (AVD) for the RCG 2023 Publication. | Single storey insulated medium process factory building. Excludes any piling and external works. | GIA | - | - | - | - | - | - | - | - |  | M2 | - | NA | NA | NA | #N/A | Option 1 | ERROR | 0% | 862.9795 | 619.5986 | 0% | 0% | 619.5986 | 0% | Indexed | NA | VOA_GPN_GOV_UK\7246041 | 2019-08-30 | Low | - | Medium | Risk taken from previous CG | - | - | NA | SPONS A&B | NA | (BEAMS Note 2) The ERC for this item should be added to all other rateable items on the hereditament (except land). Therefore the total of the ERC of the other Building Items and the P&M ERC (where applicable) to enable the correct contract size adjustment to be made. ERC of Building Component + ERC of P&M = Total ERC to which contract size adjustment should be applied. The appropriate % adjustment should be made in accordance with the scale for contract size adjustment specified under section 6 of the RCG 2021 Guidance notes. The currency ERC rates are set at £4m (Four Million Pounds) @ 1st April 2019 (AVD) for the RCG 2021 Publication. | - | - | 2 | TRUE
4315 | 98B016 | 9841 | 98B016 | Maltings | Saladin Maltings | Germination House (2 storey) (excludes intermediate floors; and equipment) | 501-1,000m2 | Standard insulated industrial building 14m high, heavier floor slab | The building costed here reflects concrete pad and strip foundations with 225mm mesh reinforced concrete floor. It is a steel portal framed building with brick cavity infill walls to 2.0 metres with double skin (insulated) profiled protected metal cladding above fixed to horizontal steel rails with plastic headed screws. Walls will usually have occasional translucent sheet glazing. The roof double skin (insulated) profiled protected metal, fixed to steel purlins with plastic headed screws and occasional translucent glazed skylights. The building has full rainwater goods, gutters, down pipes and drainage. Access doors for goods and personnel. Internal walls will usually be single concrete block this includes the toilets and any internal office accommodation. Building Services will include electric light and power, water laid on, toilets, heated | Location Adjustment Applicable (See Guidance Notes) - ERC = UK mean of 1.00 | (BEAMS Note 2) The ERC for this item should be added to all other rateable items on the hereditament (except land). Therefore the total of the ERC of the other Building Items and the P&M ERC (where applicable) to enable the correct contract size adjustment to be made. ERC of Building Component + ERC of P&M = Total ERC to which contract size adjustment should be applied. The appropriate % adjustment should be made in accordance with the scale for contract size adjustment specified under section 6 of the RCG 2023 Guidance notes. The currency ERC rates are set at £4m (Four Million Pounds) @ 1st April 2021 (AVD) for the RCG 2023 Publication. | Single storey insulated medium process factory building. Excludes any piling and external works. | GIA | - | - | - | - | - | - | - | - |  | M2 | - | NA | NA | NA | #N/A | Option 1 | ERROR | 0% | 740.1709 | 531.425 | 0% | 0% | 531.425 | 0% | Indexed | NA | VOA_GPN_GOV_UK\7246041 | 2019-08-30 | Low | - | Medium | Risk taken from previous CG | - | - | NA | SPONS A&B | NA | (BEAMS Note 2) The ERC for this item should be added to all other rateable items on the hereditament (except land). Therefore the total of the ERC of the other Building Items and the P&M ERC (where applicable) to enable the correct contract size adjustment to be made. ERC of Building Component + ERC of P&M = Total ERC to which contract size adjustment should be applied. The appropriate % adjustment should be made in accordance with the scale for contract size adjustment specified under section 6 of the RCG 2021 Guidance notes. The currency ERC rates are set at £4m (Four Million Pounds) @ 1st April 2019 (AVD) for the RCG 2021 Publication. | - | - | 2 | TRUE
4316 | 98B017 | 9842 | 98B017 | Maltings | Saladin Maltings | Kilns | - | - | - | Considered Not Applicable at time of Publication | (BEAMS Note 2) The ERC for this item should be added to all other rateable items on the hereditament (except land). Therefore the total of the ERC of the other Building Items and the P&M ERC (where applicable) to enable the correct contract size adjustment to be made. ERC of Building Component + ERC of P&M = Total ERC to which contract size adjustment should be applied. The appropriate % adjustment should be made in accordance with the scale for contract size adjustment specified under section 6 of the RCG 2023 Guidance notes. The currency ERC rates are set at £4m (Four Million Pounds) @ 1st April 2021 (AVD) for the RCG 2023 Publication. | - | - | - | - | - | - | - | - | - | - |  | M2 | - | NA | NA | NA | #N/A | Option 3 | ERROR | 0% | 1676.0494 | 1318.1695 | 0% | 0% | 1318.1695 | 0% | Indexed | NA | VOA_GPN_GOV_UK\7246041 | 2019-08-30 | Low | - | Medium | Risk taken from previous CG | - | - | NA | Supplier/Manufacturer | NA | (BEAMS Note 2) The ERC for this item should be added to all other rateable items on the hereditament (except land). Therefore the total of the ERC of the other Building Items and the P&M ERC (where applicable) to enable the correct contract size adjustment to be made. ERC of Building Component + ERC of P&M = Total ERC to which contract size adjustment should be applied. The appropriate % adjustment should be made in accordance with the scale for contract size adjustment specified under section 6 of the RCG 2021 Guidance notes. The currency ERC rates are set at £4m (Four Million Pounds) @ 1st April 2019 (AVD) for the RCG 2021 Publication. | - | - | 2 | TRUE
4317 | 51Z00M | 4332 | 51Z00M | Marinas | Manufactured pontoon | Access bridges | Gangways | 6.0m x 1.5m | Estimated life of pontoon - 7 years Continuous Flotation Walking Pontoon (Waliflote, manufactured by Walcon Marine). Reinforced concrete frame with integral blocks of expanded polystyrene. Hardwood decks and fenders. | Considered Not Applicable at time of Publication | (BEAMS Note 2) The ERC for this item should be added to all other rateable items on the hereditament (except land). Therefore the total of the ERC of the other Building Items and the P&M ERC (where applicable) to enable the correct contract size adjustment to be made. ERC of Building Component + ERC of P&M = Total ERC to which contract size adjustment should be applied. The appropriate % adjustment should be made in accordance with the scale for contract size adjustment specified under section 6 of the RCG 2023 Guidance notes. The currency ERC rates are set at £4m (Four Million Pounds) @ 1st April 2021 (AVD) for the RCG 2023 Publication. | Additional Costs Electricity Service /Water Service - £900 per berth Costs exclude, anchor restraints, piled restraints and plant hire. Approximate all in cost for Marinas Floating Structures £4,500 per berth including Electricity and Water services. | - | - | - | - | - | - | Marinas - Manufactured | - | 10175 |  | Each | - | NA | NA | NA | 6164.5616 | Option 2 | 7256.9623 | 17.72% | 9645.0977 | 7585.6201 | 23.05% | 4.529% | 7585.6201 | 23.05% | Indexed | NA | VOA_GPN_GOV_UK\7246041 | 2019-08-30 | Low | - | Medium | Risk taken from previous CG | - | - | NA | Supplier/Manufacturer | NA | (BEAMS Note 2) The ERC for this item should be added to all other rateable items on the hereditament (except land). Therefore the total of the ERC of the other Building Items and the P&M ERC (where applicable) to enable the correct contract size adjustment to be made. ERC of Building Component + ERC of P&M = Total ERC to which contract size adjustment should be applied. The appropriate % adjustment should be made in accordance with the scale for contract size adjustment specified under section 6 of the RCG 2021 Guidance notes. The currency ERC rates are set at £4m (Four Million Pounds) @ 1st April 2019 (AVD) for the RCG 2021 Publication. | Marinas - Manufactured | - | 2 | TRUE
4318 | 51Z00N | 4252 | 51Z00N | Marinas | Manufactured pontoon | Access bridges | Gangways | 12.0m x 1.5m | Estimated life of pontoon - 7 years Continuous Flotation Walking Pontoon (Waliflote, manufactured by Walcon Marine). Reinforced concrete frame with integral blocks of expanded polystyrene. Hardwood decks and fenders. | Considered Not Applicable at time of Publication | (BEAMS Note 2) The ERC for this item should be added to all other rateable items on the hereditament (except land). Therefore the total of the ERC of the other Building Items and the P&M ERC (where applicable) to enable the correct contract size adjustment to be made. ERC of Building Component + ERC of P&M = Total ERC to which contract size adjustment should be applied. The appropriate % adjustment should be made in accordance with the scale for contract size adjustment specified under section 6 of the RCG 2023 Guidance notes. The currency ERC rates are set at £4m (Four Million Pounds) @ 1st April 2021 (AVD) for the RCG 2023 Publication. | Additional Costs Electricity Service /Water Service - £900 per berth Costs exclude, anchor restraints, piled restraints and plant hire. Approximate all in cost for Marinas Floating Structures £4,500 per berth including Electricity and Water services. | - | - | - | - | - | - | Marinas - Manufactured | - | 10175 |  | Each | - | NA | NA | NA | 10274.2694 | Option 2 | 12094.9372 | 17.72% | 15383.3203 | 12098.584 | 17.76% | 0.03015% | 12098.584 | 17.76% | Indexed | NA | VOA_GPN_GOV_UK\7246041 | 2019-08-30 | Low | - | Medium | Risk taken from previous CG | - | - | NA | Supplier/Manufacturer | NA | (BEAMS Note 2) The ERC for this item should be added to all other rateable items on the hereditament (except land). Therefore the total of the ERC of the other Building Items and the P&M ERC (where applicable) to enable the correct contract size adjustment to be made. ERC of Building Component + ERC of P&M = Total ERC to which contract size adjustment should be applied. The appropriate % adjustment should be made in accordance with the scale for contract size adjustment specified under section 6 of the RCG 2021 Guidance notes. The currency ERC rates are set at £4m (Four Million Pounds) @ 1st April 2019 (AVD) for the RCG 2021 Publication. | Marinas - Manufactured | - | 2 | TRUE
4319 | 51Z00P | 4256 | 51Z00P | Marinas | Manufactured pontoon | Access bridges | Gangways | 24.0m x 1.5m | Estimated life of pontoon - 7 years Continuous Flotation Walking Pontoon (Waliflote, manufactured by Walcon Marine). Reinforced concrete frame with integral blocks of expanded polystyrene. Hardwood decks and fenders. | Considered Not Applicable at time of Publication | (BEAMS Note 2) The ERC for this item should be added to all other rateable items on the hereditament (except land). Therefore the total of the ERC of the other Building Items and the P&M ERC (where applicable) to enable the correct contract size adjustment to be made. ERC of Building Component + ERC of P&M = Total ERC to which contract size adjustment should be applied. The appropriate % adjustment should be made in accordance with the scale for contract size adjustment specified under section 6 of the RCG 2023 Guidance notes. The currency ERC rates are set at £4m (Four Million Pounds) @ 1st April 2021 (AVD) for the RCG 2023 Publication. | Additional Costs Electricity Service /Water Service - £900 per berth Costs exclude, anchor restraints, piled restraints and plant hire. Approximate all in cost for Marinas Floating Structures £4,500 per berth including Electricity and Water services. | - | - | - | - | - | - | Marinas - Manufactured | - | 10175 |  | Each | - | NA | NA | NA | 20548.5387 | Option 2 | 24189.8744 | 17.72% | 38946.6602 | 30630.542 | 49.06% | 26.63% | 30630.542 | 49.06% | Indexed | NA | VOA_GPN_GOV_UK\7246041 | 2019-08-30 | Low | - | Medium | Risk taken from previous CG | - | - | NA | Supplier/Manufacturer | NA | (BEAMS Note 2) The ERC for this item should be added to all other rateable items on the hereditament (except land). Therefore the total of the ERC of the other Building Items and the P&M ERC (where applicable) to enable the correct contract size adjustment to be made. ERC of Building Component + ERC of P&M = Total ERC to which contract size adjustment should be applied. The appropriate % adjustment should be made in accordance with the scale for contract size adjustment specified under section 6 of the RCG 2021 Guidance notes. The currency ERC rates are set at £4m (Four Million Pounds) @ 1st April 2019 (AVD) for the RCG 2021 Publication. | Marinas - Manufactured | - | 2 | TRUE
4320 | 51Z00K | 4330 | 51Z00K | Marinas | Manufactured pontoon | Finger unit | Cantilevered | 10.0m x 1.025m | Estimated life of pontoon - 7 years Continuous Flotation Walking Pontoon (Waliflote, manufactured by Walcon Marine). Reinforced concrete frame with integral blocks of expanded polystyrene. Hardwood decks and fenders. | Considered Not Applicable at time of Publication | (BEAMS Note 2) The ERC for this item should be added to all other rateable items on the hereditament (except land). Therefore the total of the ERC of the other Building Items and the P&M ERC (where applicable) to enable the correct contract size adjustment to be made. ERC of Building Component + ERC of P&M = Total ERC to which contract size adjustment should be applied. The appropriate % adjustment should be made in accordance with the scale for contract size adjustment specified under section 6 of the RCG 2023 Guidance notes. The currency ERC rates are set at £4m (Four Million Pounds) @ 1st April 2021 (AVD) for the RCG 2023 Publication. | Additional Costs Electricity Service /Water Service - £900 per berth Costs exclude, anchor restraints, piled restraints and plant hire. Approximate all in cost for Marinas Floating Structures £4,500 per berth including Electricity and Water services. | - | - | - | - | - | - | Marinas - Manufactured | - | 10175 |  | Each | - | NA | NA | NA | 2568.5673 | Option 2 | 3023.7343 | 17.72% | 5860.3125 | 4608.9844 | 79.44% | 52.43% | 4608.9844 | 79.44% | Indexed | NA | VOA_GPN_GOV_UK\7246041 | 2019-08-30 | Low | - | Medium | Risk taken from previous CG | - | - | NA | Supplier/Manufacturer | NA | (BEAMS Note 2) The ERC for this item should be added to all other rateable items on the hereditament (except land). Therefore the total of the ERC of the other Building Items and the P&M ERC (where applicable) to enable the correct contract size adjustment to be made. ERC of Building Component + ERC of P&M = Total ERC to which contract size adjustment should be applied. The appropriate % adjustment should be made in accordance with the scale for contract size adjustment specified under section 6 of the RCG 2021 Guidance notes. The currency ERC rates are set at £4m (Four Million Pounds) @ 1st April 2019 (AVD) for the RCG 2021 Publication. | Marinas - Manufactured | - | 2 | TRUE
4321 | 51Z00L | 4331 | 51Z00L | Marinas | Manufactured pontoon | Finger unit | Cantilevered | 7.5m x 0.72m | Estimated life of pontoon - 7 years Continuous Flotation Walking Pontoon (Waliflote, manufactured by Walcon Marine). Reinforced concrete frame with integral blocks of expanded polystyrene. Hardwood decks and fenders. | Considered Not Applicable at time of Publication | (BEAMS Note 2) The ERC for this item should be added to all other rateable items on the hereditament (except land). Therefore the total of the ERC of the other Building Items and the P&M ERC (where applicable) to enable the correct contract size adjustment to be made. ERC of Building Component + ERC of P&M = Total ERC to which contract size adjustment should be applied. The appropriate % adjustment should be made in accordance with the scale for contract size adjustment specified under section 6 of the RCG 2023 Guidance notes. The currency ERC rates are set at £4m (Four Million Pounds) @ 1st April 2021 (AVD) for the RCG 2023 Publication. | Additional Costs Electricity Service /Water Service - £900 per berth Costs exclude, anchor restraints, piled restraints and plant hire. Approximate all in cost for Marinas Floating Structures £4,500 per berth including Electricity and Water services. | - | - | - | - | - | - | Marinas - Manufactured | - | 10175 |  | Each | - | NA | NA | NA | 1755.1877 | Option 2 | 2066.2184 | 17.72% | 3662.6953 | 2880.6152 | 64.12% | 39.41% | 2880.6152 | 64.12% | Indexed | NA | VOA_GPN_GOV_UK\7246041 | 2019-08-30 | Low | - | Medium | Risk taken from previous CG | - | - | NA | Supplier/Manufacturer | NA | (BEAMS Note 2) The ERC for this item should be added to all other rateable items on the hereditament (except land). Therefore the total of the ERC of the other Building Items and the P&M ERC (where applicable) to enable the correct contract size adjustment to be made. ERC of Building Component + ERC of P&M = Total ERC to which contract size adjustment should be applied. The appropriate % adjustment should be made in accordance with the scale for contract size adjustment specified under section 6 of the RCG 2021 Guidance notes. The currency ERC rates are set at £4m (Four Million Pounds) @ 1st April 2019 (AVD) for the RCG 2021 Publication. | Marinas - Manufactured | - | 2 | TRUE
4322 | 51Z00A | 4324 | 51Z00A | Marinas | Manufactured pontoon | Heavy duty walkway | Piles | 11.5m x 2.6m | Estimated life of pontoon - 7 years Continuous Flotation Walking Pontoon (Waliflote, manufactured by Walcon Marine). Reinforced concrete frame with integral blocks of expanded polystyrene. Hardwood decks and fenders. | Considered Not Applicable at time of Publication | (BEAMS Note 2) The ERC for this item should be added to all other rateable items on the hereditament (except land). Therefore the total of the ERC of the other Building Items and the P&M ERC (where applicable) to enable the correct contract size adjustment to be made. ERC of Building Component + ERC of P&M = Total ERC to which contract size adjustment should be applied. The appropriate % adjustment should be made in accordance with the scale for contract size adjustment specified under section 6 of the RCG 2023 Guidance notes. The currency ERC rates are set at £4m (Four Million Pounds) @ 1st April 2021 (AVD) for the RCG 2023 Publication. | Additional Costs Electricity Service /Water Service - £900 per berth Costs exclude, anchor restraints, piled restraints and plant hire. Approximate all in cost for Marinas Floating Structures £4,500 per berth including Electricity and Water services. | - | - | - | - | - | - | Marinas - Manufactured | - | 10175 |  | Each | - | NA | NA | NA | 6935.1318 | Option 2 | 8164.0826 | 17.72% | 28080.6641 | 22084.7168 | 218.4% | 170.5% | 22084.7168 | 218.4% | Indexed | NA | VOA_GPN_GOV_UK\7246041 | 2019-08-30 | Low | - | Medium | Risk taken from previous CG | - | - | NA | Supplier/Manufacturer | NA | (BEAMS Note 2) The ERC for this item should be added to all other rateable items on the hereditament (except land). Therefore the total of the ERC of the other Building Items and the P&M ERC (where applicable) to enable the correct contract size adjustment to be made. ERC of Building Component + ERC of P&M = Total ERC to which contract size adjustment should be applied. The appropriate % adjustment should be made in accordance with the scale for contract size adjustment specified under section 6 of the RCG 2021 Guidance notes. The currency ERC rates are set at £4m (Four Million Pounds) @ 1st April 2019 (AVD) for the RCG 2021 Publication. | Marinas - Manufactured | - | 2 | TRUE
4323 | 51Z00F | 4328 | 51Z00F | Marinas | Manufactured pontoon | Main walkway unit | Piles | 11.5m x 2.6m | Estimated life of pontoon - 7 years Continuous Flotation Walking Pontoon (Waliflote, manufactured by Walcon Marine). Reinforced concrete frame with integral blocks of expanded polystyrene. Hardwood decks and fenders. | Considered Not Applicable at time of Publication | (BEAMS Note 2) The ERC for this item should be added to all other rateable items on the hereditament (except land). Therefore the total of the ERC of the other Building Items and the P&M ERC (where applicable) to enable the correct contract size adjustment to be made. ERC of Building Component + ERC of P&M = Total ERC to which contract size adjustment should be applied. The appropriate % adjustment should be made in accordance with the scale for contract size adjustment specified under section 6 of the RCG 2023 Guidance notes. The currency ERC rates are set at £4m (Four Million Pounds) @ 1st April 2021 (AVD) for the RCG 2023 Publication. | Additional Costs Electricity Service /Water Service - £900 per berth Costs exclude, anchor restraints, piled restraints and plant hire. Approximate all in cost for Marinas Floating Structures £4,500 per berth including Electricity and Water services. | - | - | - | - | - | - | Marinas - Manufactured | - | 10175 |  | Each | - | NA | NA | NA | 4366.5645 | Option 2 | 5140.3483 | 17.72% | 9278.8281 | 7297.5586 | 67.12% | 41.97% | 7297.5586 | 67.12% | Indexed | NA | VOA_GPN_GOV_UK\7246041 | 2019-08-30 | Low | - | Medium | Risk taken from previous CG | - | - | NA | Supplier/Manufacturer | NA | (BEAMS Note 2) The ERC for this item should be added to all other rateable items on the hereditament (except land). Therefore the total of the ERC of the other Building Items and the P&M ERC (where applicable) to enable the correct contract size adjustment to be made. ERC of Building Component + ERC of P&M = Total ERC to which contract size adjustment should be applied. The appropriate % adjustment should be made in accordance with the scale for contract size adjustment specified under section 6 of the RCG 2021 Guidance notes. The currency ERC rates are set at £4m (Four Million Pounds) @ 1st April 2019 (AVD) for the RCG 2021 Publication. | Marinas - Manufactured | - | 2 | TRUE
4324 | 51Z00G | 4329 | 51Z00G | Marinas | Manufactured pontoon | Main walkway unit | Piles | 7.7m x 2.5m | Estimated life of pontoon - 7 years Continuous Flotation Walking Pontoon (Waliflote, manufactured by Walcon Marine). Reinforced concrete frame with integral blocks of expanded polystyrene. Hardwood decks and fenders. | Considered Not Applicable at time of Publication | (BEAMS Note 2) The ERC for this item should be added to all other rateable items on the hereditament (except land). Therefore the total of the ERC of the other Building Items and the P&M ERC (where applicable) to enable the correct contract size adjustment to be made. ERC of Building Component + ERC of P&M = Total ERC to which contract size adjustment should be applied. The appropriate % adjustment should be made in accordance with the scale for contract size adjustment specified under section 6 of the RCG 2023 Guidance notes. The currency ERC rates are set at £4m (Four Million Pounds) @ 1st April 2021 (AVD) for the RCG 2023 Publication. | Additional Costs Electricity Service /Water Service - £900 per berth Costs exclude, anchor restraints, piled restraints and plant hire. Approximate all in cost for Marinas Floating Structures £4,500 per berth including Electricity and Water services. | - | - | - | - | - | - | Marinas - Manufactured | - | 10175 |  | Each | - | NA | NA | NA | 2876.7954 | Option 2 | 3386.5824 | 17.72% | 7203.3008 | 5665.21 | 96.93% | 67.28% | 5665.21 | 96.93% | Indexed | NA | VOA_GPN_GOV_UK\7246041 | 2019-08-30 | Low | - | Medium | Risk taken from previous CG | - | - | NA | Supplier/Manufacturer | NA | (BEAMS Note 2) The ERC for this item should be added to all other rateable items on the hereditament (except land). Therefore the total of the ERC of the other Building Items and the P&M ERC (where applicable) to enable the correct contract size adjustment to be made. ERC of Building Component + ERC of P&M = Total ERC to which contract size adjustment should be applied. The appropriate % adjustment should be made in accordance with the scale for contract size adjustment specified under section 6 of the RCG 2021 Guidance notes. The currency ERC rates are set at £4m (Four Million Pounds) @ 1st April 2019 (AVD) for the RCG 2021 Publication. | Marinas - Manufactured | - | 2 | TRUE
4325 | 51Z00Q | 9384 | 51Z00Q | Marinas | Marina | Manufactured | Water service | - | Marinas Floating Structures, purpose made including, bollards, cleats and pile / dolphins where required and other anchoring devises. | Considered Not Applicable at time of Publication | (BEAMS Note 2) The ERC for this item should be added to all other rateable items on the hereditament (except land). Therefore the total of the ERC of the other Building Items and the P&M ERC (where applicable) to enable the correct contract size adjustment to be made. ERC of Building Component + ERC of P&M = Total ERC to which contract size adjustment should be applied. The appropriate % adjustment should be made in accordance with the scale for contract size adjustment specified under section 6 of the RCG 2023 Guidance notes. The currency ERC rates are set at £4m (Four Million Pounds) @ 1st April 2021 (AVD) for the RCG 2023 Publication. | - | - | - | - | - | - | - | - | - | - |  | Each | Berth Served | NA | NA | NA | #N/A | Option 2 | ERROR | 0% | 134.2988 | 105.6226 | 0% | 0% | 105.6226 | 0% | Indexed | NA | VOA_GPN_GOV_UK\7246041 | 2019-08-30 | Low | - | Medium | Risk taken from previous CG | - | - | NA | Supplier/Manufacturer | NA | (BEAMS Note 2) The ERC for this item should be added to all other rateable items on the hereditament (except land). Therefore the total of the ERC of the other Building Items and the P&M ERC (where applicable) to enable the correct contract size adjustment to be made. ERC of Building Component + ERC of P&M = Total ERC to which contract size adjustment should be applied. The appropriate % adjustment should be made in accordance with the scale for contract size adjustment specified under section 6 of the RCG 2021 Guidance notes. The currency ERC rates are set at £4m (Four Million Pounds) @ 1st April 2019 (AVD) for the RCG 2021 Publication. | - | - | 2 | TRUE
4326 | 51Z00R | 9385 | 51Z00R | Marinas | Marina | Manufactured | Electric Service | - | Marinas Floating Structures, purpose made including, bollards, cleats and pile / dolphins where required and other anchoring devises. | Considered Not Applicable at time of Publication | (BEAMS Note 2) The ERC for this item should be added to all other rateable items on the hereditament (except land). Therefore the total of the ERC of the other Building Items and the P&M ERC (where applicable) to enable the correct contract size adjustment to be made. ERC of Building Component + ERC of P&M = Total ERC to which contract size adjustment should be applied. The appropriate % adjustment should be made in accordance with the scale for contract size adjustment specified under section 6 of the RCG 2023 Guidance notes. The currency ERC rates are set at £4m (Four Million Pounds) @ 1st April 2021 (AVD) for the RCG 2023 Publication. | - | - | - | - | - | - | - | - | - | - |  | Each | Berth Served | NA | NA | NA | #N/A | Option 2 | ERROR | 0% | 451.7324 | 355.2759 | 0% | 0% | 355.2759 | 0% | Indexed | NA | VOA_GPN_GOV_UK\7246041 | 2019-08-30 | Low | - | Medium | Risk taken from previous CG | - | - | NA | Supplier/Manufacturer | NA | (BEAMS Note 2) The ERC for this item should be added to all other rateable items on the hereditament (except land). Therefore the total of the ERC of the other Building Items and the P&M ERC (where applicable) to enable the correct contract size adjustment to be made. ERC of Building Component + ERC of P&M = Total ERC to which contract size adjustment should be applied. The appropriate % adjustment should be made in accordance with the scale for contract size adjustment specified under section 6 of the RCG 2021 Guidance notes. The currency ERC rates are set at £4m (Four Million Pounds) @ 1st April 2019 (AVD) for the RCG 2021 Publication. | - | - | 2 | TRUE
4327 | 860A12 | 4070 | 860A12 | Masts | Cabins | 1.0m x 2.0m x 2.0m ht | Insulated - no electrical connection | On concrete base | Insulated cabinet nominal size 5m x 2m x 2m. Cabinets are constructed of steel outer and inner panels with foam insulation and timber reinforcement as appropriate. Finished with either plastic coating to minimise corrosion or stainless steel for optimum performance in extreme weather conditions, larger sizes have stainless steel floor panels. Doors are made of composite panels with locking handles, stainless steel hinges and door restraints. | Location Adjustment Applicable (See Guidance Notes) - ERC = UK mean of 1.00 | (BEAMS Note 2) The ERC for this item should be added to all other rateable items on the hereditament (except land). Therefore the total of the ERC of the other Building Items and the P&M ERC (where applicable) to enable the correct contract size adjustment to be made. ERC of Building Component + ERC of P&M = Total ERC to which contract size adjustment should be applied. The appropriate % adjustment should be made in accordance with the scale for contract size adjustment specified under section 6 of the RCG 2023 Guidance notes. The currency ERC rates are set at £4m (Four Million Pounds) @ 1st April 2021 (AVD) for the RCG 2023 Publication. | Rates include base slab. Excludes electrical connections. | In the case of individual cabins the maximum area to be valued is 6.25m2 NET of contract size and fees. Nominal size 1m x 2m x 2m. assumed to be insulated | - | - | Masts, external works, cables, cable tray , standby electrical power. | - | - | Photo 1- double door unit - size 5m x 2m x 2m Photo 2 - Unit with 1.5 x width door size - Cabin = 3m x 2m x 2m. | - | 10545 |  | M2 | - | NA | NA | NA | 1155.8553 | Option 2 | 1360.6804 | 17.72% | 1895.4448 | 1490.7184 | 28.97% | 9.557% | 1490.7184 | 28.97% | Indexed | NA | VOA_GPN_GOV_UK\7246041 | 2019-08-30 | Low | - | Medium | Risk taken from previous CG | - | - | NA | Supplier/Manufacturer | NA | (BEAMS Note 2) The ERC for this item should be added to all other rateable items on the hereditament (except land). Therefore the total of the ERC of the other Building Items and the P&M ERC (where applicable) to enable the correct contract size adjustment to be made. ERC of Building Component + ERC of P&M = Total ERC to which contract size adjustment should be applied. The appropriate % adjustment should be made in accordance with the scale for contract size adjustment specified under section 6 of the RCG 2021 Guidance notes. The currency ERC rates are set at £4m (Four Million Pounds) @ 1st April 2019 (AVD) for the RCG 2021 Publication. | Photo 1- double door unit - size 5m x 2m x 2m Photo 2 - Unit with 1.5 x width door size - Cabin = 3m x 2m x 2m. | - | 2 | TRUE
4328 | 204T15 | 8694 | 204T15 | Masts | Cable tray | Metal - perforated and galvanised. | 450mm wide | 2.0m sections on support H frames | Metal tray- perforated and galvanised, 450mm wide supported on galvanised metal H frames. | Location Adjustment Applicable (See Guidance Notes) - ERC = UK mean of 1.00 | (BEAMS Note 2) The ERC for this item should be added to all other rateable items on the hereditament (except land). Therefore the total of the ERC of the other Building Items and the P&M ERC (where applicable) to enable the correct contract size adjustment to be made. ERC of Building Component + ERC of P&M = Total ERC to which contract size adjustment should be applied. The appropriate % adjustment should be made in accordance with the scale for contract size adjustment specified under section 6 of the RCG 2023 Guidance notes. The currency ERC rates are set at £4m (Four Million Pounds) @ 1st April 2021 (AVD) for the RCG 2023 Publication. | Based on m run cost- | Measure total length of tray section in Metres. | - | - | Masts, cables, cabins, external works | - | - | Photo 1- H frames forming bridge to support cable trays between cabin and mast. | - | 10247 |  | M | - | NA | NA | NA | 385.2851 | Option 2 | 453.5601 | 17.72% | 526.5125 | 414.0884 | 7.476% | -8.703% | 414.0884 | 7.476% | Indexed | NA | VOA_GPN_GOV_UK\7246041 | 2019-08-30 | Low | - | Medium | Risk taken from previous CG | - | - | NA | Supplier/Manufacturer | NA | (BEAMS Note 2) The ERC for this item should be added to all other rateable items on the hereditament (except land). Therefore the total of the ERC of the other Building Items and the P&M ERC (where applicable) to enable the correct contract size adjustment to be made. ERC of Building Component + ERC of P&M = Total ERC to which contract size adjustment should be applied. The appropriate % adjustment should be made in accordance with the scale for contract size adjustment specified under section 6 of the RCG 2021 Guidance notes. The currency ERC rates are set at £4m (Four Million Pounds) @ 1st April 2019 (AVD) for the RCG 2021 Publication. | Photo 1- H frames forming bridge to support cable trays between cabin and mast. | - | 2 | TRUE
4329 | 860A14 | 6153 | 860A14 | Masts | Cables | Bundle of 6 | - | - | Bundle of 6 no. cables- weatherproof coating | Location Adjustment Applicable (See Guidance Notes) - ERC = UK mean of 1.00 | (BEAMS Note 2) The ERC for this item should be added to all other rateable items on the hereditament (except land). Therefore the total of the ERC of the other Building Items and the P&M ERC (where applicable) to enable the correct contract size adjustment to be made. ERC of Building Component + ERC of P&M = Total ERC to which contract size adjustment should be applied. The appropriate % adjustment should be made in accordance with the scale for contract size adjustment specified under section 6 of the RCG 2023 Guidance notes. The currency ERC rates are set at £4m (Four Million Pounds) @ 1st April 2021 (AVD) for the RCG 2023 Publication. | Excludes cable trays and other supports, cable ducts and external works | Length of cables from control cabin to antennae | - | - | - | Supports, cabins, power generation plant, | - | - | - | 10546 |  | M | - | NA | NA | NA | 42.8095 | Option 2 | 50.3956 | 17.72% | 70.2017 | 55.2118 | 28.97% | 9.557% | 55.2118 | 28.97% | Indexed | NA | VOA_GPN_GOV_UK\7246041 | 2019-08-30 | Low | - | Medium | Risk taken from previous CG | - | - | NA | Supplier/Manufacturer | NA | (BEAMS Note 2) The ERC for this item should be added to all other rateable items on the hereditament (except land). Therefore the total of the ERC of the other Building Items and the P&M ERC (where applicable) to enable the correct contract size adjustment to be made. ERC of Building Component + ERC of P&M = Total ERC to which contract size adjustment should be applied. The appropriate % adjustment should be made in accordance with the scale for contract size adjustment specified under section 6 of the RCG 2021 Guidance notes. The currency ERC rates are set at £4m (Four Million Pounds) @ 1st April 2019 (AVD) for the RCG 2021 Publication. | - | - | 2 | TRUE
4330 | 860A15 | 5661 | 860A15 | Masts | Cables | Single cable | - | - | Single cable- weatherproof coating | Location Adjustment Applicable (See Guidance Notes) - ERC = UK mean of 1.00 | (BEAMS Note 2) The ERC for this item should be added to all other rateable items on the hereditament (except land). Therefore the total of the ERC of the other Building Items and the P&M ERC (where applicable) to enable the correct contract size adjustment to be made. ERC of Building Component + ERC of P&M = Total ERC to which contract size adjustment should be applied. The appropriate % adjustment should be made in accordance with the scale for contract size adjustment specified under section 6 of the RCG 2023 Guidance notes. The currency ERC rates are set at £4m (Four Million Pounds) @ 1st April 2021 (AVD) for the RCG 2023 Publication. | Excludes cable trays and other supports, cable ducts and external works | Length of cable from control cabin to antennae | - | - | - | Supports, cabins, power generation plant, | - | - | - | 10546 |  | M | - | NA | NA | NA | 6.8495 | Option 2 | 8.0633 | 17.72% | 11.2323 | 8.8339 | 28.97% | 9.557% | 8.8339 | 28.97% | Indexed | NA | VOA_GPN_GOV_UK\7246041 | 2019-08-30 | Low | - | Medium | Risk taken from previous CG | - | - | NA | Supplier/Manufacturer | NA | (BEAMS Note 2) The ERC for this item should be added to all other rateable items on the hereditament (except land). Therefore the total of the ERC of the other Building Items and the P&M ERC (where applicable) to enable the correct contract size adjustment to be made. ERC of Building Component + ERC of P&M = Total ERC to which contract size adjustment should be applied. The appropriate % adjustment should be made in accordance with the scale for contract size adjustment specified under section 6 of the RCG 2021 Guidance notes. The currency ERC rates are set at £4m (Four Million Pounds) @ 1st April 2019 (AVD) for the RCG 2021 Publication. | - | - | 2 | TRUE
4331 | 860A40 | 4094 | 860A40 | Masts | Heavy duty towers | Angle steel frame | 45m | Tapering from individual leg foundations | Freestanding tower on plan and vertically tapering or of stepped construction Leg, main and secondary bracing comprising steel angle sections, legs behind, of composite construction comprising 3 angle sections each. Mass concrete foundations to each leg. Complete with metal access ladders and intermediate platforms, lightening protection, obstruction warning lights and galvanised/painted finish. Construction to comply with BS8100 Typically the sides of the tower can be up to 17m on plan at base, with top section reducing to 1.5m on plan, and foundations for each leg of 10.0m2 X 3.5m deep. | Location Adjustment Applicable (See Guidance Notes) - ERC = UK mean of 1.00 | (BEAMS Note 2) The ERC for this item should be added to all other rateable items on the hereditament (except land). Therefore the total of the ERC of the other Building Items and the P&M ERC (where applicable) to enable the correct contract size adjustment to be made. ERC of Building Component + ERC of P&M = Total ERC to which contract size adjustment should be applied. The appropriate % adjustment should be made in accordance with the scale for contract size adjustment specified under section 6 of the RCG 2023 Guidance notes. The currency ERC rates are set at £4m (Four Million Pounds) @ 1st April 2021 (AVD) for the RCG 2023 Publication. | - | Height of mast Age Condition | - | - | Cables, cable tray, control buildings, standby electrical power, External works | - | - | Photo 1 - Heavy duty tower 90m+ Photo 2 - Base of heavy duty tower showing individual foundation blocks and spacing between legs. NB adjacent control building | - | 10531 |  | M | linear height | NA | NA | NA | 1532.5785 | Option 2 | 1804.1615 | 17.72% | 7496.1333 | 5895.5151 | 284.7% | 226.8% | 5895.5151 | 284.7% | Indexed | NA | VOA_GPN_GOV_UK\7246041 | 2019-08-30 | Low | - | Medium | Risk taken from previous CG | - | - | NA | Supplier/Manufacturer | NA | (BEAMS Note 2) The ERC for this item should be added to all other rateable items on the hereditament (except land). Therefore the total of the ERC of the other Building Items and the P&M ERC (where applicable) to enable the correct contract size adjustment to be made. ERC of Building Component + ERC of P&M = Total ERC to which contract size adjustment should be applied. The appropriate % adjustment should be made in accordance with the scale for contract size adjustment specified under section 6 of the RCG 2021 Guidance notes. The currency ERC rates are set at £4m (Four Million Pounds) @ 1st April 2019 (AVD) for the RCG 2021 Publication. | Photo 1 - Heavy duty tower 90m+ Photo 2 - Base of heavy duty tower showing individual foundation blocks and spacing between legs. NB adjacent control building | - | 2 | TRUE
4332 | 860A41 | 4095 | 860A41 | Masts | Heavy duty towers | Angle steel frame | 60m | Tapering from individual leg foundations | Freestanding tower on plan and vertically tapering or of stepped construction Leg, main and secondary bracing comprising steel angle sections, legs behind, of composite construction comprising 3 angle sections each. Mass concrete foundations to each leg. Complete with metal access ladders and intermediate platforms, lightening protection, obstruction warning lights and galvanised/painted finish. Construction to comply with BS8100 Typically the sides of the tower can be up to 17m on plan at base, with top section reducing to 1.5m on plan, and foundations for each leg of 10.0m2 X 3.5m deep. | Location Adjustment Applicable (See Guidance Notes) - ERC = UK mean of 1.00 | (BEAMS Note 2) The ERC for this item should be added to all other rateable items on the hereditament (except land). Therefore the total of the ERC of the other Building Items and the P&M ERC (where applicable) to enable the correct contract size adjustment to be made. ERC of Building Component + ERC of P&M = Total ERC to which contract size adjustment should be applied. The appropriate % adjustment should be made in accordance with the scale for contract size adjustment specified under section 6 of the RCG 2023 Guidance notes. The currency ERC rates are set at £4m (Four Million Pounds) @ 1st April 2021 (AVD) for the RCG 2023 Publication. | - | Height of mast Age Condition | - | - | Cables, cable tray, control buildings, standby electrical power, External works | - | - | Photo 1 - Heavy duty tower 90m+ Photo 2 - Base of heavy duty tower showing individual foundation blocks and spacing between legs. NB adjacent control building | - | 10531 |  | M | linear height | NA | NA | NA | 2500.0722 | Option 2 | 2943.1014 | 17.72% | 8957.7318 | 7045.0247 | 181.8% | 139.4% | 7045.0247 | 181.8% | Indexed | NA | VOA_GPN_GOV_UK\7246041 | 2019-08-30 | Low | - | Medium | Risk taken from previous CG | - | - | NA | Supplier/Manufacturer | NA | (BEAMS Note 2) The ERC for this item should be added to all other rateable items on the hereditament (except land). Therefore the total of the ERC of the other Building Items and the P&M ERC (where applicable) to enable the correct contract size adjustment to be made. ERC of Building Component + ERC of P&M = Total ERC to which contract size adjustment should be applied. The appropriate % adjustment should be made in accordance with the scale for contract size adjustment specified under section 6 of the RCG 2021 Guidance notes. The currency ERC rates are set at £4m (Four Million Pounds) @ 1st April 2019 (AVD) for the RCG 2021 Publication. | Photo 1 - Heavy duty tower 90m+ Photo 2 - Base of heavy duty tower showing individual foundation blocks and spacing between legs. NB adjacent control building | - | 2 | TRUE
4333 | 860A42 | 3836 | 860A42 | Masts | Heavy duty towers | Angle steel frame | 75m | Tapering from individual leg foundations | Freestanding tower on plan and vertically tapering or of stepped construction Leg, main and secondary bracing comprising steel angle sections, legs behind, of composite construction comprising 3 angle sections each. Mass concrete foundations to each leg. Complete with metal access ladders and intermediate platforms, lightening protection, obstruction warning lights and galvanised/painted finish. Construction to comply with BS8100 Typically the sides of the tower can be up to 17m on plan at base, with top section reducing to 1.5m on plan, and foundations for each leg of 10.0m2 X 3.5m deep. | Location Adjustment Applicable (See Guidance Notes) - ERC = UK mean of 1.00 | (BEAMS Note 2) The ERC for this item should be added to all other rateable items on the hereditament (except land). Therefore the total of the ERC of the other Building Items and the P&M ERC (where applicable) to enable the correct contract size adjustment to be made. ERC of Building Component + ERC of P&M = Total ERC to which contract size adjustment should be applied. The appropriate % adjustment should be made in accordance with the scale for contract size adjustment specified under section 6 of the RCG 2023 Guidance notes. The currency ERC rates are set at £4m (Four Million Pounds) @ 1st April 2021 (AVD) for the RCG 2023 Publication. | - | Height of mast Age Condition | - | - | Cables, cable tray, control buildings, standby electrical power, External works | - | - | Photo 1 - Heavy duty tower 90m+ Photo 2 - Base of heavy duty tower showing individual foundation blocks and spacing between legs. NB adjacent control building | - | 10531 |  | M | linear height | NA | NA | NA | 3099.4046 | Option 2 | 3648.6394 | 17.72% | 10419.3304 | 8194.5342 | 164.4% | 124.6% | 8194.5342 | 164.4% | Indexed | NA | VOA_GPN_GOV_UK\7246041 | 2019-08-30 | Low | - | Medium | Risk taken from previous CG | - | - | NA | Supplier/Manufacturer | NA | (BEAMS Note 2) The ERC for this item should be added to all other rateable items on the hereditament (except land). Therefore the total of the ERC of the other Building Items and the P&M ERC (where applicable) to enable the correct contract size adjustment to be made. ERC of Building Component + ERC of P&M = Total ERC to which contract size adjustment should be applied. The appropriate % adjustment should be made in accordance with the scale for contract size adjustment specified under section 6 of the RCG 2021 Guidance notes. The currency ERC rates are set at £4m (Four Million Pounds) @ 1st April 2019 (AVD) for the RCG 2021 Publication. | Photo 1 - Heavy duty tower 90m+ Photo 2 - Base of heavy duty tower showing individual foundation blocks and spacing between legs. NB adjacent control building | - | 2 | TRUE
4334 | 860A43 | 3837 | 860A43 | Masts | Heavy duty towers | Angle steel frame | 90m | Tapering from individual leg foundations | Freestanding tower on plan and vertically tapering or of stepped construction Leg, main and secondary bracing comprising steel angle sections, legs behind, of composite construction comprising 3 angle sections each. Mass concrete foundations to each leg. Complete with metal access ladders and intermediate platforms, lightening protection, obstruction warning lights and galvanised/painted finish. Construction to comply with BS8100 Typically the sides of the tower can be up to 17m on plan at base, with top section reducing to 1.5m on plan, and foundations for each leg of 10.0m2 X 3.5m deep. | Location Adjustment Applicable (See Guidance Notes) - ERC = UK mean of 1.00 | (BEAMS Note 2) The ERC for this item should be added to all other rateable items on the hereditament (except land). Therefore the total of the ERC of the other Building Items and the P&M ERC (where applicable) to enable the correct contract size adjustment to be made. ERC of Building Component + ERC of P&M = Total ERC to which contract size adjustment should be applied. The appropriate % adjustment should be made in accordance with the scale for contract size adjustment specified under section 6 of the RCG 2023 Guidance notes. The currency ERC rates are set at £4m (Four Million Pounds) @ 1st April 2021 (AVD) for the RCG 2023 Publication. | - | Height of mast Age Condition | - | - | Cables, cable tray, control buildings, standby electrical power, External works | - | - | Photo 1 - Heavy duty tower 90m+ Photo 2 - Base of heavy duty tower showing individual foundation blocks and spacing between legs. NB adjacent control building | - | 10531 |  | M | linear height | NA | NA | NA | 3544.6229 | Option 2 | 4172.7533 | 17.72% | 11879.5249 | 9342.9394 | 163.6% | 123.9% | 9342.9394 | 163.6% | Indexed | NA | VOA_GPN_GOV_UK\7246041 | 2019-08-30 | Low | - | Medium | Risk taken from previous CG | - | - | NA | Supplier/Manufacturer | NA | (BEAMS Note 2) The ERC for this item should be added to all other rateable items on the hereditament (except land). Therefore the total of the ERC of the other Building Items and the P&M ERC (where applicable) to enable the correct contract size adjustment to be made. ERC of Building Component + ERC of P&M = Total ERC to which contract size adjustment should be applied. The appropriate % adjustment should be made in accordance with the scale for contract size adjustment specified under section 6 of the RCG 2021 Guidance notes. The currency ERC rates are set at £4m (Four Million Pounds) @ 1st April 2019 (AVD) for the RCG 2021 Publication. | Photo 1 - Heavy duty tower 90m+ Photo 2 - Base of heavy duty tower showing individual foundation blocks and spacing between legs. NB adjacent control building | - | 2 | TRUE
4335 | 860A44 | 3838 | 860A44 | Masts | Heavy duty towers | Angle steel frame | 105m | Tapering from individual leg foundations | Freestanding tower on plan and vertically tapering or of stepped construction Leg, main and secondary bracing comprising steel angle sections, legs behind, of composite construction comprising 3 angle sections each. Mass concrete foundations to each leg. Complete with metal access ladders and intermediate platforms, lightening protection, obstruction warning lights and galvanised/painted finish. Construction to comply with BS8100 Typically the sides of the tower can be up to 17m on plan at base, with top section reducing to 1.5m on plan, and foundations for each leg of 10.0m2 X 3.5m deep. | Location Adjustment Applicable (See Guidance Notes) - ERC = UK mean of 1.00 | (BEAMS Note 2) The ERC for this item should be added to all other rateable items on the hereditament (except land). Therefore the total of the ERC of the other Building Items and the P&M ERC (where applicable) to enable the correct contract size adjustment to be made. ERC of Building Component + ERC of P&M = Total ERC to which contract size adjustment should be applied. The appropriate % adjustment should be made in accordance with the scale for contract size adjustment specified under section 6 of the RCG 2023 Guidance notes. The currency ERC rates are set at £4m (Four Million Pounds) @ 1st April 2021 (AVD) for the RCG 2023 Publication. | - | Height of mast Age Condition | - | - | Cables, cable tray, control buildings, standby electrical power, External works | - | - | Photo 1 - Heavy duty tower 90m+ Photo 2 - Base of heavy duty tower showing individual foundation blocks and spacing between legs. NB adjacent control building | - | 10531 |  | M | linear height | NA | NA | NA | 4126.8315 | Option 2 | 4858.1331 | 17.72% | 13341.1235 | 10492.449 | 154.2% | 116% | 10492.449 | 154.2% | Indexed | NA | VOA_GPN_GOV_UK\7246041 | 2019-08-30 | Low | - | Medium | Risk taken from previous CG | - | - | NA | Supplier/Manufacturer | NA | (BEAMS Note 2) The ERC for this item should be added to all other rateable items on the hereditament (except land). Therefore the total of the ERC of the other Building Items and the P&M ERC (where applicable) to enable the correct contract size adjustment to be made. ERC of Building Component + ERC of P&M = Total ERC to which contract size adjustment should be applied. The appropriate % adjustment should be made in accordance with the scale for contract size adjustment specified under section 6 of the RCG 2021 Guidance notes. The currency ERC rates are set at £4m (Four Million Pounds) @ 1st April 2019 (AVD) for the RCG 2021 Publication. | Photo 1 - Heavy duty tower 90m+ Photo 2 - Base of heavy duty tower showing individual foundation blocks and spacing between legs. NB adjacent control building | - | 2 | TRUE
4336 | 860A45 | 3839 | 860A45 | Masts | Heavy duty towers | Angle steel frame | 130m | Tapering from individual leg foundations | Freestanding tower on plan and vertically tapering or of stepped construction Leg, main and secondary bracing comprising steel angle sections, legs behind, of composite construction comprising 3 angle sections each. Mass concrete foundations to each leg. Complete with metal access ladders and intermediate platforms, lightening protection, obstruction warning lights and galvanised/painted finish. Construction to comply with BS8100 Typically the sides of the tower can be up to 17m on plan at base, with top section reducing to 1.5m on plan, and foundations for each leg of 10.0m2 X 3.5m deep. | Location Adjustment Applicable (See Guidance Notes) - ERC = UK mean of 1.00 | (BEAMS Note 2) The ERC for this item should be added to all other rateable items on the hereditament (except land). Therefore the total of the ERC of the other Building Items and the P&M ERC (where applicable) to enable the correct contract size adjustment to be made. ERC of Building Component + ERC of P&M = Total ERC to which contract size adjustment should be applied. The appropriate % adjustment should be made in accordance with the scale for contract size adjustment specified under section 6 of the RCG 2023 Guidance notes. The currency ERC rates are set at £4m (Four Million Pounds) @ 1st April 2021 (AVD) for the RCG 2023 Publication. | - | Height of mast Age Condition | - | - | Cables, cable tray, control buildings, standby electrical power, External works | - | - | Photo 1 - Heavy duty tower 90m+ Photo 2 - Base of heavy duty tower showing individual foundation blocks and spacing between legs. NB adjacent control building | - | 10531 |  | M | linear height | NA | NA | NA | 5188.506 | Option 2 | 6107.9433 | 17.72% | 15777.1211 | 12408.2981 | 139.1% | 103.2% | 12408.2981 | 139.1% | Indexed | NA | VOA_GPN_GOV_UK\7246041 | 2019-08-30 | Low | - | Medium | Risk taken from previous CG | - | - | NA | Supplier/Manufacturer | NA | (BEAMS Note 2) The ERC for this item should be added to all other rateable items on the hereditament (except land). Therefore the total of the ERC of the other Building Items and the P&M ERC (where applicable) to enable the correct contract size adjustment to be made. ERC of Building Component + ERC of P&M = Total ERC to which contract size adjustment should be applied. The appropriate % adjustment should be made in accordance with the scale for contract size adjustment specified under section 6 of the RCG 2021 Guidance notes. The currency ERC rates are set at £4m (Four Million Pounds) @ 1st April 2019 (AVD) for the RCG 2021 Publication. | Photo 1 - Heavy duty tower 90m+ Photo 2 - Base of heavy duty tower showing individual foundation blocks and spacing between legs. NB adjacent control building | - | 2 | TRUE
4337 | 860A46 | 3840 | 860A46 | Masts | Heavy duty towers | Angle steel frame | 150m | Tapering from individual leg foundations | Freestanding tower on plan and vertically tapering or of stepped construction Leg, main and secondary bracing comprising steel angle sections, legs behind, of composite construction comprising 3 angle sections each. Mass concrete foundations to each leg. Complete with metal access ladders and intermediate platforms, lightening protection, obstruction warning lights and galvanised/painted finish. Construction to comply with BS8100 Typically the sides of the tower can be up to 17m on plan at base, with top section reducing to 1.5m on plan, and foundations for each leg of 10.0m2 X 3.5m deep. | Location Adjustment Applicable (See Guidance Notes) - ERC = UK mean of 1.00 | (BEAMS Note 2) The ERC for this item should be added to all other rateable items on the hereditament (except land). Therefore the total of the ERC of the other Building Items and the P&M ERC (where applicable) to enable the correct contract size adjustment to be made. ERC of Building Component + ERC of P&M = Total ERC to which contract size adjustment should be applied. The appropriate % adjustment should be made in accordance with the scale for contract size adjustment specified under section 6 of the RCG 2023 Guidance notes. The currency ERC rates are set at £4m (Four Million Pounds) @ 1st April 2021 (AVD) for the RCG 2023 Publication. | - | Height of mast Age Condition | - | - | Cables, cable tray, control buildings, standby electrical power, External works | - | - | Photo 1 - Heavy duty tower 90m+ Photo 2 - Base of heavy duty tower showing individual foundation blocks and spacing between legs. NB adjacent control building | - | 10531 |  | M | linear height | NA | NA | NA | 4846.0304 | Option 2 | 5704.7787 | 17.72% | 17725.9192 | 13940.9775 | 187.7% | 144.4% | 13940.9775 | 187.7% | Indexed | NA | VOA_GPN_GOV_UK\7246041 | 2019-08-30 | Low | - | Medium | Risk taken from previous CG | - | - | NA | Supplier/Manufacturer | NA | (BEAMS Note 2) The ERC for this item should be added to all other rateable items on the hereditament (except land). Therefore the total of the ERC of the other Building Items and the P&M ERC (where applicable) to enable the correct contract size adjustment to be made. ERC of Building Component + ERC of P&M = Total ERC to which contract size adjustment should be applied. The appropriate % adjustment should be made in accordance with the scale for contract size adjustment specified under section 6 of the RCG 2021 Guidance notes. The currency ERC rates are set at £4m (Four Million Pounds) @ 1st April 2019 (AVD) for the RCG 2021 Publication. | Photo 1 - Heavy duty tower 90m+ Photo 2 - Base of heavy duty tower showing individual foundation blocks and spacing between legs. NB adjacent control building | - | 2 | TRUE
4338 | 860A09 | 4068 | 860A09 | Masts | Lamp post | Metal column | Up to 12m | Base diam < 0.25m | Light duty poles similar in construction to street lamp posts with a base diameter not exceeding 0.25m. Heights usually from 6m - 12m. Micro cells sites often on public highway verges or pavements. Aerials often concealed in small tube at the top of the pole. | Location Adjustment Applicable (See Guidance Notes) - ERC = UK mean of 1.00 | (BEAMS Note 2) The ERC for this item should be added to all other rateable items on the hereditament (except land). Therefore the total of the ERC of the other Building Items and the P&M ERC (where applicable) to enable the correct contract size adjustment to be made. ERC of Building Component + ERC of P&M = Total ERC to which contract size adjustment should be applied. The appropriate % adjustment should be made in accordance with the scale for contract size adjustment specified under section 6 of the RCG 2023 Guidance notes. The currency ERC rates are set at £4m (Four Million Pounds) @ 1st April 2021 (AVD) for the RCG 2023 Publication. | Inc 2 cabinets, foundations, electricity and cabling. | Measure height and note cabinets adjacent. Consider age. | - | - | - | - | - | Photo 1 - Lamp post example - only 6 m high.- Note cabinet adjacent and tubular aerial of increased diameter. | - | 10342 |  | Each | - | NA | NA | NA | 436.6564 | Option 2 | 514.0348 | 17.72% | 8485.2441 | 6673.4253 | 1428% | 1198% | 6673.4253 | 1428% | Indexed | NA | VOA_GPN_GOV_UK\7246041 | 2019-08-30 | Low | - | Medium | Risk taken from previous CG | - | - | NA | Supplier/Manufacturer | NA | (BEAMS Note 2) The ERC for this item should be added to all other rateable items on the hereditament (except land). Therefore the total of the ERC of the other Building Items and the P&M ERC (where applicable) to enable the correct contract size adjustment to be made. ERC of Building Component + ERC of P&M = Total ERC to which contract size adjustment should be applied. The appropriate % adjustment should be made in accordance with the scale for contract size adjustment specified under section 6 of the RCG 2021 Guidance notes. The currency ERC rates are set at £4m (Four Million Pounds) @ 1st April 2019 (AVD) for the RCG 2021 Publication. | Photo 1 - Lamp post example - only 6 m high.- Note cabinet adjacent and tubular aerial of increased diameter. | - | 2 | TRUE
4339 | 860A20 | 4061 | 860A20 | Masts | Lattice - light duty | Tubular metal framing - triangular or square | 15m | Base width from 1.0m to 7.0m | Freestanding tower, triangular or square on plan, comprising galvanized tubular steel legs with lattice work rod or angle section bracing struts. Mass concrete foundations or individual concrete bases to all legs and complete lightning protection and triangular steel mount. Heights range from 15-60m. Typically the sides of a triangular shaped tower can be up to 7m on plan at base and the tower can comprise of 6m long sections. Typical example is a Dynamic Concept type DC 420. | Location Adjustment Applicable (See Guidance Notes) - ERC = UK mean of 1.00 | (BEAMS Note 2) The ERC for this item should be added to all other rateable items on the hereditament (except land). Therefore the total of the ERC of the other Building Items and the P&M ERC (where applicable) to enable the correct contract size adjustment to be made. ERC of Building Component + ERC of P&M = Total ERC to which contract size adjustment should be applied. The appropriate % adjustment should be made in accordance with the scale for contract size adjustment specified under section 6 of the RCG 2023 Guidance notes. The currency ERC rates are set at £4m (Four Million Pounds) @ 1st April 2021 (AVD) for the RCG 2023 Publication. | Includes normal foundation | Height of mast Sizes of foundation blocks Age | - | - | cables, cable trays, control cabins, external works | - | - | Photo 1 - Lattice light duty Photo 2 - 4 sided lattice mast with adjacent control cabin Photo 3 - protected base of mast with unclimbable | Photo 3 - Note cables and cable tray connection and supports. | 10526 |  | M | linear height | NA | NA | NA | 787.694 | Option 2 | 927.2785 | 17.72% | 1760.3729 | 1384.4878 | 75.76% | 49.31% | 1384.4878 | 75.76% | Indexed | NA | VOA_GPN_GOV_UK\7246041 | 2019-08-30 | Low | - | Medium | Risk taken from previous CG | - | - | NA | Supplier/Manufacturer | NA | (BEAMS Note 2) The ERC for this item should be added to all other rateable items on the hereditament (except land). Therefore the total of the ERC of the other Building Items and the P&M ERC (where applicable) to enable the correct contract size adjustment to be made. ERC of Building Component + ERC of P&M = Total ERC to which contract size adjustment should be applied. The appropriate % adjustment should be made in accordance with the scale for contract size adjustment specified under section 6 of the RCG 2021 Guidance notes. The currency ERC rates are set at £4m (Four Million Pounds) @ 1st April 2019 (AVD) for the RCG 2021 Publication. | Photo 1 - Lattice light duty Photo 2 - 4 sided lattice mast with adjacent control cabin Photo 3 - protected base of mast with unclimbable | Photo 3 - Note cables and cable tray connection and supports. | 2 | TRUE
4340 | 860A21 | 4071 | 860A21 | Masts | Lattice - light duty | Tubular metal framing - triangular or square | 20m | Base width from 1.0m to 7.0m | Freestanding tower, triangular or square on plan, comprising galvanized tubular steel legs with lattice work rod or angle section bracing struts. Mass concrete foundations or individual concrete bases to all legs and complete lightning protection and triangular steel mount. Heights range from 15-60m. Typically the sides of a triangular shaped tower can be up to 7m on plan at base and the tower can comprise of 6m long sections. Typical example is a Dynamic Concept type DC 420. | Location Adjustment Applicable (See Guidance Notes) - ERC = UK mean of 1.00 | (BEAMS Note 2) The ERC for this item should be added to all other rateable items on the hereditament (except land). Therefore the total of the ERC of the other Building Items and the P&M ERC (where applicable) to enable the correct contract size adjustment to be made. ERC of Building Component + ERC of P&M = Total ERC to which contract size adjustment should be applied. The appropriate % adjustment should be made in accordance with the scale for contract size adjustment specified under section 6 of the RCG 2023 Guidance notes. The currency ERC rates are set at £4m (Four Million Pounds) @ 1st April 2021 (AVD) for the RCG 2023 Publication. | Includes normal foundation | Height of mast Sizes of foundation blocks Age | - | - | cables, cable trays, control cabins, external works | - | - | Photo 1 - Lattice light duty Photo 2 - 4 sided lattice mast with adjacent control cabin Photo 3 - protected base of mast with unclimbable | Photo 3 - Note cables and cable tray connection and supports. | 10526 |  | M | linear height | NA | NA | NA | 753.4464 | Option 2 | 886.9621 | 17.72% | 1683.835 | 1324.2927 | 75.76% | 49.31% | 1324.2927 | 75.76% | Indexed | NA | VOA_GPN_GOV_UK\7246041 | 2019-08-30 | Low | - | Medium | Risk taken from previous CG | - | - | NA | Supplier/Manufacturer | NA | (BEAMS Note 2) The ERC for this item should be added to all other rateable items on the hereditament (except land). Therefore the total of the ERC of the other Building Items and the P&M ERC (where applicable) to enable the correct contract size adjustment to be made. ERC of Building Component + ERC of P&M = Total ERC to which contract size adjustment should be applied. The appropriate % adjustment should be made in accordance with the scale for contract size adjustment specified under section 6 of the RCG 2021 Guidance notes. The currency ERC rates are set at £4m (Four Million Pounds) @ 1st April 2019 (AVD) for the RCG 2021 Publication. | Photo 1 - Lattice light duty Photo 2 - 4 sided lattice mast with adjacent control cabin Photo 3 - protected base of mast with unclimbable | Photo 3 - Note cables and cable tray connection and supports. | 2 | TRUE
4341 | 860A22 | 4072 | 860A22 | Masts | Lattice - light duty | Tubular metal framing - triangular or square | 25m | Base width from 1.0m to 7.0m | Freestanding tower, triangular or square on plan, comprising galvanized tubular steel legs with lattice work rod or angle section bracing struts. Mass concrete foundations or individual concrete bases to all legs and complete lightning protection and triangular steel mount. Heights range from 15-60m. Typically the sides of a triangular shaped tower can be up to 7m on plan at base and the tower can comprise of 6m long sections. Typical example is a Dynamic Concept type DC 420. | Location Adjustment Applicable (See Guidance Notes) - ERC = UK mean of 1.00 | (BEAMS Note 2) The ERC for this item should be added to all other rateable items on the hereditament (except land). Therefore the total of the ERC of the other Building Items and the P&M ERC (where applicable) to enable the correct contract size adjustment to be made. ERC of Building Component + ERC of P&M = Total ERC to which contract size adjustment should be applied. The appropriate % adjustment should be made in accordance with the scale for contract size adjustment specified under section 6 of the RCG 2023 Guidance notes. The currency ERC rates are set at £4m (Four Million Pounds) @ 1st April 2021 (AVD) for the RCG 2023 Publication. | Includes normal foundation | Height of mast Sizes of foundation blocks Age | - | - | cables, cable trays, control cabins, external works | - | - | Photo 1 - Lattice light duty Photo 2 - 4 sided lattice mast with adjacent control cabin Photo 3 - protected base of mast with unclimbable | Photo 3 - Note cables and cable tray connection and supports. | 10526 |  | M | linear height | NA | NA | NA | 753.4464 | Option 2 | 886.9621 | 17.72% | 1683.835 | 1324.2927 | 75.76% | 49.31% | 1324.2927 | 75.76% | Indexed | NA | VOA_GPN_GOV_UK\7246041 | 2019-08-30 | Low | - | Medium | Risk taken from previous CG | - | - | NA | Supplier/Manufacturer | NA | (BEAMS Note 2) The ERC for this item should be added to all other rateable items on the hereditament (except land). Therefore the total of the ERC of the other Building Items and the P&M ERC (where applicable) to enable the correct contract size adjustment to be made. ERC of Building Component + ERC of P&M = Total ERC to which contract size adjustment should be applied. The appropriate % adjustment should be made in accordance with the scale for contract size adjustment specified under section 6 of the RCG 2021 Guidance notes. The currency ERC rates are set at £4m (Four Million Pounds) @ 1st April 2019 (AVD) for the RCG 2021 Publication. | Photo 1 - Lattice light duty Photo 2 - 4 sided lattice mast with adjacent control cabin Photo 3 - protected base of mast with unclimbable | Photo 3 - Note cables and cable tray connection and supports. | 2 | TRUE
4342 | 860A23 | 4073 | 860A23 | Masts | Lattice - light duty | Tubular metal framing - triangular or square | 30m | Base width from 1.0m to 7.0m | Freestanding tower, triangular or square on plan, comprising galvanized tubular steel legs with lattice work rod or angle section bracing struts. Mass concrete foundations or individual concrete bases to all legs and complete lightning protection and triangular steel mount. Heights range from 15-60m. Typically the sides of a triangular shaped tower can be up to 7m on plan at base and the tower can comprise of 6m long sections. Typical example is a Dynamic Concept type DC 420. | Location Adjustment Applicable (See Guidance Notes) - ERC = UK mean of 1.00 | (BEAMS Note 2) The ERC for this item should be added to all other rateable items on the hereditament (except land). Therefore the total of the ERC of the other Building Items and the P&M ERC (where applicable) to enable the correct contract size adjustment to be made. ERC of Building Component + ERC of P&M = Total ERC to which contract size adjustment should be applied. The appropriate % adjustment should be made in accordance with the scale for contract size adjustment specified under section 6 of the RCG 2023 Guidance notes. The currency ERC rates are set at £4m (Four Million Pounds) @ 1st April 2021 (AVD) for the RCG 2023 Publication. | Includes normal foundation | Height of mast Sizes of foundation blocks Age | - | - | cables, cable trays, control cabins, external works | - | - | Photo 1 - Lattice light duty Photo 2 - 4 sided lattice mast with adjacent control cabin Photo 3 - protected base of mast with unclimbable | Photo 3 - Note cables and cable tray connection and supports. | 10526 |  | M | linear height | NA | NA | NA | 762.0083 | Option 2 | 897.0412 | 17.72% | 1702.9695 | 1339.3415 | 75.76% | 49.31% | 1339.3415 | 75.76% | Indexed | NA | VOA_GPN_GOV_UK\7246041 | 2019-08-30 | Low | - | Medium | Risk taken from previous CG | - | - | NA | Supplier/Manufacturer | NA | (BEAMS Note 2) The ERC for this item should be added to all other rateable items on the hereditament (except land). Therefore the total of the ERC of the other Building Items and the P&M ERC (where applicable) to enable the correct contract size adjustment to be made. ERC of Building Component + ERC of P&M = Total ERC to which contract size adjustment should be applied. The appropriate % adjustment should be made in accordance with the scale for contract size adjustment specified under section 6 of the RCG 2021 Guidance notes. The currency ERC rates are set at £4m (Four Million Pounds) @ 1st April 2019 (AVD) for the RCG 2021 Publication. | Photo 1 - Lattice light duty Photo 2 - 4 sided lattice mast with adjacent control cabin Photo 3 - protected base of mast with unclimbable | Photo 3 - Note cables and cable tray connection and supports. | 2 | TRUE
4343 | 860A24 | 4084 | 860A24 | Masts | Lattice - light duty | Tubular metal framing - triangular or square | 36m | Base width from 1.0m to 7.0m | Freestanding tower, triangular or square on plan, comprising galvanized tubular steel legs with lattice work rod or angle section bracing struts. Mass concrete foundations or individual concrete bases to all legs and complete lightning protection and triangular steel mount. Heights range from 15-60m. Typically the sides of a triangular shaped tower can be up to 7m on plan at base and the tower can comprise of 6m long sections. Typical example is a Dynamic Concept type DC 420. | Location Adjustment Applicable (See Guidance Notes) - ERC = UK mean of 1.00 | (BEAMS Note 2) The ERC for this item should be added to all other rateable items on the hereditament (except land). Therefore the total of the ERC of the other Building Items and the P&M ERC (where applicable) to enable the correct contract size adjustment to be made. ERC of Building Component + ERC of P&M = Total ERC to which contract size adjustment should be applied. The appropriate % adjustment should be made in accordance with the scale for contract size adjustment specified under section 6 of the RCG 2023 Guidance notes. The currency ERC rates are set at £4m (Four Million Pounds) @ 1st April 2021 (AVD) for the RCG 2023 Publication. | Includes normal foundation | Height of mast Sizes of foundation blocks Age | - | - | cables, cable trays, control cabins, external works | - | - | Photo 1 - Lattice light duty Photo 2 - 4 sided lattice mast with adjacent control cabin Photo 3 - protected base of mast with unclimbable | Photo 3 - Note cables and cable tray connection and supports. | 10526 |  | M | linear height | NA | NA | NA | 787.694 | Option 2 | 927.2785 | 17.72% | 1760.3729 | 1384.4878 | 75.76% | 49.31% | 1384.4878 | 75.76% | Indexed | NA | VOA_GPN_GOV_UK\7246041 | 2019-08-30 | Low | - | Medium | Risk taken from previous CG | - | - | NA | Supplier/Manufacturer | NA | (BEAMS Note 2) The ERC for this item should be added to all other rateable items on the hereditament (except land). Therefore the total of the ERC of the other Building Items and the P&M ERC (where applicable) to enable the correct contract size adjustment to be made. ERC of Building Component + ERC of P&M = Total ERC to which contract size adjustment should be applied. The appropriate % adjustment should be made in accordance with the scale for contract size adjustment specified under section 6 of the RCG 2021 Guidance notes. The currency ERC rates are set at £4m (Four Million Pounds) @ 1st April 2019 (AVD) for the RCG 2021 Publication. | Photo 1 - Lattice light duty Photo 2 - 4 sided lattice mast with adjacent control cabin Photo 3 - protected base of mast with unclimbable | Photo 3 - Note cables and cable tray connection and supports. | 2 | TRUE
4344 | 860A25 | 4085 | 860A25 | Masts | Lattice - light duty | Tubular metal framing - triangular or square | 40m | Base width from 1.0m to 7.0m | Freestanding tower, triangular or square on plan, comprising galvanized tubular steel legs with lattice work rod or angle section bracing struts. Mass concrete foundations or individual concrete bases to all legs and complete lightning protection and triangular steel mount. Heights range from 15-60m. Typically the sides of a triangular shaped tower can be up to 7m on plan at base and the tower can comprise of 6m long sections. Typical example is a Dynamic Concept type DC 420. | Location Adjustment Applicable (See Guidance Notes) - ERC = UK mean of 1.00 | (BEAMS Note 2) The ERC for this item should be added to all other rateable items on the hereditament (except land). Therefore the total of the ERC of the other Building Items and the P&M ERC (where applicable) to enable the correct contract size adjustment to be made. ERC of Building Component + ERC of P&M = Total ERC to which contract size adjustment should be applied. The appropriate % adjustment should be made in accordance with the scale for contract size adjustment specified under section 6 of the RCG 2023 Guidance notes. The currency ERC rates are set at £4m (Four Million Pounds) @ 1st April 2021 (AVD) for the RCG 2023 Publication. | Includes normal foundation | Height of mast Sizes of foundation blocks Age | - | - | cables, cable trays, control cabins, external works | - | - | Photo 1 - Lattice light duty Photo 2 - 4 sided lattice mast with adjacent control cabin Photo 3 - protected base of mast with unclimbable | Photo 3 - Note cables and cable tray connection and supports. | 10526 |  | M | linear height | NA | NA | NA | 839.0653 | Option 2 | 987.7532 | 17.72% | 1875.1799 | 1474.7805 | 75.76% | 49.31% | 1474.7805 | 75.76% | Indexed | NA | VOA_GPN_GOV_UK\7246041 | 2019-08-30 | Low | - | Medium | Risk taken from previous CG | - | - | NA | Supplier/Manufacturer | NA | (BEAMS Note 2) The ERC for this item should be added to all other rateable items on the hereditament (except land). Therefore the total of the ERC of the other Building Items and the P&M ERC (where applicable) to enable the correct contract size adjustment to be made. ERC of Building Component + ERC of P&M = Total ERC to which contract size adjustment should be applied. The appropriate % adjustment should be made in accordance with the scale for contract size adjustment specified under section 6 of the RCG 2021 Guidance notes. The currency ERC rates are set at £4m (Four Million Pounds) @ 1st April 2019 (AVD) for the RCG 2021 Publication. | Photo 1 - Lattice light duty Photo 2 - 4 sided lattice mast with adjacent control cabin Photo 3 - protected base of mast with unclimbable | Photo 3 - Note cables and cable tray connection and supports. | 2 | TRUE
4345 | 860A26 | 4086 | 860A26 | Masts | Lattice - light duty | Tubular metal framing - triangular or square | 45m | Base width from 1.0m to 7.0m | Freestanding tower, triangular or square on plan, comprising galvanized tubular steel legs with lattice work rod or angle section bracing struts. Mass concrete foundations or individual concrete bases to all legs and complete lightning protection and triangular steel mount. Heights range from 15-60m. Typically the sides of a triangular shaped tower can be up to 7m on plan at base and the tower can comprise of 6m long sections. Typical example is a Dynamic Concept type DC 420. | Location Adjustment Applicable (See Guidance Notes) - ERC = UK mean of 1.00 | (BEAMS Note 2) The ERC for this item should be added to all other rateable items on the hereditament (except land). Therefore the total of the ERC of the other Building Items and the P&M ERC (where applicable) to enable the correct contract size adjustment to be made. ERC of Building Component + ERC of P&M = Total ERC to which contract size adjustment should be applied. The appropriate % adjustment should be made in accordance with the scale for contract size adjustment specified under section 6 of the RCG 2023 Guidance notes. The currency ERC rates are set at £4m (Four Million Pounds) @ 1st April 2021 (AVD) for the RCG 2023 Publication. | Includes normal foundation | Height of mast Sizes of foundation blocks Age | - | - | cables, cable trays, control cabins, external works | - | - | Photo 1 - Lattice light duty Photo 2 - 4 sided lattice mast with adjacent control cabin Photo 3 - protected base of mast with unclimbable | Photo 3 - Note cables and cable tray connection and supports. | 10526 |  | M | linear height | NA | NA | NA | 873.3129 | Option 2 | 1028.0697 | 17.72% | 1951.7178 | 1534.9756 | 75.76% | 49.31% | 1534.9756 | 75.76% | Indexed | NA | VOA_GPN_GOV_UK\7246041 | 2019-08-30 | Low | - | Medium | Risk taken from previous CG | - | - | NA | Supplier/Manufacturer | NA | (BEAMS Note 2) The ERC for this item should be added to all other rateable items on the hereditament (except land). Therefore the total of the ERC of the other Building Items and the P&M ERC (where applicable) to enable the correct contract size adjustment to be made. ERC of Building Component + ERC of P&M = Total ERC to which contract size adjustment should be applied. The appropriate % adjustment should be made in accordance with the scale for contract size adjustment specified under section 6 of the RCG 2021 Guidance notes. The currency ERC rates are set at £4m (Four Million Pounds) @ 1st April 2019 (AVD) for the RCG 2021 Publication. | Photo 1 - Lattice light duty Photo 2 - 4 sided lattice mast with adjacent control cabin Photo 3 - protected base of mast with unclimbable | Photo 3 - Note cables and cable tray connection and supports. | 2 | TRUE
4346 | 860A27 | 4087 | 860A27 | Masts | Lattice - light duty | Tubular metal framing - triangular or square | 50m | Base width from 1.0m to 7.0m | Freestanding tower, triangular or square on plan, comprising galvanized tubular steel legs with lattice work rod or angle section bracing struts. Mass concrete foundations or individual concrete bases to all legs and complete lightning protection and triangular steel mount. Heights range from 15-60m. Typically the sides of a triangular shaped tower can be up to 7m on plan at base and the tower can comprise of 6m long sections. Typical example is a Dynamic Concept type DC 420. | Location Adjustment Applicable (See Guidance Notes) - ERC = UK mean of 1.00 | (BEAMS Note 2) The ERC for this item should be added to all other rateable items on the hereditament (except land). Therefore the total of the ERC of the other Building Items and the P&M ERC (where applicable) to enable the correct contract size adjustment to be made. ERC of Building Component + ERC of P&M = Total ERC to which contract size adjustment should be applied. The appropriate % adjustment should be made in accordance with the scale for contract size adjustment specified under section 6 of the RCG 2023 Guidance notes. The currency ERC rates are set at £4m (Four Million Pounds) @ 1st April 2021 (AVD) for the RCG 2023 Publication. | Includes normal foundation | Height of mast Sizes of foundation blocks Age | - | - | cables, cable trays, control cabins, external works | - | - | Photo 1 - Lattice light duty Photo 2 - 4 sided lattice mast with adjacent control cabin Photo 3 - protected base of mast with unclimbable | Photo 3 - Note cables and cable tray connection and supports. | 10526 |  | M | linear height | NA | NA | NA | 916.1224 | Option 2 | 1078.4652 | 17.72% | 2047.3903 | 1610.2195 | 75.76% | 49.31% | 1610.2195 | 75.76% | Indexed | NA | VOA_GPN_GOV_UK\7246041 | 2019-08-30 | Low | - | Medium | Risk taken from previous CG | - | - | NA | Supplier/Manufacturer | NA | (BEAMS Note 2) The ERC for this item should be added to all other rateable items on the hereditament (except land). Therefore the total of the ERC of the other Building Items and the P&M ERC (where applicable) to enable the correct contract size adjustment to be made. ERC of Building Component + ERC of P&M = Total ERC to which contract size adjustment should be applied. The appropriate % adjustment should be made in accordance with the scale for contract size adjustment specified under section 6 of the RCG 2021 Guidance notes. The currency ERC rates are set at £4m (Four Million Pounds) @ 1st April 2019 (AVD) for the RCG 2021 Publication. | Photo 1 - Lattice light duty Photo 2 - 4 sided lattice mast with adjacent control cabin Photo 3 - protected base of mast with unclimbable | Photo 3 - Note cables and cable tray connection and supports. | 2 | TRUE
4347 | 860A28 | 4088 | 860A28 | Masts | Lattice - light duty | Tubular metal framing - triangular or square | 55m | Base width from 1.0m to 7.0m | Freestanding tower, triangular or square on plan, comprising galvanized tubular steel legs with lattice work rod or angle section bracing struts. Mass concrete foundations or individual concrete bases to all legs and complete lightning protection and triangular steel mount. Heights range from 15-60m. Typically the sides of a triangular shaped tower can be up to 7m on plan at base and the tower can comprise of 6m long sections. Typical example is a Dynamic Concept type DC 420. | Location Adjustment Applicable (See Guidance Notes) - ERC = UK mean of 1.00 | (BEAMS Note 2) The ERC for this item should be added to all other rateable items on the hereditament (except land). Therefore the total of the ERC of the other Building Items and the P&M ERC (where applicable) to enable the correct contract size adjustment to be made. ERC of Building Component + ERC of P&M = Total ERC to which contract size adjustment should be applied. The appropriate % adjustment should be made in accordance with the scale for contract size adjustment specified under section 6 of the RCG 2023 Guidance notes. The currency ERC rates are set at £4m (Four Million Pounds) @ 1st April 2021 (AVD) for the RCG 2023 Publication. | Includes normal foundation | Height of mast Sizes of foundation blocks Age | - | - | cables, cable trays, control cabins, external works | - | - | Photo 1 - Lattice light duty Photo 2 - 4 sided lattice mast with adjacent control cabin Photo 3 - protected base of mast with unclimbable | Photo 3 - Note cables and cable tray connection and supports. | 10526 |  | M | linear height | NA | NA | NA | 976.0556 | Option 2 | 1149.019 | 17.72% | 2181.3317 | 1715.561 | 75.76% | 49.31% | 1715.561 | 75.76% | Indexed | NA | VOA_GPN_GOV_UK\7246041 | 2019-08-30 | Low | - | Medium | Risk taken from previous CG | - | - | NA | Supplier/Manufacturer | NA | (BEAMS Note 2) The ERC for this item should be added to all other rateable items on the hereditament (except land). Therefore the total of the ERC of the other Building Items and the P&M ERC (where applicable) to enable the correct contract size adjustment to be made. ERC of Building Component + ERC of P&M = Total ERC to which contract size adjustment should be applied. The appropriate % adjustment should be made in accordance with the scale for contract size adjustment specified under section 6 of the RCG 2021 Guidance notes. The currency ERC rates are set at £4m (Four Million Pounds) @ 1st April 2019 (AVD) for the RCG 2021 Publication. | Photo 1 - Lattice light duty Photo 2 - 4 sided lattice mast with adjacent control cabin Photo 3 - protected base of mast with unclimbable | Photo 3 - Note cables and cable tray connection and supports. | 2 | TRUE
4348 | 860A29 | 4089 | 860A29 | Masts | Lattice - light duty | Tubular metal framing - triangular or square | 60m | Base width from 1.0m to 7.0m | Freestanding tower, triangular or square on plan, comprising galvanized tubular steel legs with lattice work rod or angle section bracing struts. Mass concrete foundations or individual concrete bases to all legs and complete lightning protection and triangular steel mount. Heights range from 15-60m. Typically the sides of a triangular shaped tower can be up to 7m on plan at base and the tower can comprise of 6m long sections. Typical example is a Dynamic Concept type DC 420. | Location Adjustment Applicable (See Guidance Notes) - ERC = UK mean of 1.00 | (BEAMS Note 2) The ERC for this item should be added to all other rateable items on the hereditament (except land). Therefore the total of the ERC of the other Building Items and the P&M ERC (where applicable) to enable the correct contract size adjustment to be made. ERC of Building Component + ERC of P&M = Total ERC to which contract size adjustment should be applied. The appropriate % adjustment should be made in accordance with the scale for contract size adjustment specified under section 6 of the RCG 2023 Guidance notes. The currency ERC rates are set at £4m (Four Million Pounds) @ 1st April 2021 (AVD) for the RCG 2023 Publication. | Includes normal foundation | Height of mast Sizes of foundation blocks Age | - | - | cables, cable trays, control cabins, external works | - | - | Photo 1 - Lattice light duty Photo 2 - 4 sided lattice mast with adjacent control cabin Photo 3 - protected base of mast with unclimbable | Photo 3 - Note cables and cable tray connection and supports. | 10526 |  | M | linear height | NA | NA | NA | 1027.4269 | Option 2 | 1209.4937 | 17.72% | 2296.1386 | 1805.8537 | 75.76% | 49.31% | 1805.8537 | 75.76% | Indexed | NA | VOA_GPN_GOV_UK\7246041 | 2019-08-30 | Low | - | Medium | Risk taken from previous CG | - | - | NA | Supplier/Manufacturer | NA | (BEAMS Note 2) The ERC for this item should be added to all other rateable items on the hereditament (except land). Therefore the total of the ERC of the other Building Items and the P&M ERC (where applicable) to enable the correct contract size adjustment to be made. ERC of Building Component + ERC of P&M = Total ERC to which contract size adjustment should be applied. The appropriate % adjustment should be made in accordance with the scale for contract size adjustment specified under section 6 of the RCG 2021 Guidance notes. The currency ERC rates are set at £4m (Four Million Pounds) @ 1st April 2019 (AVD) for the RCG 2021 Publication. | Photo 1 - Lattice light duty Photo 2 - 4 sided lattice mast with adjacent control cabin Photo 3 - protected base of mast with unclimbable | Photo 3 - Note cables and cable tray connection and supports. | 2 | TRUE
4349 | 860A18 | 9790 | 860A18 | Masts | Medium duty towers | Metal angle framing | 20m | Tapering height | Freestanding tower square on plan and vertically tapering to approx 3/4 height or sometimes of stepped construction. Legs and bracing both comprise steel angular sections. Mass concrete foundations to each leg. Complete with metal access ladders and rest platforms at 20m intervals, lightning conductor, obstruction warning lights and galvanised/painted finish. Typical range 45-90m | Location Adjustment Applicable (See Guidance Notes) - ERC = UK mean of 1.00 | (BEAMS Note 2) The ERC for this item should be added to all other rateable items on the hereditament (except land). Therefore the total of the ERC of the other Building Items and the P&M ERC (where applicable) to enable the correct contract size adjustment to be made. ERC of Building Component + ERC of P&M = Total ERC to which contract size adjustment should be applied. The appropriate % adjustment should be made in accordance with the scale for contract size adjustment specified under section 6 of the RCG 2023 Guidance notes. The currency ERC rates are set at £4m (Four Million Pounds) @ 1st April 2021 (AVD) for the RCG 2023 Publication. | - | Measure height Age | - | - | Cables, cable tray, control buildings , external works | - | - | Photo 1 - - Tapering square cross section tower. | - | 10528 |  | M | linear height | NA | NA | NA | 2140.4728 | Option 2 | 2519.7786 | 17.72% | 2090.1781 | 1643.8711 | -23.2% | -34.76% | 1643.8711 | -23.2% | Indexed | NA | VOA_GPN_GOV_UK\7246041 | 2019-08-30 | Low | - | Medium | Risk taken from previous CG | - | - | NA | Supplier/Manufacturer | NA | (BEAMS Note 2) The ERC for this item should be added to all other rateable items on the hereditament (except land). Therefore the total of the ERC of the other Building Items and the P&M ERC (where applicable) to enable the correct contract size adjustment to be made. ERC of Building Component + ERC of P&M = Total ERC to which contract size adjustment should be applied. The appropriate % adjustment should be made in accordance with the scale for contract size adjustment specified under section 6 of the RCG 2021 Guidance notes. The currency ERC rates are set at £4m (Four Million Pounds) @ 1st April 2019 (AVD) for the RCG 2021 Publication. | Photo 1 - - Tapering square cross section tower. | - | 2 | TRUE
4350 | 860A19 | 9791 | 860A19 | Masts | Medium duty towers | Metal angle framing | 35m | Tapering height | Freestanding tower square on plan and vertically tapering to approx 3/4 height or sometimes of stepped construction. Legs and bracing both comprise steel angular sections. Mass concrete foundations to each leg. Complete with metal access ladders and rest platforms at 20m intervals, lightning conductor, obstruction warning lights and galvanised/painted finish. Typical range 45-90m | Location Adjustment Applicable (See Guidance Notes) - ERC = UK mean of 1.00 | (BEAMS Note 2) The ERC for this item should be added to all other rateable items on the hereditament (except land). Therefore the total of the ERC of the other Building Items and the P&M ERC (where applicable) to enable the correct contract size adjustment to be made. ERC of Building Component + ERC of P&M = Total ERC to which contract size adjustment should be applied. The appropriate % adjustment should be made in accordance with the scale for contract size adjustment specified under section 6 of the RCG 2023 Guidance notes. The currency ERC rates are set at £4m (Four Million Pounds) @ 1st April 2021 (AVD) for the RCG 2023 Publication. | - | Measure height Age | - | - | Cables, cable tray, control buildings , external works | - | - | Photo 1 - - Tapering square cross section tower. | - | 10528 |  | M | linear height | NA | NA | NA | #N/A | Option 2 | ERROR | 0% | 2193.9545 | 1725.4885 | 0% | 0% | 1725.4885 | 0% | Indexed | NA | VOA_GPN_GOV_UK\7246041 | 2019-08-30 | Low | - | Medium | Risk taken from previous CG | - | - | NA | Supplier/Manufacturer | NA | (BEAMS Note 2) The ERC for this item should be added to all other rateable items on the hereditament (except land). Therefore the total of the ERC of the other Building Items and the P&M ERC (where applicable) to enable the correct contract size adjustment to be made. ERC of Building Component + ERC of P&M = Total ERC to which contract size adjustment should be applied. The appropriate % adjustment should be made in accordance with the scale for contract size adjustment specified under section 6 of the RCG 2021 Guidance notes. The currency ERC rates are set at £4m (Four Million Pounds) @ 1st April 2019 (AVD) for the RCG 2021 Publication. | Photo 1 - - Tapering square cross section tower. | - | 2 | TRUE
4351 | 860A30 | 4090 | 860A30 | Masts | Medium duty towers | Metal angle framing | 45m | Tapering height | Freestanding tower, triangular or square on plan, comprising galvanized tubular steel legs with lattice work rod or angle section bracing struts. Mass concrete foundations or individual concrete bases to all legs and complete lightning protection and triangular steel mount. Heights range from 15-60m. Typically the sides of a triangular shaped tower can be up to 7m on plan at base and the tower can comprise of 6m long sections. Typical example is a Dynamic Concept type DC 420. | Location Adjustment Applicable (See Guidance Notes) - ERC = UK mean of 1.00 | (BEAMS Note 2) The ERC for this item should be added to all other rateable items on the hereditament (except land). Therefore the total of the ERC of the other Building Items and the P&M ERC (where applicable) to enable the correct contract size adjustment to be made. ERC of Building Component + ERC of P&M = Total ERC to which contract size adjustment should be applied. The appropriate % adjustment should be made in accordance with the scale for contract size adjustment specified under section 6 of the RCG 2023 Guidance notes. The currency ERC rates are set at £4m (Four Million Pounds) @ 1st April 2021 (AVD) for the RCG 2023 Publication. | - | Measure height Age | - | - | Cables, cable tray, control buildings , external works | - | - | Photo 1 - - Tapering square cross section tower. | - | 10528 |  | M | linear height | NA | NA | NA | 1190.1029 | Option 2 | 1400.9969 | 17.72% | 2303.8109 | 1811.8877 | 52.25% | 29.33% | 1811.8877 | 52.25% | Indexed | NA | VOA_GPN_GOV_UK\7246041 | 2019-08-30 | Low | - | Medium | Risk taken from previous CG | - | - | NA | Supplier/Manufacturer | NA | (BEAMS Note 2) The ERC for this item should be added to all other rateable items on the hereditament (except land). Therefore the total of the ERC of the other Building Items and the P&M ERC (where applicable) to enable the correct contract size adjustment to be made. ERC of Building Component + ERC of P&M = Total ERC to which contract size adjustment should be applied. The appropriate % adjustment should be made in accordance with the scale for contract size adjustment specified under section 6 of the RCG 2021 Guidance notes. The currency ERC rates are set at £4m (Four Million Pounds) @ 1st April 2019 (AVD) for the RCG 2021 Publication. | Photo 1 - - Tapering square cross section tower. | - | 2 | TRUE
4352 | 860A31 | 4091 | 860A31 | Masts | Medium duty towers | Metal angle framing | 60m | Tapering height | Freestanding tower square on plan and vertically tapering to approx 3/4 height or sometimes of stepped construction. Legs and bracing both comprise steel angular sections. Mass concrete foundations to each leg. Complete with metal access ladders and rest platforms at 20m intervals, lightning conductor, obstruction warning lights and galvanised/painted finish. Typical range 45-90m | Location Adjustment Applicable (See Guidance Notes) - ERC = UK mean of 1.00 | (BEAMS Note 2) The ERC for this item should be added to all other rateable items on the hereditament (except land). Therefore the total of the ERC of the other Building Items and the P&M ERC (where applicable) to enable the correct contract size adjustment to be made. ERC of Building Component + ERC of P&M = Total ERC to which contract size adjustment should be applied. The appropriate % adjustment should be made in accordance with the scale for contract size adjustment specified under section 6 of the RCG 2023 Guidance notes. The currency ERC rates are set at £4m (Four Million Pounds) @ 1st April 2021 (AVD) for the RCG 2023 Publication. | - | Measure height Age | - | - | Cables, cable tray, control buildings , external works | - | - | Photo 1 - - Tapering square cross section tower. | - | 10528 |  | M | linear height | NA | NA | NA | 1738.0639 | Option 2 | 2046.0602 | 17.72% | 3364.5583 | 2646.1382 | 52.25% | 29.33% | 2646.1382 | 52.25% | Indexed | NA | VOA_GPN_GOV_UK\7246041 | 2019-08-30 | Low | - | Medium | Risk taken from previous CG | - | - | NA | Supplier/Manufacturer | NA | (BEAMS Note 2) The ERC for this item should be added to all other rateable items on the hereditament (except land). Therefore the total of the ERC of the other Building Items and the P&M ERC (where applicable) to enable the correct contract size adjustment to be made. ERC of Building Component + ERC of P&M = Total ERC to which contract size adjustment should be applied. The appropriate % adjustment should be made in accordance with the scale for contract size adjustment specified under section 6 of the RCG 2021 Guidance notes. The currency ERC rates are set at £4m (Four Million Pounds) @ 1st April 2019 (AVD) for the RCG 2021 Publication. | Photo 1 - - Tapering square cross section tower. | - | 2 | TRUE
4353 | 860A32 | 4092 | 860A32 | Masts | Medium duty towers | Metal angle framing | 75m | Tapering height | Freestanding tower square on plan and vertically tapering to approx 3/4 height or sometimes of stepped construction. Legs and bracing both comprise steel angular sections. Mass concrete foundations to each leg. Complete with metal access ladders and rest platforms at 20m intervals, lightning conductor, obstruction warning lights and galvanised/painted finish. Typical range 45-90m | Location Adjustment Applicable (See Guidance Notes) - ERC = UK mean of 1.00 | (BEAMS Note 2) The ERC for this item should be added to all other rateable items on the hereditament (except land). Therefore the total of the ERC of the other Building Items and the P&M ERC (where applicable) to enable the correct contract size adjustment to be made. ERC of Building Component + ERC of P&M = Total ERC to which contract size adjustment should be applied. The appropriate % adjustment should be made in accordance with the scale for contract size adjustment specified under section 6 of the RCG 2023 Guidance notes. The currency ERC rates are set at £4m (Four Million Pounds) @ 1st April 2021 (AVD) for the RCG 2023 Publication. | - | Measure height Age | - | - | Cables, cable tray, control buildings , external works | - | - | Photo 1 - - Tapering square cross section tower. | - | 10528 |  | M | linear height | NA | NA | NA | 1866.4923 | Option 2 | 2197.2469 | 17.72% | 3613.171 | 2841.6656 | 52.25% | 29.33% | 2841.6656 | 52.25% | Indexed | NA | VOA_GPN_GOV_UK\7246041 | 2019-08-30 | Low | - | Medium | Risk taken from previous CG | - | - | NA | Supplier/Manufacturer | NA | (BEAMS Note 2) The ERC for this item should be added to all other rateable items on the hereditament (except land). Therefore the total of the ERC of the other Building Items and the P&M ERC (where applicable) to enable the correct contract size adjustment to be made. ERC of Building Component + ERC of P&M = Total ERC to which contract size adjustment should be applied. The appropriate % adjustment should be made in accordance with the scale for contract size adjustment specified under section 6 of the RCG 2021 Guidance notes. The currency ERC rates are set at £4m (Four Million Pounds) @ 1st April 2019 (AVD) for the RCG 2021 Publication. | Photo 1 - - Tapering square cross section tower. | - | 2 | TRUE
4354 | 860A33 | 4093 | 860A33 | Masts | Medium duty towers | Metal angle framing | 90m | Tapering height | Freestanding tower square on plan and vertically tapering to approx 3/4 height or sometimes of stepped construction. Legs and bracing both comprise steel angular sections. Mass concrete foundations to each leg. Complete with metal access ladders and rest platforms at 20m intervals, lightning conductor, obstruction warning lights and galvanised/painted finish. Typical range 45-90m | Location Adjustment Applicable (See Guidance Notes) - ERC = UK mean of 1.00 | (BEAMS Note 2) The ERC for this item should be added to all other rateable items on the hereditament (except land). Therefore the total of the ERC of the other Building Items and the P&M ERC (where applicable) to enable the correct contract size adjustment to be made. ERC of Building Component + ERC of P&M = Total ERC to which contract size adjustment should be applied. The appropriate % adjustment should be made in accordance with the scale for contract size adjustment specified under section 6 of the RCG 2023 Guidance notes. The currency ERC rates are set at £4m (Four Million Pounds) @ 1st April 2021 (AVD) for the RCG 2023 Publication. | - | Measure height Age | - | - | Cables, cable tray, control buildings , external works | - | - | Photo 1 - - Tapering square cross section tower. | - | 10528 |  | M | linear height | NA | NA | NA | 2157.5966 | Option 2 | 2539.9368 | 17.72% | 4176.6931 | 3284.8612 | 52.25% | 29.33% | 3284.8612 | 52.25% | Indexed | NA | VOA_GPN_GOV_UK\7246041 | 2019-08-30 | Low | - | Medium | Risk taken from previous CG | - | - | NA | Supplier/Manufacturer | NA | (BEAMS Note 2) The ERC for this item should be added to all other rateable items on the hereditament (except land). Therefore the total of the ERC of the other Building Items and the P&M ERC (where applicable) to enable the correct contract size adjustment to be made. ERC of Building Component + ERC of P&M = Total ERC to which contract size adjustment should be applied. The appropriate % adjustment should be made in accordance with the scale for contract size adjustment specified under section 6 of the RCG 2021 Guidance notes. The currency ERC rates are set at £4m (Four Million Pounds) @ 1st April 2019 (AVD) for the RCG 2021 Publication. | Photo 1 - - Tapering square cross section tower. | - | 2 | TRUE
4355 | 860A01 | 4079 | 860A01 | Masts | Metal Column - heavy duty | Metal column | 15m | Base diam 0.5m - 1.0m | Base diameter not less than 0.45m and not exceeding 1.0m. Usually same diameter for the full height but can taper. Headframe for sector aerials and ladders or climbing pegs included. Occasionally exceeds 20m height. Artificial tree type pole needs to be uplifted from this level. | Location Adjustment Applicable (See Guidance Notes) - ERC = UK mean of 1.00 | (BEAMS Note 2) The ERC for this item should be added to all other rateable items on the hereditament (except land). Therefore the total of the ERC of the other Building Items and the P&M ERC (where applicable) to enable the correct contract size adjustment to be made. ERC of Building Component + ERC of P&M = Total ERC to which contract size adjustment should be applied. The appropriate % adjustment should be made in accordance with the scale for contract size adjustment specified under section 6 of the RCG 2023 Guidance notes. The currency ERC rates are set at £4m (Four Million Pounds) @ 1st April 2021 (AVD) for the RCG 2023 Publication. | For artificial tree type at 50% to basic cost | Note height, type and age. | - | - | Cables. cable tray, cabins, external works | - | - | Photo 1 - heavy duty pole. Photo. 2 - Heavy duty pole base-note ladder base, holding down bolts to base foundation block. Photo 3 - Heavy type with tree conversion. | - | 10525 |  | M | linear height | NA | NA | NA | 633.5799 | Option 2 | 745.8545 | 17.72% | 1038.9846 | 817.1345 | 28.97% | 9.557% | 817.1345 | 28.97% | Indexed | NA | VOA_GPN_GOV_UK\7246041 | 2019-08-30 | Low | - | Medium | Risk taken from previous CG | - | - | NA | Supplier/Manufacturer | NA | (BEAMS Note 2) The ERC for this item should be added to all other rateable items on the hereditament (except land). Therefore the total of the ERC of the other Building Items and the P&M ERC (where applicable) to enable the correct contract size adjustment to be made. ERC of Building Component + ERC of P&M = Total ERC to which contract size adjustment should be applied. The appropriate % adjustment should be made in accordance with the scale for contract size adjustment specified under section 6 of the RCG 2021 Guidance notes. The currency ERC rates are set at £4m (Four Million Pounds) @ 1st April 2019 (AVD) for the RCG 2021 Publication. | Photo 1 - heavy duty pole. Photo. 2 - Heavy duty pole base-note ladder base, holding down bolts to base foundation block. Photo 3 - Heavy type with tree conversion. | - | 2 | TRUE
4356 | 860A02 | 4080 | 860A02 | Masts | Metal Column - heavy duty | Metal column | 20m | Base diam 0.5m - 1.0m | Base diameter not less than 0.45m and not exceeding 1.0m. Usually same diameter for the full height but can taper. Headframe for sector aerials and ladders or climbing pegs included. Occasionally exceeds 20m height. Artificial tree type pole needs to be uplifted from this level. | Location Adjustment Applicable (See Guidance Notes) - ERC = UK mean of 1.00 | (BEAMS Note 2) The ERC for this item should be added to all other rateable items on the hereditament (except land). Therefore the total of the ERC of the other Building Items and the P&M ERC (where applicable) to enable the correct contract size adjustment to be made. ERC of Building Component + ERC of P&M = Total ERC to which contract size adjustment should be applied. The appropriate % adjustment should be made in accordance with the scale for contract size adjustment specified under section 6 of the RCG 2023 Guidance notes. The currency ERC rates are set at £4m (Four Million Pounds) @ 1st April 2021 (AVD) for the RCG 2023 Publication. | For artificial tree type at 50% to basic cost | Note height, type and age. | - | - | Cables. cable tray, cabins, external works | - | - | Photo 1 - heavy duty pole. Photo. 2 - Heavy duty pole base-note ladder base, holding down bolts to base foundation block. Photo 3 - Heavy type with tree conversion. | - | 10525 |  | M | linear height | NA | NA | NA | 616.4562 | Option 2 | 725.6962 | 17.72% | 1010.9039 | 795.0498 | 28.97% | 9.557% | 795.0498 | 28.97% | Indexed | NA | VOA_GPN_GOV_UK\7246041 | 2019-08-30 | Low | - | Medium | Risk taken from previous CG | - | - | NA | Supplier/Manufacturer | NA | (BEAMS Note 2) The ERC for this item should be added to all other rateable items on the hereditament (except land). Therefore the total of the ERC of the other Building Items and the P&M ERC (where applicable) to enable the correct contract size adjustment to be made. ERC of Building Component + ERC of P&M = Total ERC to which contract size adjustment should be applied. The appropriate % adjustment should be made in accordance with the scale for contract size adjustment specified under section 6 of the RCG 2021 Guidance notes. The currency ERC rates are set at £4m (Four Million Pounds) @ 1st April 2019 (AVD) for the RCG 2021 Publication. | Photo 1 - heavy duty pole. Photo. 2 - Heavy duty pole base-note ladder base, holding down bolts to base foundation block. Photo 3 - Heavy type with tree conversion. | - | 2 | TRUE
4357 | 860A03 | 4081 | 860A03 | Masts | Metal Column - heavy duty | Metal column | 25m | Base diam 0.5m - 1.0m | Base diameter not less than 0.45m and not exceeding 1.0m. Usually same diameter for the full height but can taper. Headframe for sector aerials and ladders or climbing pegs included. Occasionally exceeds 20m height. Artificial tree type pole needs to be uplifted from this level. | Location Adjustment Applicable (See Guidance Notes) - ERC = UK mean of 1.00 | (BEAMS Note 2) The ERC for this item should be added to all other rateable items on the hereditament (except land). Therefore the total of the ERC of the other Building Items and the P&M ERC (where applicable) to enable the correct contract size adjustment to be made. ERC of Building Component + ERC of P&M = Total ERC to which contract size adjustment should be applied. The appropriate % adjustment should be made in accordance with the scale for contract size adjustment specified under section 6 of the RCG 2023 Guidance notes. The currency ERC rates are set at £4m (Four Million Pounds) @ 1st April 2021 (AVD) for the RCG 2023 Publication. | For artificial tree type at 50% to basic cost | Note height, type and age. | - | - | Cables. cable tray, cabins, external works | - | - | Photo 1 - heavy duty pole. Photo. 2 - Heavy duty pole base-note ladder base, holding down bolts to base foundation block. Photo 3 - Heavy type with tree conversion. | - | 10525 |  | M | linear height | NA | NA | NA | 693.5132 | Option 2 | 816.4083 | 17.72% | 1137.2669 | 894.431 | 28.97% | 9.557% | 894.431 | 28.97% | Indexed | NA | VOA_GPN_GOV_UK\7246041 | 2019-08-30 | Low | - | Medium | Risk taken from previous CG | - | - | NA | Supplier/Manufacturer | NA | (BEAMS Note 2) The ERC for this item should be added to all other rateable items on the hereditament (except land). Therefore the total of the ERC of the other Building Items and the P&M ERC (where applicable) to enable the correct contract size adjustment to be made. ERC of Building Component + ERC of P&M = Total ERC to which contract size adjustment should be applied. The appropriate % adjustment should be made in accordance with the scale for contract size adjustment specified under section 6 of the RCG 2021 Guidance notes. The currency ERC rates are set at £4m (Four Million Pounds) @ 1st April 2019 (AVD) for the RCG 2021 Publication. | Photo 1 - heavy duty pole. Photo. 2 - Heavy duty pole base-note ladder base, holding down bolts to base foundation block. Photo 3 - Heavy type with tree conversion. | - | 2 | TRUE
4358 | 860A04 | 4082 | 860A04 | Masts | Metal Column - heavy duty | Metal column | 30m | Base diam 0.5m - 1.0m | Base diameter not less than 0.45m and not exceeding 1.0m. Usually same diameter for the full height but can taper. Headframe for sector aerials and ladders or climbing pegs included. Occasionally exceeds 20m height. Artificial tree type pole needs to be uplifted from this level. | Location Adjustment Applicable (See Guidance Notes) - ERC = UK mean of 1.00 | (BEAMS Note 2) The ERC for this item should be added to all other rateable items on the hereditament (except land). Therefore the total of the ERC of the other Building Items and the P&M ERC (where applicable) to enable the correct contract size adjustment to be made. ERC of Building Component + ERC of P&M = Total ERC to which contract size adjustment should be applied. The appropriate % adjustment should be made in accordance with the scale for contract size adjustment specified under section 6 of the RCG 2023 Guidance notes. The currency ERC rates are set at £4m (Four Million Pounds) @ 1st April 2021 (AVD) for the RCG 2023 Publication. | For artificial tree type at 50% to basic cost | Note height, type and age. | - | - | Cables. cable tray, cabins, external works | - | - | Photo 1 - heavy duty pole. Photo. 2 - Heavy duty pole base-note ladder base, holding down bolts to base foundation block. Photo 3 - Heavy type with tree conversion. | - | 10525 |  | M | linear height | NA | NA | NA | 813.3797 | Option 2 | 957.5159 | 17.72% | 1333.8315 | 1049.024 | 28.97% | 9.557% | 1049.024 | 28.97% | Indexed | NA | VOA_GPN_GOV_UK\7246041 | 2019-08-30 | Low | - | Medium | Risk taken from previous CG | - | - | NA | Supplier/Manufacturer | NA | (BEAMS Note 2) The ERC for this item should be added to all other rateable items on the hereditament (except land). Therefore the total of the ERC of the other Building Items and the P&M ERC (where applicable) to enable the correct contract size adjustment to be made. ERC of Building Component + ERC of P&M = Total ERC to which contract size adjustment should be applied. The appropriate % adjustment should be made in accordance with the scale for contract size adjustment specified under section 6 of the RCG 2021 Guidance notes. The currency ERC rates are set at £4m (Four Million Pounds) @ 1st April 2019 (AVD) for the RCG 2021 Publication. | Photo 1 - heavy duty pole. Photo. 2 - Heavy duty pole base-note ladder base, holding down bolts to base foundation block. Photo 3 - Heavy type with tree conversion. | - | 2 | TRUE
4359 | 860A80 | 3849 | 860A80 | Masts | Metal Column - heavy duty | Metal column | 10m | Base diam 0.5m - 1.0m | Base diameter not less than 0.45m and not exceeding 1.0m. Usually same diameter for the full height but can taper. Headframe for sector aerials and ladders or climbing pegs included. Occasionally exceeds 20m height Artificial tree type pole need to be uplifted from this level | Location Adjustment Applicable (See Guidance Notes) - ERC = UK mean of 1.00 | (BEAMS Note 2) The ERC for this item should be added to all other rateable items on the hereditament (except land). Therefore the total of the ERC of the other Building Items and the P&M ERC (where applicable) to enable the correct contract size adjustment to be made. ERC of Building Component + ERC of P&M = Total ERC to which contract size adjustment should be applied. The appropriate % adjustment should be made in accordance with the scale for contract size adjustment specified under section 6 of the RCG 2023 Guidance notes. The currency ERC rates are set at £4m (Four Million Pounds) @ 1st April 2021 (AVD) for the RCG 2023 Publication. | For artificial tree type at 50% to basic cost | Note height and type Age | - | - | Cables. cable tray, cabins, external works | - | - | Photo 1 - heavy duty pole Photo 2 - Heavy duty pole base-note ladder base, holding down bolts to base foundation block Photo 3 - Heavy type with tree conversion | - | 10525 |  | M | linear height | NA | NA | NA | 727.7607 | Option 2 | 856.7247 | 17.72% | 1193.4282 | 938.6005 | 28.97% | 9.557% | 938.6005 | 28.97% | Indexed | NA | VOA_GPN_GOV_UK\7246041 | 2019-08-30 | Low | - | Medium | Risk taken from previous CG | - | - | NA | Supplier/Manufacturer | NA | (BEAMS Note 2) The ERC for this item should be added to all other rateable items on the hereditament (except land). Therefore the total of the ERC of the other Building Items and the P&M ERC (where applicable) to enable the correct contract size adjustment to be made. ERC of Building Component + ERC of P&M = Total ERC to which contract size adjustment should be applied. The appropriate % adjustment should be made in accordance with the scale for contract size adjustment specified under section 6 of the RCG 2021 Guidance notes. The currency ERC rates are set at £4m (Four Million Pounds) @ 1st April 2019 (AVD) for the RCG 2021 Publication. | Photo 1 - heavy duty pole Photo 2 - Heavy duty pole base-note ladder base, holding down bolts to base foundation block Photo 3 - Heavy type with tree conversion | - | 2 | TRUE
4360 | 860A81 | 3850 | 860A81 | Masts | Metal Column - heavy duty | Metal column | 40m | Base diam 0.5m - 1.0m | Base diameter not less than 0.45m and not exceeding 1.0m. Usually same diameter for the full height but can taper. Headframe for sector aerials and ladders or climbing pegs included. Occasionally exceeds 20m height Artificial tree type pole need to be uplifted from this level | Location Adjustment Applicable (See Guidance Notes) - ERC = UK mean of 1.00 | (BEAMS Note 2) The ERC for this item should be added to all other rateable items on the hereditament (except land). Therefore the total of the ERC of the other Building Items and the P&M ERC (where applicable) to enable the correct contract size adjustment to be made. ERC of Building Component + ERC of P&M = Total ERC to which contract size adjustment should be applied. The appropriate % adjustment should be made in accordance with the scale for contract size adjustment specified under section 6 of the RCG 2023 Guidance notes. The currency ERC rates are set at £4m (Four Million Pounds) @ 1st April 2021 (AVD) for the RCG 2023 Publication. | For artificial tree type at 50% to basic cost | Note height and type Age | - | - | Cables. cable tray, cabins, external works | - | - | Photo 1 - heavy duty pole Photo 2 - Heavy duty pole base-note ladder base, holding down bolts to base foundation block Photo 3 - Heavy type with tree conversion | - | 10525 |  | M | linear height | NA | NA | NA | 924.6842 | Option 2 | 1088.5443 | 17.72% | 1516.3559 | 1192.5747 | 28.97% | 9.557% | 1192.5747 | 28.97% | Indexed | NA | VOA_GPN_GOV_UK\7246041 | 2019-08-30 | Low | - | Medium | Risk taken from previous CG | - | - | NA | Supplier/Manufacturer | NA | (BEAMS Note 2) The ERC for this item should be added to all other rateable items on the hereditament (except land). Therefore the total of the ERC of the other Building Items and the P&M ERC (where applicable) to enable the correct contract size adjustment to be made. ERC of Building Component + ERC of P&M = Total ERC to which contract size adjustment should be applied. The appropriate % adjustment should be made in accordance with the scale for contract size adjustment specified under section 6 of the RCG 2021 Guidance notes. The currency ERC rates are set at £4m (Four Million Pounds) @ 1st April 2019 (AVD) for the RCG 2021 Publication. | Photo 1 - heavy duty pole Photo 2 - Heavy duty pole base-note ladder base, holding down bolts to base foundation block Photo 3 - Heavy type with tree conversion | - | 2 | TRUE
4361 | 860A07 | 4066 | 860A07 | Masts | Metal Column - light duty | Metal column | 15m | Base diam 0.3m - 0.4m | Base diameter usually between 0.2 and 0.4m, tapers towards top. More substantial than small lamp post type. No Headframe but occasionally tuning fork array. No ladder. Generally between 10 to 20m. Mainly older Vodafone analogue but being replaced by MDMC carrying digital aerials. | Location Adjustment Applicable (See Guidance Notes) - ERC = UK mean of 1.00 | (BEAMS Note 2) The ERC for this item should be added to all other rateable items on the hereditament (except land). Therefore the total of the ERC of the other Building Items and the P&M ERC (where applicable) to enable the correct contract size adjustment to be made. ERC of Building Component + ERC of P&M = Total ERC to which contract size adjustment should be applied. The appropriate % adjustment should be made in accordance with the scale for contract size adjustment specified under section 6 of the RCG 2023 Guidance notes. The currency ERC rates are set at £4m (Four Million Pounds) @ 1st April 2021 (AVD) for the RCG 2023 Publication. | Includes foundations | Measure height and estimate age. | - | - | Cables, cabins, electrical connections, external works | - | - | Photo 1. 3 typical narrower poles- more like street light poles. | - | 10341 |  | M | linear height | NA | NA | NA | 308.2281 | Option 2 | 362.8481 | 17.72% | 505.452 | 397.5249 | 28.97% | 9.557% | 397.5249 | 28.97% | Indexed | NA | VOA_GPN_GOV_UK\7246041 | 2019-08-30 | Low | - | Medium | Risk taken from previous CG | - | - | NA | Supplier/Manufacturer | NA | (BEAMS Note 2) The ERC for this item should be added to all other rateable items on the hereditament (except land). Therefore the total of the ERC of the other Building Items and the P&M ERC (where applicable) to enable the correct contract size adjustment to be made. ERC of Building Component + ERC of P&M = Total ERC to which contract size adjustment should be applied. The appropriate % adjustment should be made in accordance with the scale for contract size adjustment specified under section 6 of the RCG 2021 Guidance notes. The currency ERC rates are set at £4m (Four Million Pounds) @ 1st April 2019 (AVD) for the RCG 2021 Publication. | Photo 1. 3 typical narrower poles- more like street light poles. | - | 2 | TRUE
4362 | 860A08 | 4067 | 860A08 | Masts | Metal Column - light duty | Metal column | 20m | Base diam 0.3m - 0.4m | Base diameter usually between 0.2 and 0.4m, tapers towards top. More substantial than small lamp post type. No Headframe but occasionally tuning fork array. No ladder. Generally between 10 to 20m. Mainly older Vodafone analogue but being replaced by MDMC carrying digital aerials. | Location Adjustment Applicable (See Guidance Notes) - ERC = UK mean of 1.00 | (BEAMS Note 2) The ERC for this item should be added to all other rateable items on the hereditament (except land). Therefore the total of the ERC of the other Building Items and the P&M ERC (where applicable) to enable the correct contract size adjustment to be made. ERC of Building Component + ERC of P&M = Total ERC to which contract size adjustment should be applied. The appropriate % adjustment should be made in accordance with the scale for contract size adjustment specified under section 6 of the RCG 2023 Guidance notes. The currency ERC rates are set at £4m (Four Million Pounds) @ 1st April 2021 (AVD) for the RCG 2023 Publication. | Includes foundations | Measure height and estimate age. | - | - | Cables, cabins, electrical connections, external works | - | - | Photo 1. 3 typical narrower poles- more like street light poles. | - | 10341 |  | M | linear height | NA | NA | NA | 273.9805 | Option 2 | 322.5317 | 17.72% | 449.2906 | 353.3555 | 28.97% | 9.557% | 353.3555 | 28.97% | Indexed | NA | VOA_GPN_GOV_UK\7246041 | 2019-08-30 | Low | - | Medium | Risk taken from previous CG | - | - | NA | Supplier/Manufacturer | NA | (BEAMS Note 2) The ERC for this item should be added to all other rateable items on the hereditament (except land). Therefore the total of the ERC of the other Building Items and the P&M ERC (where applicable) to enable the correct contract size adjustment to be made. ERC of Building Component + ERC of P&M = Total ERC to which contract size adjustment should be applied. The appropriate % adjustment should be made in accordance with the scale for contract size adjustment specified under section 6 of the RCG 2021 Guidance notes. The currency ERC rates are set at £4m (Four Million Pounds) @ 1st April 2019 (AVD) for the RCG 2021 Publication. | Photo 1. 3 typical narrower poles- more like street light poles. | - | 2 | TRUE
| 860A86 |  | 860A86 | Masts | Metal Column - light duty | Metal column | 25m | Base diam 0.3m - 0.4m | - | Location Adjustment Applicable (See Guidance Notes) - ERC = UK mean of 1.00 | (BEAMS Note 2) The ERC for this item should be added to all other rateable items on the hereditament (except land). Therefore the total of the ERC of the other Building Items and the P&M ERC (where applicable) to enable the correct contract size adjustment to be made. ERC of Building Component + ERC of P&M = Total ERC to which contract size adjustment should be applied. The appropriate % adjustment should be made in accordance with the scale for contract size adjustment specified under section 6 of the RCG 2023 Guidance notes. The currency ERC rates are set at £4m (Four Million Pounds) @ 1st April 2021 (AVD) for the RCG 2023 Publication. | - | - | - | - | - | - | - | - | - | - |  | m ht | - | NA | NA | NA | 248.2948 | Option 2 | 292.2943 | 17.72% |  | 0 | -100% | -100% | 292.2943 | 17.72% | Indexed | NA |  | 2021-09-30 |  |  |  | Indexed from NI RCG2020 | - | - | NA | Supplier/Manufacturer | NA |  |  |  |  | TRUE
4363 | 860A85 | 3857 | 860A85 | Masts | Metal Column - light duty | Metal column | 10m | Base diam 0.3m - 0.4m | Base diameter usually between 0.2 and 0.4m,tapers towards top. More substantial than small lamp post type. No Headframe but occasionally "tuning fork" array. No ladder. Generally between 10 to 20m. Mainly older Vodafone analogue but being replaced by MDMC carrying digital aerials. | Location Adjustment Applicable (See Guidance Notes) - ERC = UK mean of 1.00 | (BEAMS Note 2) The ERC for this item should be added to all other rateable items on the hereditament (except land). Therefore the total of the ERC of the other Building Items and the P&M ERC (where applicable) to enable the correct contract size adjustment to be made. ERC of Building Component + ERC of P&M = Total ERC to which contract size adjustment should be applied. The appropriate % adjustment should be made in accordance with the scale for contract size adjustment specified under section 6 of the RCG 2023 Guidance notes. The currency ERC rates are set at £4m (Four Million Pounds) @ 1st April 2021 (AVD) for the RCG 2023 Publication. | Includes foundations | Measure height Age | - | - | Cabins, cables, external works | - | - | Photo 1 3 typical narrower poles- more like street light poles. | - | 10341 |  | M | linear height | NA | NA | NA | 453.7802 | Option 2 | 534.1931 | 17.72% | 697.48 | 548.55 | 20.88% | 2.688% | 548.55 | 20.88% | Indexed | NA | VOA_GPN_GOV_UK\7246041 | 2019-08-30 | Low | - | Medium | Risk taken from previous CG | - | - | NA | Supplier/Manufacturer | NA | (BEAMS Note 2) The ERC for this item should be added to all other rateable items on the hereditament (except land). Therefore the total of the ERC of the other Building Items and the P&M ERC (where applicable) to enable the correct contract size adjustment to be made. ERC of Building Component + ERC of P&M = Total ERC to which contract size adjustment should be applied. The appropriate % adjustment should be made in accordance with the scale for contract size adjustment specified under section 6 of the RCG 2021 Guidance notes. The currency ERC rates are set at £4m (Four Million Pounds) @ 1st April 2019 (AVD) for the RCG 2021 Publication. | Photo 1 3 typical narrower poles- more like street light poles. | - | 2 | TRUE
4364 | 860A05 | 4083 | 860A05 | Masts | Metal Column - medium duty | Metal column - tapers to top | 15m | Base diam 0.4m - 0.5m | Base diameter usually between 0.4 and 0.5m, tapers towards top. Typically replaces Vodafone LDMC tuning fork pole. Usually no sig Headframe or ladder. Generally between 15 m -20m. | Location Adjustment Applicable (See Guidance Notes) - ERC = UK mean of 1.00 | (BEAMS Note 2) The ERC for this item should be added to all other rateable items on the hereditament (except land). Therefore the total of the ERC of the other Building Items and the P&M ERC (where applicable) to enable the correct contract size adjustment to be made. ERC of Building Component + ERC of P&M = Total ERC to which contract size adjustment should be applied. The appropriate % adjustment should be made in accordance with the scale for contract size adjustment specified under section 6 of the RCG 2023 Guidance notes. The currency ERC rates are set at £4m (Four Million Pounds) @ 1st April 2021 (AVD) for the RCG 2023 Publication. | Includes foundation cost. | Measure height and diameter. | - | - | Cables, cabins, electrical connections, external works | - | - | Photo 1- Pole to 12 m height- diameter at base 450mm - tapers in section upwards. | - | 10340 |  | M | linear height | NA | NA | NA | 530.8373 | Option 2 | 624.9051 | 17.72% | 870.5006 | 684.6262 | 28.97% | 9.557% | 684.6262 | 28.97% | Indexed | NA | VOA_GPN_GOV_UK\7246041 | 2019-08-30 | Low | - | Medium | Risk taken from previous CG | - | - | NA | Supplier/Manufacturer | NA | (BEAMS Note 2) The ERC for this item should be added to all other rateable items on the hereditament (except land). Therefore the total of the ERC of the other Building Items and the P&M ERC (where applicable) to enable the correct contract size adjustment to be made. ERC of Building Component + ERC of P&M = Total ERC to which contract size adjustment should be applied. The appropriate % adjustment should be made in accordance with the scale for contract size adjustment specified under section 6 of the RCG 2021 Guidance notes. The currency ERC rates are set at £4m (Four Million Pounds) @ 1st April 2019 (AVD) for the RCG 2021 Publication. | Photo 1- Pole to 12 m height- diameter at base 450mm - tapers in section upwards. | - | 2 | TRUE
4365 | 860A06 | 4065 | 860A06 | Masts | Metal Column - medium duty | Metal column - tapers to top | 20m | Base diam 0.4m - 0.5m | Base diameter usually between 0.4 and 0.5m, tapers towards top. Typically replaces Vodafone LDMC tuning fork pole. Usually no sig Headframe or ladder. Generally between 15 m -20m. | Location Adjustment Applicable (See Guidance Notes) - ERC = UK mean of 1.00 | (BEAMS Note 2) The ERC for this item should be added to all other rateable items on the hereditament (except land). Therefore the total of the ERC of the other Building Items and the P&M ERC (where applicable) to enable the correct contract size adjustment to be made. ERC of Building Component + ERC of P&M = Total ERC to which contract size adjustment should be applied. The appropriate % adjustment should be made in accordance with the scale for contract size adjustment specified under section 6 of the RCG 2023 Guidance notes. The currency ERC rates are set at £4m (Four Million Pounds) @ 1st April 2021 (AVD) for the RCG 2023 Publication. | Includes foundation cost. | Measure height and diameter. | - | - | Cables, cabins, electrical connections, external works | - | - | Photo 1- Pole to 12 m height- diameter at base 450mm - tapers in section upwards. | - | 10340 |  | M | linear height | NA | NA | NA | 522.2754 | Option 2 | 614.826 | 17.72% | 856.4603 | 673.5839 | 28.97% | 9.557% | 673.5839 | 28.97% | Indexed | NA | VOA_GPN_GOV_UK\7246041 | 2019-08-30 | Low | - | Medium | Risk taken from previous CG | - | - | NA | Supplier/Manufacturer | NA | (BEAMS Note 2) The ERC for this item should be added to all other rateable items on the hereditament (except land). Therefore the total of the ERC of the other Building Items and the P&M ERC (where applicable) to enable the correct contract size adjustment to be made. ERC of Building Component + ERC of P&M = Total ERC to which contract size adjustment should be applied. The appropriate % adjustment should be made in accordance with the scale for contract size adjustment specified under section 6 of the RCG 2021 Guidance notes. The currency ERC rates are set at £4m (Four Million Pounds) @ 1st April 2019 (AVD) for the RCG 2021 Publication. | Photo 1- Pole to 12 m height- diameter at base 450mm - tapers in section upwards. | - | 2 | TRUE
4366 | 860A82 | 3851 | 860A82 | Masts | Metal Column - medium duty | Metal column - tapers to top | 10m | Base diam 0.4m - 0.5m | Base diameter usually between 0.4 and 0.5m,tapers towards top. Typically replaces Vodafone LDMC tuning fork pole. Usually no sig Headframe or ladder. Generally between 15 m -20m | Location Adjustment Applicable (See Guidance Notes) - ERC = UK mean of 1.00 | (BEAMS Note 2) The ERC for this item should be added to all other rateable items on the hereditament (except land). Therefore the total of the ERC of the other Building Items and the P&M ERC (where applicable) to enable the correct contract size adjustment to be made. ERC of Building Component + ERC of P&M = Total ERC to which contract size adjustment should be applied. The appropriate % adjustment should be made in accordance with the scale for contract size adjustment specified under section 6 of the RCG 2023 Guidance notes. The currency ERC rates are set at £4m (Four Million Pounds) @ 1st April 2021 (AVD) for the RCG 2023 Publication. | Includes foundation cost. | Measure height and diameter. | - | - | Cables, cabins, electrical connections, external works | - | - | Photo 1- Pole to 12 m height- diameter at base 450mm- tapers in section upwards. | - | 10340 |  | M | linear height | NA | NA | NA | 676.3894 | Option 2 | 796.25 | 17.72% | 1109.1862 | 872.3463 | 28.97% | 9.557% | 872.3463 | 28.97% | Indexed | NA | VOA_GPN_GOV_UK\7246041 | 2019-08-30 | Low | - | Medium | Risk taken from previous CG | - | - | NA | Supplier/Manufacturer | NA | (BEAMS Note 2) The ERC for this item should be added to all other rateable items on the hereditament (except land). Therefore the total of the ERC of the other Building Items and the P&M ERC (where applicable) to enable the correct contract size adjustment to be made. ERC of Building Component + ERC of P&M = Total ERC to which contract size adjustment should be applied. The appropriate % adjustment should be made in accordance with the scale for contract size adjustment specified under section 6 of the RCG 2021 Guidance notes. The currency ERC rates are set at £4m (Four Million Pounds) @ 1st April 2019 (AVD) for the RCG 2021 Publication. | Photo 1- Pole to 12 m height- diameter at base 450mm- tapers in section upwards. | - | 2 | TRUE
4367 | 860A83 | 3855 | 860A83 | Masts | Metal Column - medium duty | Metal column - tapers to top | 25m | Base diam 0.4m - 0.5m | Base diameter usually between 0.4 and 0.5m,tapers towards top. Typically replaces Vodafone LDMC tuning fork pole. Usually no sig Headframe or ladder. Generally between 15 m -20m | Location Adjustment Applicable (See Guidance Notes) - ERC = UK mean of 1.00 | (BEAMS Note 2) The ERC for this item should be added to all other rateable items on the hereditament (except land). Therefore the total of the ERC of the other Building Items and the P&M ERC (where applicable) to enable the correct contract size adjustment to be made. ERC of Building Component + ERC of P&M = Total ERC to which contract size adjustment should be applied. The appropriate % adjustment should be made in accordance with the scale for contract size adjustment specified under section 6 of the RCG 2023 Guidance notes. The currency ERC rates are set at £4m (Four Million Pounds) @ 1st April 2021 (AVD) for the RCG 2023 Publication. | Includes foundation cost. | Measure height and diameter. | - | - | Cables, cabins, electrical connections, external works | - | - | Photo 1- Pole to 12 m height- diameter at base 450mm- tapers in section upwards. | - | 10340 |  | M | linear height | NA | NA | NA | 607.8943 | Option 2 | 715.6171 | 17.72% | 996.8636 | 784.0074 | 28.97% | 9.557% | 784.0074 | 28.97% | Indexed | NA | VOA_GPN_GOV_UK\7246041 | 2019-08-30 | Low | - | Medium | Risk taken from previous CG | - | - | NA | Supplier/Manufacturer | NA | (BEAMS Note 2) The ERC for this item should be added to all other rateable items on the hereditament (except land). Therefore the total of the ERC of the other Building Items and the P&M ERC (where applicable) to enable the correct contract size adjustment to be made. ERC of Building Component + ERC of P&M = Total ERC to which contract size adjustment should be applied. The appropriate % adjustment should be made in accordance with the scale for contract size adjustment specified under section 6 of the RCG 2021 Guidance notes. The currency ERC rates are set at £4m (Four Million Pounds) @ 1st April 2019 (AVD) for the RCG 2021 Publication. | Photo 1- Pole to 12 m height- diameter at base 450mm- tapers in section upwards. | - | 2 | TRUE
4368 | 860A84 | 3856 | 860A84 | Masts | Metal Column - medium duty | Metal column - tapers to top | 30m | Base diam 0.4m - 0.5m | Base diameter usually between 0.4 and 0.5m,tapers towards top. Typically replaces Vodafone LDMC tuning fork pole. Usually no sig Headframe or ladder. Generally between 15 m -20m | Location Adjustment Applicable (See Guidance Notes) - ERC = UK mean of 1.00 | (BEAMS Note 2) The ERC for this item should be added to all other rateable items on the hereditament (except land). Therefore the total of the ERC of the other Building Items and the P&M ERC (where applicable) to enable the correct contract size adjustment to be made. ERC of Building Component + ERC of P&M = Total ERC to which contract size adjustment should be applied. The appropriate % adjustment should be made in accordance with the scale for contract size adjustment specified under section 6 of the RCG 2023 Guidance notes. The currency ERC rates are set at £4m (Four Million Pounds) @ 1st April 2021 (AVD) for the RCG 2023 Publication. | Includes foundation cost. | Measure height and diameter. | - | - | Cables, cabins, electrical connections, external works | - | - | Photo 1- Pole to 12 m height- diameter at base 450mm- tapers in section upwards. | - | 10340 |  | M | linear height | NA | NA | NA | 667.8275 | Option 2 | 786.1709 | 17.72% | 1095.1459 | 861.304 | 28.97% | 9.557% | 861.304 | 28.97% | Indexed | NA | VOA_GPN_GOV_UK\7246041 | 2019-08-30 | Low | - | Medium | Risk taken from previous CG | - | - | NA | Supplier/Manufacturer | NA | (BEAMS Note 2) The ERC for this item should be added to all other rateable items on the hereditament (except land). Therefore the total of the ERC of the other Building Items and the P&M ERC (where applicable) to enable the correct contract size adjustment to be made. ERC of Building Component + ERC of P&M = Total ERC to which contract size adjustment should be applied. The appropriate % adjustment should be made in accordance with the scale for contract size adjustment specified under section 6 of the RCG 2021 Guidance notes. The currency ERC rates are set at £4m (Four Million Pounds) @ 1st April 2019 (AVD) for the RCG 2021 Publication. | Photo 1- Pole to 12 m height- diameter at base 450mm- tapers in section upwards. | - | 2 | TRUE
4369 | 86PU01 | 3868 | 86PU01 | Masts | PICO units | Wall mounted | - | - | A picocell provides more targeted coverage specific to a particular environment such as within a building. These are normally found inside buildings where coverage is poor or where there are a high number of users such as airport terminals, train stations or shopping centres. They are designed to service specific requirements, hotels, conference centres, floors in buildings, and individual businesses/companies. The power levels are far lower than that of a micro cell determined by the specific requirements of facility to be covered. The coverage is significantly less than micro cells, but antennae can provide 360 degree short distance coverage or uni-directional coverage dependent upon design of site. | Location Adjustment Applicable (See Guidance Notes) - ERC = UK mean of 1.00 | (BEAMS Note 2) The ERC for this item should be added to all other rateable items on the hereditament (except land). Therefore the total of the ERC of the other Building Items and the P&M ERC (where applicable) to enable the correct contract size adjustment to be made. ERC of Building Component + ERC of P&M = Total ERC to which contract size adjustment should be applied. The appropriate % adjustment should be made in accordance with the scale for contract size adjustment specified under section 6 of the RCG 2023 Guidance notes. The currency ERC rates are set at £4m (Four Million Pounds) @ 1st April 2021 (AVD) for the RCG 2023 Publication. | - | Per unit | - | - | Standby electrical power, cables | - | - | - | - | 10541 |  | Each | - | NA | NA | NA | 214.0473 | Option 2 | 251.9779 | 17.72% | 351.0083 | 276.059 | 28.97% | 9.557% | 276.059 | 28.97% | Indexed | NA | VOA_GPN_GOV_UK\7246041 | 2019-08-30 | Low | - | Medium | Risk taken from previous CG | - | - | NA | Supplier/Manufacturer | NA | (BEAMS Note 2) The ERC for this item should be added to all other rateable items on the hereditament (except land). Therefore the total of the ERC of the other Building Items and the P&M ERC (where applicable) to enable the correct contract size adjustment to be made. ERC of Building Component + ERC of P&M = Total ERC to which contract size adjustment should be applied. The appropriate % adjustment should be made in accordance with the scale for contract size adjustment specified under section 6 of the RCG 2021 Guidance notes. The currency ERC rates are set at £4m (Four Million Pounds) @ 1st April 2019 (AVD) for the RCG 2021 Publication. | - | - | 2 | TRUE
4370 | 860B15 | 3867 | 860B15 | Masts | Rooftops | Main support structures | Including control cabinets | Including electrical connections | includes cables and steel supporting structures, but excludes cabins. Based on 3 arrays. | Location Adjustment Applicable (See Guidance Notes) - ERC = UK mean of 1.00 | (BEAMS Note 2) The ERC for this item should be added to all other rateable items on the hereditament (except land). Therefore the total of the ERC of the other Building Items and the P&M ERC (where applicable) to enable the correct contract size adjustment to be made. ERC of Building Component + ERC of P&M = Total ERC to which contract size adjustment should be applied. The appropriate % adjustment should be made in accordance with the scale for contract size adjustment specified under section 6 of the RCG 2023 Guidance notes. The currency ERC rates are set at £4m (Four Million Pounds) @ 1st April 2021 (AVD) for the RCG 2023 Publication. | based on typical roof installation | - | - | - | - | Cabins standby electrical generation | - | Photo 1 - Typical water tower installation with 2 main masts | - | 10543 |  | Each | - | NA | NA | NA | 25685.6734 | Option 2 | 30237.343 | 17.72% | 42120.9961 | 33127.0752 | 28.97% | 9.557% | 33127.0752 | 28.97% | Indexed | NA | VOA_GPN_GOV_UK\7246041 | 2019-08-30 | Low | - | Medium | Risk taken from previous CG | - | - | NA | Supplier/Manufacturer | NA | (BEAMS Note 2) The ERC for this item should be added to all other rateable items on the hereditament (except land). Therefore the total of the ERC of the other Building Items and the P&M ERC (where applicable) to enable the correct contract size adjustment to be made. ERC of Building Component + ERC of P&M = Total ERC to which contract size adjustment should be applied. The appropriate % adjustment should be made in accordance with the scale for contract size adjustment specified under section 6 of the RCG 2021 Guidance notes. The currency ERC rates are set at £4m (Four Million Pounds) @ 1st April 2019 (AVD) for the RCG 2021 Publication. | Photo 1 - Typical water tower installation with 2 main masts | - | 2 | TRUE
4371 | 860A13 | 8746 | 860A13 | Masts | Rooftops | Small scale installation | - | - | Includes cables and steel supporting structures, but excludes cabins. Based on 3 arrays. | Location Adjustment Applicable (See Guidance Notes) - ERC = UK mean of 1.00 | (BEAMS Note 2) The ERC for this item should be added to all other rateable items on the hereditament (except land). Therefore the total of the ERC of the other Building Items and the P&M ERC (where applicable) to enable the correct contract size adjustment to be made. ERC of Building Component + ERC of P&M = Total ERC to which contract size adjustment should be applied. The appropriate % adjustment should be made in accordance with the scale for contract size adjustment specified under section 6 of the RCG 2023 Guidance notes. The currency ERC rates are set at £4m (Four Million Pounds) @ 1st April 2021 (AVD) for the RCG 2023 Publication. | Based on typical roof installation . | - | - | - | - | Cabins standby electrical generation . | - | Photo 1 - Typical water tower installation with 2 main masts | - | 10543 |  | Each | - | NA | NA | NA | 0 | Option 2 | 0 | 0% | 1137.8773 | 894.9111 | 0% | 0% | 894.9111 | 0% | Indexed | NA | VOA_GPN_GOV_UK\7246041 | 2019-08-30 | Low | - | Medium | Risk taken from previous CG | - | - | NA | Supplier/Manufacturer | NA | (BEAMS Note 2) The ERC for this item should be added to all other rateable items on the hereditament (except land). Therefore the total of the ERC of the other Building Items and the P&M ERC (where applicable) to enable the correct contract size adjustment to be made. ERC of Building Component + ERC of P&M = Total ERC to which contract size adjustment should be applied. The appropriate % adjustment should be made in accordance with the scale for contract size adjustment specified under section 6 of the RCG 2021 Guidance notes. The currency ERC rates are set at £4m (Four Million Pounds) @ 1st April 2019 (AVD) for the RCG 2021 Publication. | Photo 1 - Typical water tower installation with 2 main masts | - | 2 | TRUE
4372 | 860A16 | 9770 | 860A16 | Masts | Site Clearance and Preparation | - | - | - | Clearing site vegetation such as bushes, scrub, undergrowth, hedges and trees including stumps not exceeding 500mm girth. | Location Adjustment Applicable (See Guidance Notes) - ERC = UK mean of 1.00 | (BEAMS Note 2) The ERC for this item should be added to all other rateable items on the hereditament (except land). Therefore the total of the ERC of the other Building Items and the P&M ERC (where applicable) to enable the correct contract size adjustment to be made. ERC of Building Component + ERC of P&M = Total ERC to which contract size adjustment should be applied. The appropriate % adjustment should be made in accordance with the scale for contract size adjustment specified under section 6 of the RCG 2023 Guidance notes. The currency ERC rates are set at £4m (Four Million Pounds) @ 1st April 2021 (AVD) for the RCG 2023 Publication. | - | - | - | - | - | - | - | - | - | NA |  | Each | Cost for 100 m² | NA | NA | NA | 2568.5673 | Option 2 | 3023.7343 | 17.72% | 49.4508 | 38.8918 | -98.49% | -98.71% | 38.8918 | -98.49% | Indexed | NA | VOA_GPN_GOV_UK\7246041 | 2019-08-30 | Low | - | Medium | Risk taken from previous CG | - | - | NA | Supplier/Manufacturer | NA | (BEAMS Note 2) The ERC for this item should be added to all other rateable items on the hereditament (except land). Therefore the total of the ERC of the other Building Items and the P&M ERC (where applicable) to enable the correct contract size adjustment to be made. ERC of Building Component + ERC of P&M = Total ERC to which contract size adjustment should be applied. The appropriate % adjustment should be made in accordance with the scale for contract size adjustment specified under section 6 of the RCG 2021 Guidance notes. The currency ERC rates are set at £4m (Four Million Pounds) @ 1st April 2019 (AVD) for the RCG 2021 Publication. | - | - | 2 | TRUE
4373 | 860A90 | 3858 | 860A90 | Masts | Slim tubular lattice tower | Self supporting | 15m | Base width from 1.0m to 7.0m | Lattice mast vary in construction and base width but are usually formed from angle iron or tubular steel braced sections. Base widths vary up to 7.0m and can be either square or tripod section. Triangular or circular head frames supporting sector arrays of aerials and microwave dishes are common as are rest platforms and safety ladders. Lattice masts are usually galvanised. Typical example is a Dynamic Concept type DC415 and DC 810 | Location Adjustment Applicable (See Guidance Notes) - ERC = UK mean of 1.00 | (BEAMS Note 2) The ERC for this item should be added to all other rateable items on the hereditament (except land). Therefore the total of the ERC of the other Building Items and the P&M ERC (where applicable) to enable the correct contract size adjustment to be made. ERC of Building Component + ERC of P&M = Total ERC to which contract size adjustment should be applied. The appropriate % adjustment should be made in accordance with the scale for contract size adjustment specified under section 6 of the RCG 2023 Guidance notes. The currency ERC rates are set at £4m (Four Million Pounds) @ 1st April 2021 (AVD) for the RCG 2023 Publication. | - | Measure height Age | - | - | Cables, cable tray, buildings, cabins, external works | - | - | - | - | 10442 |  | M | linear height | NA | NA | NA | 333.9138 | Option 2 | 393.0855 | 17.72% | 832.2804 | 654.567 | 96.03% | 66.52% | 654.567 | 96.03% | Indexed | NA | VOA_GPN_GOV_UK\7246041 | 2019-08-30 | Low | - | Medium | Risk taken from previous CG | - | - | NA | Supplier/Manufacturer | NA | (BEAMS Note 2) The ERC for this item should be added to all other rateable items on the hereditament (except land). Therefore the total of the ERC of the other Building Items and the P&M ERC (where applicable) to enable the correct contract size adjustment to be made. ERC of Building Component + ERC of P&M = Total ERC to which contract size adjustment should be applied. The appropriate % adjustment should be made in accordance with the scale for contract size adjustment specified under section 6 of the RCG 2021 Guidance notes. The currency ERC rates are set at £4m (Four Million Pounds) @ 1st April 2019 (AVD) for the RCG 2021 Publication. | - | - | 2 | TRUE
4374 | 860A91 | 3859 | 860A91 | Masts | Slim tubular lattice tower | Self supporting | 20m | Base width from 1.0m to 7.0m | Lattice mast vary in construction and base width but are usually formed from angle iron or tubular steel braced sections. Base widths vary up to 7.0m and can be either square or tripod section. Triangular or circular head frames supporting sector arrays of aerials and microwave dishes are common as are rest platforms and safety ladders. Lattice masts are usually galvanised. Typical example is a Dynamic Concept type DC415 and DC 810 | Location Adjustment Applicable (See Guidance Notes) - ERC = UK mean of 1.00 | (BEAMS Note 2) The ERC for this item should be added to all other rateable items on the hereditament (except land). Therefore the total of the ERC of the other Building Items and the P&M ERC (where applicable) to enable the correct contract size adjustment to be made. ERC of Building Component + ERC of P&M = Total ERC to which contract size adjustment should be applied. The appropriate % adjustment should be made in accordance with the scale for contract size adjustment specified under section 6 of the RCG 2023 Guidance notes. The currency ERC rates are set at £4m (Four Million Pounds) @ 1st April 2021 (AVD) for the RCG 2023 Publication. | - | Measure height Age | - | - | Cables, cable tray, buildings, cabins, external works | - | - | - | - | 10442 |  | M | linear height | NA | NA | NA | 291.1043 | Option 2 | 342.6899 | 17.72% | 989.0379 | 777.8527 | 167.2% | 127% | 777.8527 | 167.2% | Indexed | NA | VOA_GPN_GOV_UK\7246041 | 2019-08-30 | Low | - | Medium | Risk taken from previous CG | - | - | NA | Supplier/Manufacturer | NA | (BEAMS Note 2) The ERC for this item should be added to all other rateable items on the hereditament (except land). Therefore the total of the ERC of the other Building Items and the P&M ERC (where applicable) to enable the correct contract size adjustment to be made. ERC of Building Component + ERC of P&M = Total ERC to which contract size adjustment should be applied. The appropriate % adjustment should be made in accordance with the scale for contract size adjustment specified under section 6 of the RCG 2021 Guidance notes. The currency ERC rates are set at £4m (Four Million Pounds) @ 1st April 2019 (AVD) for the RCG 2021 Publication. | - | - | 2 | TRUE
4375 | 860A92 | 3860 | 860A92 | Masts | Slim tubular lattice tower | Self supporting | 25m | Base width from 1.0m to 7.0m | Lattice mast vary in construction and base width but are usually formed from angle iron or tubular steel braced sections. Base widths vary up to 7.0m and can be either square or tripod section. Triangular or circular head frames supporting sector arrays of aerials and microwave dishes are common as are rest platforms and safety ladders. Lattice masts are usually galvanised. Typical example is a Dynamic Concept type DC415 and DC 810 | Location Adjustment Applicable (See Guidance Notes) - ERC = UK mean of 1.00 | (BEAMS Note 2) The ERC for this item should be added to all other rateable items on the hereditament (except land). Therefore the total of the ERC of the other Building Items and the P&M ERC (where applicable) to enable the correct contract size adjustment to be made. ERC of Building Component + ERC of P&M = Total ERC to which contract size adjustment should be applied. The appropriate % adjustment should be made in accordance with the scale for contract size adjustment specified under section 6 of the RCG 2023 Guidance notes. The currency ERC rates are set at £4m (Four Million Pounds) @ 1st April 2021 (AVD) for the RCG 2023 Publication. | - | Measure height Age | - | - | Cables, cable tray, buildings, cabins, external works | - | - | - | - | 10442 |  | M | linear height | NA | NA | NA | 282.5424 | Option 2 | 332.6108 | 17.72% | 980.397 | 771.0569 | 172.9% | 131.8% | 771.0569 | 172.9% | Indexed | NA | VOA_GPN_GOV_UK\7246041 | 2019-08-30 | Low | - | Medium | Risk taken from previous CG | - | - | NA | Supplier/Manufacturer | NA | (BEAMS Note 2) The ERC for this item should be added to all other rateable items on the hereditament (except land). Therefore the total of the ERC of the other Building Items and the P&M ERC (where applicable) to enable the correct contract size adjustment to be made. ERC of Building Component + ERC of P&M = Total ERC to which contract size adjustment should be applied. The appropriate % adjustment should be made in accordance with the scale for contract size adjustment specified under section 6 of the RCG 2021 Guidance notes. The currency ERC rates are set at £4m (Four Million Pounds) @ 1st April 2019 (AVD) for the RCG 2021 Publication. | - | - | 2 | TRUE
4376 | 860A93 | 3861 | 860A93 | Masts | Slim tubular lattice tower | Self supporting | 30m | Base width from 1.0m to 7.0m | Lattice mast vary in construction and base width but are usually formed from angle iron or tubular steel braced sections. Base widths vary up to 7.0m and can be either square or tripod section. Triangular or circular head frames supporting sector arrays of aerials and microwave dishes are common as are rest platforms and safety ladders. Lattice masts are usually galvanised. Typical example is a Dynamic Concept type DC415 and DC 810 | Location Adjustment Applicable (See Guidance Notes) - ERC = UK mean of 1.00 | (BEAMS Note 2) The ERC for this item should be added to all other rateable items on the hereditament (except land). Therefore the total of the ERC of the other Building Items and the P&M ERC (where applicable) to enable the correct contract size adjustment to be made. ERC of Building Component + ERC of P&M = Total ERC to which contract size adjustment should be applied. The appropriate % adjustment should be made in accordance with the scale for contract size adjustment specified under section 6 of the RCG 2023 Guidance notes. The currency ERC rates are set at £4m (Four Million Pounds) @ 1st April 2021 (AVD) for the RCG 2023 Publication. | - | Measure height Age | - | - | Cables, cable tray, buildings, cabins, external works | - | - | - | - | 10442 |  | M | linear height | NA | NA | NA | 291.1043 | Option 2 | 342.6899 | 17.72% | 798.251 | 627.8038 | 115.7% | 83.2% | 627.8038 | 115.7% | Indexed | NA | VOA_GPN_GOV_UK\7246041 | 2019-08-30 | Low | - | Medium | Risk taken from previous CG | - | - | NA | Supplier/Manufacturer | NA | (BEAMS Note 2) The ERC for this item should be added to all other rateable items on the hereditament (except land). Therefore the total of the ERC of the other Building Items and the P&M ERC (where applicable) to enable the correct contract size adjustment to be made. ERC of Building Component + ERC of P&M = Total ERC to which contract size adjustment should be applied. The appropriate % adjustment should be made in accordance with the scale for contract size adjustment specified under section 6 of the RCG 2021 Guidance notes. The currency ERC rates are set at £4m (Four Million Pounds) @ 1st April 2019 (AVD) for the RCG 2021 Publication. | - | - | 2 | TRUE
4377 | 860A11 | 4069 | 860A11 | Masts | Small cabinets | 1.5m x 1.0m x 1.50m ht | Excludes foundations | Pair of doors. | Cabinets are constructed of steel outer and inner panels with foam insulation and timber reinforcement as appropriate. Finished with either plastic coating to minimise corrosion or stainless steel for optimum performance in extreme weather conditions, larger sizes have stainless steel floor panels. Doors are made of composite panels with locking handles, stainless steel hinges and door restraints. (Typical example Glasdon Cadet) up to 1.5m2 total area. | Location Adjustment Applicable (See Guidance Notes) - ERC = UK mean of 1.00 | (BEAMS Note 2) The ERC for this item should be added to all other rateable items on the hereditament (except land). Therefore the total of the ERC of the other Building Items and the P&M ERC (where applicable) to enable the correct contract size adjustment to be made. ERC of Building Component + ERC of P&M = Total ERC to which contract size adjustment should be applied. The appropriate % adjustment should be made in accordance with the scale for contract size adjustment specified under section 6 of the RCG 2023 Guidance notes. The currency ERC rates are set at £4m (Four Million Pounds) @ 1st April 2021 (AVD) for the RCG 2023 Publication. | - | Note size | - | - | Cables, cable ducts masts , external works. | - | - | Photo 1- Double door unit - sitting on concrete foundation block. Typical smaller unit alongside. Photo 2 - cabinet with single door unit alongside mast. | - | 10544 |  | Each | - | NA | NA | NA | 2457.2628 | Option 2 | 2892.7058 | 17.72% | 4029.5753 | 3169.1569 | 28.97% | 9.557% | 3169.1569 | 28.97% | Indexed | NA | VOA_GPN_GOV_UK\7246041 | 2019-08-30 | Low | - | Medium | Risk taken from previous CG | - | - | NA | Supplier/Manufacturer | NA | (BEAMS Note 2) The ERC for this item should be added to all other rateable items on the hereditament (except land). Therefore the total of the ERC of the other Building Items and the P&M ERC (where applicable) to enable the correct contract size adjustment to be made. ERC of Building Component + ERC of P&M = Total ERC to which contract size adjustment should be applied. The appropriate % adjustment should be made in accordance with the scale for contract size adjustment specified under section 6 of the RCG 2021 Guidance notes. The currency ERC rates are set at £4m (Four Million Pounds) @ 1st April 2019 (AVD) for the RCG 2021 Publication. | Photo 1- Double door unit - sitting on concrete foundation block. Typical smaller unit alongside. Photo 2 - cabinet with single door unit alongside mast. | - | 2 | TRUE
4378 | 860A55 | 4690 | 860A55 | Masts | Stayed hollow pole | 4m diam metal cylinder | 310m ht | - | 4 M diameter metal cylinder . 310-380M high Sitting on mass concrete foundations 10 m deep - may also have piling depending on location Supported by 3 sets of double guys of steel wire, fixed to individual concrete bases 4m X 6m X 4m deep Mast contains an internal steelwork structure with lift system and ladder Painted external finish | Location Adjustment Applicable (See Guidance Notes) - ERC = UK mean of 1.00 | (BEAMS Note 2) The ERC for this item should be added to all other rateable items on the hereditament (except land). Therefore the total of the ERC of the other Building Items and the P&M ERC (where applicable) to enable the correct contract size adjustment to be made. ERC of Building Component + ERC of P&M = Total ERC to which contract size adjustment should be applied. The appropriate % adjustment should be made in accordance with the scale for contract size adjustment specified under section 6 of the RCG 2023 Guidance notes. The currency ERC rates are set at £4m (Four Million Pounds) @ 1st April 2021 (AVD) for the RCG 2023 Publication. | Add for piling | Measure height Age Number and sizes of foundation blocks | - | - | Buildings, cables, cable trays, standby electrical power, external works. | - | - | - | - | 10532 |  | M | linear height | NA | NA | NA | 6078.9427 | Option 2 | 7156.1712 | 17.72% | 9968.6357 | 7840.0745 | 28.97% | 9.557% | 7840.0745 | 28.97% | Indexed | NA | VOA_GPN_GOV_UK\7246041 | 2019-08-30 | Low | - | Medium | Risk taken from previous CG | - | - | NA | Supplier/Manufacturer | NA | (BEAMS Note 2) The ERC for this item should be added to all other rateable items on the hereditament (except land). Therefore the total of the ERC of the other Building Items and the P&M ERC (where applicable) to enable the correct contract size adjustment to be made. ERC of Building Component + ERC of P&M = Total ERC to which contract size adjustment should be applied. The appropriate % adjustment should be made in accordance with the scale for contract size adjustment specified under section 6 of the RCG 2021 Guidance notes. The currency ERC rates are set at £4m (Four Million Pounds) @ 1st April 2019 (AVD) for the RCG 2021 Publication. | - | - | 2 | TRUE
4379 | 860A56 | 4988 | 860A56 | Masts | Stayed hollow pole | 4m diam metal cylinder | 380m ht | - | 4 M diameter metal cylinder . 310-380M high Sitting on mass concrete foundations 10 m deep - may also have piling depending on location Supported by 3 sets of double guys of steel wire, fixed to individual concrete bases 4m X 6m X 4m deep Mast contains an internal steelwork structure with lift system and ladder Painted external finish | Location Adjustment Applicable (See Guidance Notes) - ERC = UK mean of 1.00 | (BEAMS Note 2) The ERC for this item should be added to all other rateable items on the hereditament (except land). Therefore the total of the ERC of the other Building Items and the P&M ERC (where applicable) to enable the correct contract size adjustment to be made. ERC of Building Component + ERC of P&M = Total ERC to which contract size adjustment should be applied. The appropriate % adjustment should be made in accordance with the scale for contract size adjustment specified under section 6 of the RCG 2023 Guidance notes. The currency ERC rates are set at £4m (Four Million Pounds) @ 1st April 2021 (AVD) for the RCG 2023 Publication. | Add for piling | Measure height Age Number and sizes of foundation blocks | - | - | Buildings, cables, cable trays, standby electrical power, external works. | - | - | - | - | 10532 |  | M | linear height | NA | NA | NA | 6635.4656 | Option 2 | 7811.3136 | 17.72% | 10881.2573 | 8557.8278 | 28.97% | 9.557% | 8557.8278 | 28.97% | Indexed | NA | VOA_GPN_GOV_UK\7246041 | 2019-08-30 | Low | - | Medium | Risk taken from previous CG | - | - | NA | Supplier/Manufacturer | NA | (BEAMS Note 2) The ERC for this item should be added to all other rateable items on the hereditament (except land). Therefore the total of the ERC of the other Building Items and the P&M ERC (where applicable) to enable the correct contract size adjustment to be made. ERC of Building Component + ERC of P&M = Total ERC to which contract size adjustment should be applied. The appropriate % adjustment should be made in accordance with the scale for contract size adjustment specified under section 6 of the RCG 2021 Guidance notes. The currency ERC rates are set at £4m (Four Million Pounds) @ 1st April 2019 (AVD) for the RCG 2021 Publication. | - | - | 2 | TRUE
4380 | 860A60 | 4365 | 860A60 | Masts | Stayed triangular lattice | Tubular steel frame | 30m | Guy wires to fixed anchor blocks | Lattice mast, triangular on plan, comprising 3 legs of galvanised tubular steel, cross braced with welded metal bars and mounted on a steel base pin encased in concrete pedestal 2m high. All on mass concrete foundation. Mast supported by four sets of triple guys of steel wire, each set fixed to a concrete anchor block. Complete with lightening conductor, cable tray inside structure and galvanised paint finish. | Considered Not Applicable at time of Publication | (BEAMS Note 2) The ERC for this item should be added to all other rateable items on the hereditament (except land). Therefore the total of the ERC of the other Building Items and the P&M ERC (where applicable) to enable the correct contract size adjustment to be made. ERC of Building Component + ERC of P&M = Total ERC to which contract size adjustment should be applied. The appropriate % adjustment should be made in accordance with the scale for contract size adjustment specified under section 6 of the RCG 2023 Guidance notes. The currency ERC rates are set at £4m (Four Million Pounds) @ 1st April 2021 (AVD) for the RCG 2023 Publication. | - | Measure height Age | - | - | Control buildings, cables, cable tray | - | - | - | - | 10529 |  | M | linear height | NA | NA | NA | 616.4562 | Option 2 | 725.6962 | 17.72% | 1665.1834 | 1309.6237 | 112.4% | 80.46% | 1309.6237 | 112.4% | Indexed | NA | VOA_GPN_GOV_UK\7246041 | 2019-08-30 | Low | - | Medium | Risk taken from previous CG | - | - | NA | Supplier/Manufacturer | NA | (BEAMS Note 2) The ERC for this item should be added to all other rateable items on the hereditament (except land). Therefore the total of the ERC of the other Building Items and the P&M ERC (where applicable) to enable the correct contract size adjustment to be made. ERC of Building Component + ERC of P&M = Total ERC to which contract size adjustment should be applied. The appropriate % adjustment should be made in accordance with the scale for contract size adjustment specified under section 6 of the RCG 2021 Guidance notes. The currency ERC rates are set at £4m (Four Million Pounds) @ 1st April 2019 (AVD) for the RCG 2021 Publication. | - | - | 2 | TRUE
4381 | 860A61 | 6040 | 860A61 | Masts | Stayed triangular lattice | Tubular steel frame | 45m | Guy wires to fixed anchor blocks | Lattice mast, triangular on plan, comprising 3 legs of galvanised tubular steel, cross braced with welded metal bars and mounted on a steel base pin encased in concrete pedestal 2m high. All on mass concrete foundation. Mast supported by four sets of triple guys of steel wire, each set fixed to a concrete anchor block. Complete with lightening conductor, cable tray inside structure and galvanised paint finish. | Considered Not Applicable at time of Publication | (BEAMS Note 2) The ERC for this item should be added to all other rateable items on the hereditament (except land). Therefore the total of the ERC of the other Building Items and the P&M ERC (where applicable) to enable the correct contract size adjustment to be made. ERC of Building Component + ERC of P&M = Total ERC to which contract size adjustment should be applied. The appropriate % adjustment should be made in accordance with the scale for contract size adjustment specified under section 6 of the RCG 2023 Guidance notes. The currency ERC rates are set at £4m (Four Million Pounds) @ 1st April 2021 (AVD) for the RCG 2023 Publication. | - | Measure height Age | - | - | Control buildings, cables, cable tray | - | - | - | - | 10529 |  | M | linear height | NA | NA | NA | 667.8275 | Option 2 | 786.1709 | 17.72% | 2056.9086 | 1617.7055 | 142.2% | 105.8% | 1617.7055 | 142.2% | Indexed | NA | VOA_GPN_GOV_UK\7246041 | 2019-08-30 | Low | - | Medium | Risk taken from previous CG | - | - | NA | Supplier/Manufacturer | NA | (BEAMS Note 2) The ERC for this item should be added to all other rateable items on the hereditament (except land). Therefore the total of the ERC of the other Building Items and the P&M ERC (where applicable) to enable the correct contract size adjustment to be made. ERC of Building Component + ERC of P&M = Total ERC to which contract size adjustment should be applied. The appropriate % adjustment should be made in accordance with the scale for contract size adjustment specified under section 6 of the RCG 2021 Guidance notes. The currency ERC rates are set at £4m (Four Million Pounds) @ 1st April 2019 (AVD) for the RCG 2021 Publication. | - | - | 2 | TRUE
4382 | 860A62 | 5167 | 860A62 | Masts | Stayed triangular lattice | Tubular steel frame | 90m | Guy wires to fixed anchor blocks | Lattice mast, triangular on plan, comprising 3 legs of galvanised tubular steel, cross braced with welded metal bars and mounted on a steel base pin encased in concrete pedestal 2m high. All on mass concrete foundation. Mast supported by four sets of triple guys of steel wire, each set fixed to a concrete anchor block. Complete with lightening conductor, cable tray inside structure and galvanised paint finish. | Considered Not Applicable at time of Publication | (BEAMS Note 2) The ERC for this item should be added to all other rateable items on the hereditament (except land). Therefore the total of the ERC of the other Building Items and the P&M ERC (where applicable) to enable the correct contract size adjustment to be made. ERC of Building Component + ERC of P&M = Total ERC to which contract size adjustment should be applied. The appropriate % adjustment should be made in accordance with the scale for contract size adjustment specified under section 6 of the RCG 2023 Guidance notes. The currency ERC rates are set at £4m (Four Million Pounds) @ 1st April 2021 (AVD) for the RCG 2023 Publication. | - | Measure height Age | - | - | Control buildings, cables, cable tray | - | - | - | - | 10529 |  | M | linear height | NA | NA | NA | 830.5034 | Option 2 | 977.6741 | 17.72% | 3232.0844 | 2541.9509 | 206.1% | 160% | 2541.9509 | 206.1% | Indexed | NA | VOA_GPN_GOV_UK\7246041 | 2019-08-30 | Low | - | Medium | Risk taken from previous CG | - | - | NA | Supplier/Manufacturer | NA | (BEAMS Note 2) The ERC for this item should be added to all other rateable items on the hereditament (except land). Therefore the total of the ERC of the other Building Items and the P&M ERC (where applicable) to enable the correct contract size adjustment to be made. ERC of Building Component + ERC of P&M = Total ERC to which contract size adjustment should be applied. The appropriate % adjustment should be made in accordance with the scale for contract size adjustment specified under section 6 of the RCG 2021 Guidance notes. The currency ERC rates are set at £4m (Four Million Pounds) @ 1st April 2019 (AVD) for the RCG 2021 Publication. | - | - | 2 | TRUE
4383 | 860A63 | 8666 | 860A63 | Masts | Stayed triangular lattice | Tubular steel frame | 135m | Guy wires to fixed anchor blocks | Lattice mast, triangular on plan, comprising 3 legs of galvanised tubular steel, cross braced with welded metal bars and mounted on a steel base pin encased in concrete pedestal 2m high. All on mass concrete foundation. Mast supported by four sets of triple guys of steel wire, each set fixed to a concrete anchor block. Complete with lightening conductor, cable tray inside structure and galvanised paint finish. | Considered Not Applicable at time of Publication | (BEAMS Note 2) The ERC for this item should be added to all other rateable items on the hereditament (except land). Therefore the total of the ERC of the other Building Items and the P&M ERC (where applicable) to enable the correct contract size adjustment to be made. ERC of Building Component + ERC of P&M = Total ERC to which contract size adjustment should be applied. The appropriate % adjustment should be made in accordance with the scale for contract size adjustment specified under section 6 of the RCG 2023 Guidance notes. The currency ERC rates are set at £4m (Four Million Pounds) @ 1st April 2021 (AVD) for the RCG 2023 Publication. | - | Measure height Age | - | - | Control buildings, cables, cable tray | - | - | - | - | 10529 |  | M | linear height | NA | NA | NA | 984.6175 | Option 2 | 1159.0981 | 17.72% | 4407.2602 | 3466.1963 | 252% | 199% | 3466.1963 | 252% | Indexed | NA | VOA_GPN_GOV_UK\7246041 | 2019-08-30 | Low | - | Medium | Risk taken from previous CG | - | - | NA | Supplier/Manufacturer | NA | (BEAMS Note 2) The ERC for this item should be added to all other rateable items on the hereditament (except land). Therefore the total of the ERC of the other Building Items and the P&M ERC (where applicable) to enable the correct contract size adjustment to be made. ERC of Building Component + ERC of P&M = Total ERC to which contract size adjustment should be applied. The appropriate % adjustment should be made in accordance with the scale for contract size adjustment specified under section 6 of the RCG 2021 Guidance notes. The currency ERC rates are set at £4m (Four Million Pounds) @ 1st April 2019 (AVD) for the RCG 2021 Publication. | - | - | 2 | TRUE
4384 | 860A64 | 8413 | 860A64 | Masts | Stayed triangular lattice | Tubular steel frame | 180m | Guy wires to fixed anchor blocks | Lattice mast, triangular on plan, comprising 3 legs of galvanised tubular steel, cross braced with welded metal bars and mounted on a steel base pin encased in concrete pedestal 2m high. All on mass concrete foundation. Mast supported by four sets of triple guys of steel wire, each set fixed to a concrete anchor block. Complete with lightening conductor, cable tray inside structure and galvanised paint finish. | Considered Not Applicable at time of Publication | (BEAMS Note 2) The ERC for this item should be added to all other rateable items on the hereditament (except land). Therefore the total of the ERC of the other Building Items and the P&M ERC (where applicable) to enable the correct contract size adjustment to be made. ERC of Building Component + ERC of P&M = Total ERC to which contract size adjustment should be applied. The appropriate % adjustment should be made in accordance with the scale for contract size adjustment specified under section 6 of the RCG 2023 Guidance notes. The currency ERC rates are set at £4m (Four Million Pounds) @ 1st April 2021 (AVD) for the RCG 2023 Publication. | - | Measure height Age | - | - | Control buildings, cables, cable tray | - | - | - | - | 10529 |  | M | linear height | NA | NA | NA | 1703.8163 | Option 2 | 2005.7438 | 17.72% | 5582.436 | 4390.4417 | 157.7% | 118.9% | 4390.4417 | 157.7% | Indexed | NA | VOA_GPN_GOV_UK\7246041 | 2019-08-30 | Low | - | Medium | Risk taken from previous CG | - | - | NA | Supplier/Manufacturer | NA | (BEAMS Note 2) The ERC for this item should be added to all other rateable items on the hereditament (except land). Therefore the total of the ERC of the other Building Items and the P&M ERC (where applicable) to enable the correct contract size adjustment to be made. ERC of Building Component + ERC of P&M = Total ERC to which contract size adjustment should be applied. The appropriate % adjustment should be made in accordance with the scale for contract size adjustment specified under section 6 of the RCG 2021 Guidance notes. The currency ERC rates are set at £4m (Four Million Pounds) @ 1st April 2019 (AVD) for the RCG 2021 Publication. | - | - | 2 | TRUE
4385 | 860A65 | 5567 | 860A65 | Masts | Stayed triangular lattice | Tubular steel frame | 225m | Guy wires to fixed anchor blocks | Lattice mast, triangular on plan, comprising 3 legs of galvanised tubular steel, cross braced with welded metal bars and mounted on a steel base pin encased in concrete pedestal 2m high. All on mass concrete foundation. Mast supported by four sets of triple guys of steel wire, each set fixed to a concrete anchor block. Complete with lightening conductor, cable tray inside structure and galvanised paint finish. | Considered Not Applicable at time of Publication | (BEAMS Note 2) The ERC for this item should be added to all other rateable items on the hereditament (except land). Therefore the total of the ERC of the other Building Items and the P&M ERC (where applicable) to enable the correct contract size adjustment to be made. ERC of Building Component + ERC of P&M = Total ERC to which contract size adjustment should be applied. The appropriate % adjustment should be made in accordance with the scale for contract size adjustment specified under section 6 of the RCG 2023 Guidance notes. The currency ERC rates are set at £4m (Four Million Pounds) @ 1st April 2021 (AVD) for the RCG 2023 Publication. | - | Measure height Age | - | - | Control buildings, cables, cable tray | - | - | - | - | 10529 |  | M | linear height | NA | NA | NA | 2234.6536 | Option 2 | 2630.6488 | 17.72% | 6756.2078 | 5313.5829 | 137.8% | 102% | 5313.5829 | 137.8% | Indexed | NA | VOA_GPN_GOV_UK\7246041 | 2019-08-30 | Low | - | Medium | Risk taken from previous CG | - | - | NA | Supplier/Manufacturer | NA | (BEAMS Note 2) The ERC for this item should be added to all other rateable items on the hereditament (except land). Therefore the total of the ERC of the other Building Items and the P&M ERC (where applicable) to enable the correct contract size adjustment to be made. ERC of Building Component + ERC of P&M = Total ERC to which contract size adjustment should be applied. The appropriate % adjustment should be made in accordance with the scale for contract size adjustment specified under section 6 of the RCG 2021 Guidance notes. The currency ERC rates are set at £4m (Four Million Pounds) @ 1st April 2019 (AVD) for the RCG 2021 Publication. | - | - | 2 | TRUE
4386 | 860A66 | 8419 | 860A66 | Masts | Stayed triangular lattice | Tubular steel frame | 270m | Guy wires to fixed anchor blocks | Lattice mast, triangular on plan, comprising 3 legs of galvanised tubular steel, cross braced with welded metal bars and mounted on a steel base pin encased in concrete pedestal 2m high. All on mass concrete foundation. Mast supported by four sets of triple guys of steel wire, each set fixed to a concrete anchor block. Complete with lightening conductor, cable tray inside structure and galvanised paint finish. | Considered Not Applicable at time of Publication | (BEAMS Note 2) The ERC for this item should be added to all other rateable items on the hereditament (except land). Therefore the total of the ERC of the other Building Items and the P&M ERC (where applicable) to enable the correct contract size adjustment to be made. ERC of Building Component + ERC of P&M = Total ERC to which contract size adjustment should be applied. The appropriate % adjustment should be made in accordance with the scale for contract size adjustment specified under section 6 of the RCG 2023 Guidance notes. The currency ERC rates are set at £4m (Four Million Pounds) @ 1st April 2021 (AVD) for the RCG 2023 Publication. | - | Measure height Age | - | - | Control buildings, cables, cable tray | - | - | - | - | 10529 |  | M | linear height | NA | NA | NA | 2765.4908 | Option 2 | 3255.5539 | 17.72% | 7931.3836 | 6237.8283 | 125.6% | 91.61% | 6237.8283 | 125.6% | Indexed | NA | VOA_GPN_GOV_UK\7246041 | 2019-08-30 | Low | - | Medium | Risk taken from previous CG | - | - | NA | Supplier/Manufacturer | NA | (BEAMS Note 2) The ERC for this item should be added to all other rateable items on the hereditament (except land). Therefore the total of the ERC of the other Building Items and the P&M ERC (where applicable) to enable the correct contract size adjustment to be made. ERC of Building Component + ERC of P&M = Total ERC to which contract size adjustment should be applied. The appropriate % adjustment should be made in accordance with the scale for contract size adjustment specified under section 6 of the RCG 2021 Guidance notes. The currency ERC rates are set at £4m (Four Million Pounds) @ 1st April 2019 (AVD) for the RCG 2021 Publication. | - | - | 2 | TRUE
4387 | 860A67 | 3874 | 860A67 | Masts | Stayed triangular lattice | Tubular steel frame | 315m | Guy wires to fixed anchor blocks | Lattice mast, triangular on plan, comprising 3 legs of galvanised tubular steel, cross braced with welded metal bars and mounted on a steel base pin encased in concrete pedestal 2m high. All on mass concrete foundation. Mast supported by four sets of triple guys of steel wire, each set fixed to a concrete anchor block. Complete with lightening conductor, cable tray inside structure and galvanised paint finish. | Considered Not Applicable at time of Publication | (BEAMS Note 2) The ERC for this item should be added to all other rateable items on the hereditament (except land). Therefore the total of the ERC of the other Building Items and the P&M ERC (where applicable) to enable the correct contract size adjustment to be made. ERC of Building Component + ERC of P&M = Total ERC to which contract size adjustment should be applied. The appropriate % adjustment should be made in accordance with the scale for contract size adjustment specified under section 6 of the RCG 2023 Guidance notes. The currency ERC rates are set at £4m (Four Million Pounds) @ 1st April 2021 (AVD) for the RCG 2023 Publication. | - | Measure height Age | - | - | Control buildings, cables, cable tray | - | - | - | - | 10529 |  | M | linear height | NA | NA | NA | 3296.3281 | Option 2 | 3880.459 | 17.72% | 9106.5594 | 7162.0737 | 117.3% | 84.57% | 7162.0737 | 117.3% | Indexed | NA | VOA_GPN_GOV_UK\7246041 | 2019-08-30 | Low | - | Medium | Risk taken from previous CG | - | - | NA | Supplier/Manufacturer | NA | (BEAMS Note 2) The ERC for this item should be added to all other rateable items on the hereditament (except land). Therefore the total of the ERC of the other Building Items and the P&M ERC (where applicable) to enable the correct contract size adjustment to be made. ERC of Building Component + ERC of P&M = Total ERC to which contract size adjustment should be applied. The appropriate % adjustment should be made in accordance with the scale for contract size adjustment specified under section 6 of the RCG 2021 Guidance notes. The currency ERC rates are set at £4m (Four Million Pounds) @ 1st April 2019 (AVD) for the RCG 2021 Publication. | - | - | 2 | TRUE
4388 | 860AU1 | 3862 | 860AU1 | Masts | Street furniture poles | Metal column | 10m | Base diam 0.25m - 0.30m | Base diameter usually between 0.25 and 0.30m, straight-line profile. Slightly more substantial than lamppost type, no ladder. No Headframe but can have straight or bulbous tubes containing aerials. Generally 10.0m to 25.0m but can go to 30m. Commonly identified as Dynamic Concept Types DC390, DC392. Also includes Ultra Slim poles and Urban mono poles (DC430). | Location Adjustment Applicable (See Guidance Notes) - ERC = UK mean of 1.00 | (BEAMS Note 2) The ERC for this item should be added to all other rateable items on the hereditament (except land). Therefore the total of the ERC of the other Building Items and the P&M ERC (where applicable) to enable the correct contract size adjustment to be made. ERC of Building Component + ERC of P&M = Total ERC to which contract size adjustment should be applied. The appropriate % adjustment should be made in accordance with the scale for contract size adjustment specified under section 6 of the RCG 2023 Guidance notes. The currency ERC rates are set at £4m (Four Million Pounds) @ 1st April 2021 (AVD) for the RCG 2023 Publication. | Includes foundation cost | Measure height and base diameter Age | - | - | Cabinets, cable ducts, cables, electrical connections | - | - | - | - | 10431 |  | M | linear height | NA | NA | NA | 488.0278 | Option 2 | 574.5095 | 17.72% | 800.2989 | 629.4144 | 28.97% | 9.557% | 629.4144 | 28.97% | Indexed | NA | VOA_GPN_GOV_UK\7246041 | 2019-08-30 | Low | - | Medium | Risk taken from previous CG | - | - | NA | Supplier/Manufacturer | NA | (BEAMS Note 2) The ERC for this item should be added to all other rateable items on the hereditament (except land). Therefore the total of the ERC of the other Building Items and the P&M ERC (where applicable) to enable the correct contract size adjustment to be made. ERC of Building Component + ERC of P&M = Total ERC to which contract size adjustment should be applied. The appropriate % adjustment should be made in accordance with the scale for contract size adjustment specified under section 6 of the RCG 2021 Guidance notes. The currency ERC rates are set at £4m (Four Million Pounds) @ 1st April 2019 (AVD) for the RCG 2021 Publication. | - | - | 2 | TRUE
4389 | 860AU2 | 3863 | 860AU2 | Masts | Street furniture poles | Metal column | 12m | Base diam 0.25m - 0.30m | Base diameter usually between 0.25 and 0.30m, straight-line profile. Slightly more substantial than lamppost type, no ladder. No Headframe but can have straight or bulbous tubes containing aerials. Generally 10.0m to 25.0m but can go to 30m. Commonly identified as Dynamic Concept Types DC390, DC392. Also includes Ultra Slim poles and Urban mono poles (DC430). | Location Adjustment Applicable (See Guidance Notes) - ERC = UK mean of 1.00 | (BEAMS Note 2) The ERC for this item should be added to all other rateable items on the hereditament (except land). Therefore the total of the ERC of the other Building Items and the P&M ERC (where applicable) to enable the correct contract size adjustment to be made. ERC of Building Component + ERC of P&M = Total ERC to which contract size adjustment should be applied. The appropriate % adjustment should be made in accordance with the scale for contract size adjustment specified under section 6 of the RCG 2023 Guidance notes. The currency ERC rates are set at £4m (Four Million Pounds) @ 1st April 2021 (AVD) for the RCG 2023 Publication. | Includes foundation cost | Measure height and base diameter Age | - | - | Cabinets, cable ducts, cables, electrical connections | - | - | - | - | 10431 |  | M | linear height | NA | NA | NA | 445.2183 | Option 2 | 524.1139 | 17.72% | 730.0973 | 574.2026 | 28.97% | 9.557% | 574.2026 | 28.97% | Indexed | NA | VOA_GPN_GOV_UK\7246041 | 2019-08-30 | Low | - | Medium | Risk taken from previous CG | - | - | NA | Supplier/Manufacturer | NA | (BEAMS Note 2) The ERC for this item should be added to all other rateable items on the hereditament (except land). Therefore the total of the ERC of the other Building Items and the P&M ERC (where applicable) to enable the correct contract size adjustment to be made. ERC of Building Component + ERC of P&M = Total ERC to which contract size adjustment should be applied. The appropriate % adjustment should be made in accordance with the scale for contract size adjustment specified under section 6 of the RCG 2021 Guidance notes. The currency ERC rates are set at £4m (Four Million Pounds) @ 1st April 2019 (AVD) for the RCG 2021 Publication. | - | - | 2 | TRUE
4390 | 860AU3 | 3864 | 860AU3 | Masts | Street furniture poles | Metal column | 15m | Base diam 0.25m - 0.30m | Base diameter usually between 0.25 and 0.30m, straight-line profile. Slightly more substantial than lamppost type, no ladder. No Headframe but can have straight or bulbous tubes containing aerials. Generally 10.0m to 25.0m but can go to 30m. Commonly identified as Dynamic Concept Types DC390, DC392. Also includes Ultra Slim poles and Urban mono poles (DC430). | Location Adjustment Applicable (See Guidance Notes) - ERC = UK mean of 1.00 | (BEAMS Note 2) The ERC for this item should be added to all other rateable items on the hereditament (except land). Therefore the total of the ERC of the other Building Items and the P&M ERC (where applicable) to enable the correct contract size adjustment to be made. ERC of Building Component + ERC of P&M = Total ERC to which contract size adjustment should be applied. The appropriate % adjustment should be made in accordance with the scale for contract size adjustment specified under section 6 of the RCG 2023 Guidance notes. The currency ERC rates are set at £4m (Four Million Pounds) @ 1st April 2021 (AVD) for the RCG 2023 Publication. | Includes foundation cost | Measure height and base diameter Age | - | - | Cabinets, cable ducts, cables, electrical connections | - | - | - | - | 10431 |  | M | linear height | NA | NA | NA | 445.2183 | Option 2 | 524.1139 | 17.72% | 730.0973 | 574.2026 | 28.97% | 9.557% | 574.2026 | 28.97% | Indexed | NA | VOA_GPN_GOV_UK\7246041 | 2019-08-30 | Low | - | Medium | Risk taken from previous CG | - | - | NA | Supplier/Manufacturer | NA | (BEAMS Note 2) The ERC for this item should be added to all other rateable items on the hereditament (except land). Therefore the total of the ERC of the other Building Items and the P&M ERC (where applicable) to enable the correct contract size adjustment to be made. ERC of Building Component + ERC of P&M = Total ERC to which contract size adjustment should be applied. The appropriate % adjustment should be made in accordance with the scale for contract size adjustment specified under section 6 of the RCG 2021 Guidance notes. The currency ERC rates are set at £4m (Four Million Pounds) @ 1st April 2019 (AVD) for the RCG 2021 Publication. | - | - | 2 | TRUE
4391 | 860AU4 | 3865 | 860AU4 | Masts | Street furniture poles | Metal column | 20m | Base diam 0.25m - 0.30m | Base diameter usually between 0.25 and 0.30m, straight-line profile. Slightly more substantial than lamppost type, no ladder. No Headframe but can have straight or bulbous tubes containing aerials. Generally 10.0m to 25.0m but can go to 30m. Commonly identified as Dynamic Concept Types DC390, DC392. Also includes Ultra Slim poles and Urban mono poles (DC430). | Location Adjustment Applicable (See Guidance Notes) - ERC = UK mean of 1.00 | (BEAMS Note 2) The ERC for this item should be added to all other rateable items on the hereditament (except land). Therefore the total of the ERC of the other Building Items and the P&M ERC (where applicable) to enable the correct contract size adjustment to be made. ERC of Building Component + ERC of P&M = Total ERC to which contract size adjustment should be applied. The appropriate % adjustment should be made in accordance with the scale for contract size adjustment specified under section 6 of the RCG 2023 Guidance notes. The currency ERC rates are set at £4m (Four Million Pounds) @ 1st April 2021 (AVD) for the RCG 2023 Publication. | Includes foundation cost | Measure height and base diameter Age | - | - | Cabinets, cable ducts, cables, electrical connections | - | - | - | - | 10431 |  | M | linear height | NA | NA | NA | 402.4089 | Option 2 | 473.7184 | 17.72% | 659.8956 | 518.9908 | 28.97% | 9.557% | 518.9908 | 28.97% | Indexed | NA | VOA_GPN_GOV_UK\7246041 | 2019-08-30 | Low | - | Medium | Risk taken from previous CG | - | - | NA | Supplier/Manufacturer | NA | (BEAMS Note 2) The ERC for this item should be added to all other rateable items on the hereditament (except land). Therefore the total of the ERC of the other Building Items and the P&M ERC (where applicable) to enable the correct contract size adjustment to be made. ERC of Building Component + ERC of P&M = Total ERC to which contract size adjustment should be applied. The appropriate % adjustment should be made in accordance with the scale for contract size adjustment specified under section 6 of the RCG 2021 Guidance notes. The currency ERC rates are set at £4m (Four Million Pounds) @ 1st April 2019 (AVD) for the RCG 2021 Publication. | - | - | 2 | TRUE
4392 | 860AU5 | 3866 | 860AU5 | Masts | Street furniture poles | Metal column | 25m | Base diam 0.25m - 0.30m | Base diameter usually between 0.25 and 0.30m, straight-line profile. Slightly more substantial than lamppost type, no ladder. No Headframe but can have straight or bulbous tubes containing aerials. Generally 10.0m to 25.0m but can go to 30m. Commonly identified as Dynamic Concept Types DC390, DC392. Also includes Ultra Slim poles and Urban mono poles (DC430). | Location Adjustment Applicable (See Guidance Notes) - ERC = UK mean of 1.00 | (BEAMS Note 2) The ERC for this item should be added to all other rateable items on the hereditament (except land). Therefore the total of the ERC of the other Building Items and the P&M ERC (where applicable) to enable the correct contract size adjustment to be made. ERC of Building Component + ERC of P&M = Total ERC to which contract size adjustment should be applied. The appropriate % adjustment should be made in accordance with the scale for contract size adjustment specified under section 6 of the RCG 2023 Guidance notes. The currency ERC rates are set at £4m (Four Million Pounds) @ 1st April 2021 (AVD) for the RCG 2023 Publication. | Includes foundation cost | Measure height and base diameter Age | - | - | Cabinets, cable ducts, cables, electrical connections | - | - | - | - | 10431 |  | M | linear height | NA | NA | NA | 368.1613 | Option 2 | 433.4019 | 17.72% | 603.7343 | 474.8214 | 28.97% | 9.557% | 474.8214 | 28.97% | Indexed | NA | VOA_GPN_GOV_UK\7246041 | 2019-08-30 | Low | - | Medium | Risk taken from previous CG | - | - | NA | Supplier/Manufacturer | NA | (BEAMS Note 2) The ERC for this item should be added to all other rateable items on the hereditament (except land). Therefore the total of the ERC of the other Building Items and the P&M ERC (where applicable) to enable the correct contract size adjustment to be made. ERC of Building Component + ERC of P&M = Total ERC to which contract size adjustment should be applied. The appropriate % adjustment should be made in accordance with the scale for contract size adjustment specified under section 6 of the RCG 2021 Guidance notes. The currency ERC rates are set at £4m (Four Million Pounds) @ 1st April 2019 (AVD) for the RCG 2021 Publication. | - | - | 2 | TRUE
4393 | 860A10 | 8704 | 860A10 | Masts | Traffic master pole | With 2 small cabinets | Includes electrical connections | - | Very light duty poles supporting one or two infra red traffic monitoring cameras and associated aerials located at sides of main trunk roads. Usually less than 6m height. Always painted dark blue. | Location Adjustment Applicable (See Guidance Notes) - ERC = UK mean of 1.00 | (BEAMS Note 2) The ERC for this item should be added to all other rateable items on the hereditament (except land). Therefore the total of the ERC of the other Building Items and the P&M ERC (where applicable) to enable the correct contract size adjustment to be made. ERC of Building Component + ERC of P&M = Total ERC to which contract size adjustment should be applied. The appropriate % adjustment should be made in accordance with the scale for contract size adjustment specified under section 6 of the RCG 2023 Guidance notes. The currency ERC rates are set at £4m (Four Million Pounds) @ 1st April 2021 (AVD) for the RCG 2023 Publication. | Inc 2 cabinets, foundations, electricity and cabling. | Record height and estimate age. | - | - | - | - | - | - | - | 10542 |  | Each | - | NA | NA | NA | 0 | Option 2 | 0 | 0% | 1347.8719 | 1060.0664 | 0% | 0% | 1060.0664 | 0% | Indexed | NA | VOA_GPN_GOV_UK\7246041 | 2019-08-30 | Low | - | Medium | Risk taken from previous CG | - | - | NA | Supplier/Manufacturer | NA | (BEAMS Note 2) The ERC for this item should be added to all other rateable items on the hereditament (except land). Therefore the total of the ERC of the other Building Items and the P&M ERC (where applicable) to enable the correct contract size adjustment to be made. ERC of Building Component + ERC of P&M = Total ERC to which contract size adjustment should be applied. The appropriate % adjustment should be made in accordance with the scale for contract size adjustment specified under section 6 of the RCG 2021 Guidance notes. The currency ERC rates are set at £4m (Four Million Pounds) @ 1st April 2019 (AVD) for the RCG 2021 Publication. | - | - | 2 | TRUE
4394 | 860A70 | 3841 | 860A70 | Masts - radiator | Light duty guyed | Angle steel frame | 30m | Guy wires to fixed anchor blocks | Typically used by Arqiva (NTL) and NGW (Crown Castle) for radio transmissions. These are generally a light tripod section live mast, sections about 0.20m. NOT TO be confused with the heavy duty guyed mast (STLM) which may have section in excess of 2m length and of very substantial construction. Guyed mast radiators tend to be unmanned sites. | Location Adjustment Applicable (See Guidance Notes) - ERC = UK mean of 1.00 | (BEAMS Note 2) The ERC for this item should be added to all other rateable items on the hereditament (except land). Therefore the total of the ERC of the other Building Items and the P&M ERC (where applicable) to enable the correct contract size adjustment to be made. ERC of Building Component + ERC of P&M = Total ERC to which contract size adjustment should be applied. The appropriate % adjustment should be made in accordance with the scale for contract size adjustment specified under section 6 of the RCG 2023 Guidance notes. The currency ERC rates are set at £4m (Four Million Pounds) @ 1st April 2021 (AVD) for the RCG 2023 Publication. | ADOPT 70% of the cost of a similar sized Stayed Triangular Lattice Mast | Record height, number of guy wires and sizes of foundation blocks. Lightning conductors . | - | - | Cables and ducts, cabins, standby electrical equipment. | - | - | Photo 1 - Guyed radiator mast. | - | 10530 |  | M | linear height | NA | NA | NA | 408.4022 | Option 2 | 480.7738 | 17.72% | 2605.6858 | 2049.3045 | 401.8% | 326.3% | 2049.3045 | 401.8% | Indexed | NA | VOA_GPN_GOV_UK\7246041 | 2019-08-30 | Low | - | Medium | Risk taken from previous CG | - | - | NA | Supplier/Manufacturer | NA | (BEAMS Note 2) The ERC for this item should be added to all other rateable items on the hereditament (except land). Therefore the total of the ERC of the other Building Items and the P&M ERC (where applicable) to enable the correct contract size adjustment to be made. ERC of Building Component + ERC of P&M = Total ERC to which contract size adjustment should be applied. The appropriate % adjustment should be made in accordance with the scale for contract size adjustment specified under section 6 of the RCG 2021 Guidance notes. The currency ERC rates are set at £4m (Four Million Pounds) @ 1st April 2019 (AVD) for the RCG 2021 Publication. | Photo 1 - Guyed radiator mast. | - | 2 | TRUE
4395 | 860A71 | 3842 | 860A71 | Masts - radiator | Light duty guyed | Angle steel frame | 45m | Guy wires to fixed anchor blocks | Typically used by Arqiva (NTL) and NGW (Crown Castle) for radio transmissions. These are generally a light tripod section live mast, sections about 0.20m. NOT TO be confused with the heavy duty guyed mast (STLM) which may have section in excess of 2m length and of very substantial construction. Guyed mast radiators tend to be unmanned sites. | Location Adjustment Applicable (See Guidance Notes) - ERC = UK mean of 1.00 | (BEAMS Note 2) The ERC for this item should be added to all other rateable items on the hereditament (except land). Therefore the total of the ERC of the other Building Items and the P&M ERC (where applicable) to enable the correct contract size adjustment to be made. ERC of Building Component + ERC of P&M = Total ERC to which contract size adjustment should be applied. The appropriate % adjustment should be made in accordance with the scale for contract size adjustment specified under section 6 of the RCG 2023 Guidance notes. The currency ERC rates are set at £4m (Four Million Pounds) @ 1st April 2021 (AVD) for the RCG 2023 Publication. | ADOPT 70% of the cost of a similar sized Stayed Triangular Lattice Mast | Record height, number of guy wires and sizes of foundation blocks. Lightning conductors . | - | - | Cables and ducts, cabins, standby electrical equipment. | - | - | Photo 1 - Guyed radiator mast. | - | 10530 |  | M | linear height | NA | NA | NA | 446.0745 | Option 2 | 525.1219 | 17.72% | 2846.0425 | 2238.3389 | 401.8% | 326.3% | 2238.3389 | 401.8% | Indexed | NA | VOA_GPN_GOV_UK\7246041 | 2019-08-30 | Low | - | Medium | Risk taken from previous CG | - | - | NA | Supplier/Manufacturer | NA | (BEAMS Note 2) The ERC for this item should be added to all other rateable items on the hereditament (except land). Therefore the total of the ERC of the other Building Items and the P&M ERC (where applicable) to enable the correct contract size adjustment to be made. ERC of Building Component + ERC of P&M = Total ERC to which contract size adjustment should be applied. The appropriate % adjustment should be made in accordance with the scale for contract size adjustment specified under section 6 of the RCG 2021 Guidance notes. The currency ERC rates are set at £4m (Four Million Pounds) @ 1st April 2019 (AVD) for the RCG 2021 Publication. | Photo 1 - Guyed radiator mast. | - | 2 | TRUE
4396 | 860A72 | 3843 | 860A72 | Masts - radiator | Light duty guyed | Angle steel frame | 90m | Guy wires to fixed anchor blocks | Typically used by Arqiva (NTL) and NGW (Crown Castle) for radio transmissions. These are generally a light tripod section live mast, sections about 0.20m. NOT TO be confused with the heavy duty guyed mast (STLM) which may have section in excess of 2m length and of very substantial construction. Guyed mast radiators tend to be unmanned sites. | Location Adjustment Applicable (See Guidance Notes) - ERC = UK mean of 1.00 | (BEAMS Note 2) The ERC for this item should be added to all other rateable items on the hereditament (except land). Therefore the total of the ERC of the other Building Items and the P&M ERC (where applicable) to enable the correct contract size adjustment to be made. ERC of Building Component + ERC of P&M = Total ERC to which contract size adjustment should be applied. The appropriate % adjustment should be made in accordance with the scale for contract size adjustment specified under section 6 of the RCG 2023 Guidance notes. The currency ERC rates are set at £4m (Four Million Pounds) @ 1st April 2021 (AVD) for the RCG 2023 Publication. | ADOPT 70% of the cost of a similar sized Stayed Triangular Lattice Mast | Record height, number of guy wires and sizes of foundation blocks. Lightning conductors . | - | - | Cables and ducts, cabins, standby electrical equipment. | - | - | Photo 1 - Guyed radiator mast. | - | 10530 |  | M | linear height | NA | NA | NA | 551.3858 | Option 2 | 649.095 | 17.72% | 3517.9489 | 2766.7759 | 401.8% | 326.3% | 2766.7759 | 401.8% | Indexed | NA | VOA_GPN_GOV_UK\7246041 | 2019-08-30 | Low | - | Medium | Risk taken from previous CG | - | - | NA | Supplier/Manufacturer | NA | (BEAMS Note 2) The ERC for this item should be added to all other rateable items on the hereditament (except land). Therefore the total of the ERC of the other Building Items and the P&M ERC (where applicable) to enable the correct contract size adjustment to be made. ERC of Building Component + ERC of P&M = Total ERC to which contract size adjustment should be applied. The appropriate % adjustment should be made in accordance with the scale for contract size adjustment specified under section 6 of the RCG 2021 Guidance notes. The currency ERC rates are set at £4m (Four Million Pounds) @ 1st April 2019 (AVD) for the RCG 2021 Publication. | Photo 1 - Guyed radiator mast. | - | 2 | TRUE
4397 | 860A73 | 3844 | 860A73 | Masts - radiator | Light duty guyed | Angle steel frame | 135m | Guy wires to fixed anchor blocks | Typically used by Arqiva (NTL) and NGW (Crown Castle) for radio transmissions. These are generally a light tripod section live mast, sections about 0.20m. NOT TO be confused with the heavy duty guyed mast (STLM) which may have section in excess of 2m length and of very substantial construction. Guyed mast radiators tend to be unmanned sites. | Location Adjustment Applicable (See Guidance Notes) - ERC = UK mean of 1.00 | (BEAMS Note 2) The ERC for this item should be added to all other rateable items on the hereditament (except land). Therefore the total of the ERC of the other Building Items and the P&M ERC (where applicable) to enable the correct contract size adjustment to be made. ERC of Building Component + ERC of P&M = Total ERC to which contract size adjustment should be applied. The appropriate % adjustment should be made in accordance with the scale for contract size adjustment specified under section 6 of the RCG 2023 Guidance notes. The currency ERC rates are set at £4m (Four Million Pounds) @ 1st April 2021 (AVD) for the RCG 2023 Publication. | ADOPT 70% of the cost of a similar sized Stayed Triangular Lattice Mast | Record height, number of guy wires and sizes of foundation blocks. Lightning conductors . | - | - | Cables and ducts, cabins, standby electrical equipment. | - | - | Photo 1 - Guyed radiator mast. | - | 10530 |  | M | linear height | NA | NA | NA | 824.5101 | Option 2 | 970.6187 | 17.72% | 5260.5354 | 4137.2752 | 401.8% | 326.3% | 4137.2752 | 401.8% | Indexed | NA | VOA_GPN_GOV_UK\7246041 | 2019-08-30 | Low | - | Medium | Risk taken from previous CG | - | - | NA | Supplier/Manufacturer | NA | (BEAMS Note 2) The ERC for this item should be added to all other rateable items on the hereditament (except land). Therefore the total of the ERC of the other Building Items and the P&M ERC (where applicable) to enable the correct contract size adjustment to be made. ERC of Building Component + ERC of P&M = Total ERC to which contract size adjustment should be applied. The appropriate % adjustment should be made in accordance with the scale for contract size adjustment specified under section 6 of the RCG 2021 Guidance notes. The currency ERC rates are set at £4m (Four Million Pounds) @ 1st April 2019 (AVD) for the RCG 2021 Publication. | Photo 1 - Guyed radiator mast. | - | 2 | TRUE
4398 | 860A74 | 3845 | 860A74 | Masts - radiator | Light duty guyed | Angle steel frame | 180m | Guy wires to fixed anchor blocks | Typically used by Arqiva (NTL) and NGW (Crown Castle) for radio transmissions. These are generally a light tripod section live mast, sections about 0.20m. NOT TO be confused with the heavy duty guyed mast (STLM) which may have section in excess of 2m length and of very substantial construction. Guyed mast radiators tend to be unmanned sites. | Location Adjustment Applicable (See Guidance Notes) - ERC = UK mean of 1.00 | (BEAMS Note 2) The ERC for this item should be added to all other rateable items on the hereditament (except land). Therefore the total of the ERC of the other Building Items and the P&M ERC (where applicable) to enable the correct contract size adjustment to be made. ERC of Building Component + ERC of P&M = Total ERC to which contract size adjustment should be applied. The appropriate % adjustment should be made in accordance with the scale for contract size adjustment specified under section 6 of the RCG 2023 Guidance notes. The currency ERC rates are set at £4m (Four Million Pounds) @ 1st April 2021 (AVD) for the RCG 2023 Publication. | ADOPT 70% of the cost of a similar sized Stayed Triangular Lattice Mast | Record height, number of guy wires and sizes of foundation blocks. Lightning conductors . | - | - | Cables and ducts, cabins, standby electrical equipment. | - | - | Photo 1 - Guyed radiator mast. | - | 10530 |  | M | linear height | NA | NA | NA | 1134.4506 | Option 2 | 1335.4827 | 17.72% | 7238.016 | 5692.5126 | 401.8% | 326.3% | 5692.5126 | 401.8% | Indexed | NA | VOA_GPN_GOV_UK\7246041 | 2019-08-30 | Low | - | Medium | Risk taken from previous CG | - | - | NA | Supplier/Manufacturer | NA | (BEAMS Note 2) The ERC for this item should be added to all other rateable items on the hereditament (except land). Therefore the total of the ERC of the other Building Items and the P&M ERC (where applicable) to enable the correct contract size adjustment to be made. ERC of Building Component + ERC of P&M = Total ERC to which contract size adjustment should be applied. The appropriate % adjustment should be made in accordance with the scale for contract size adjustment specified under section 6 of the RCG 2021 Guidance notes. The currency ERC rates are set at £4m (Four Million Pounds) @ 1st April 2019 (AVD) for the RCG 2021 Publication. | Photo 1 - Guyed radiator mast. | - | 2 | TRUE
4399 | 860A75 | 3846 | 860A75 | Masts - radiator | Light duty guyed | Angle steel frame | 225m | Guy wires to fixed anchor blocks | Typically used by Arqiva (NTL) and NGW (Crown Castle) for radio transmissions. These are generally a light tripod section live mast, sections about 0.20m. NOT TO be confused with the heavy duty guyed mast (STLM) which may have section in excess of 2m length and of very substantial construction. Guyed mast radiators tend to be unmanned sites. | Location Adjustment Applicable (See Guidance Notes) - ERC = UK mean of 1.00 | (BEAMS Note 2) The ERC for this item should be added to all other rateable items on the hereditament (except land). Therefore the total of the ERC of the other Building Items and the P&M ERC (where applicable) to enable the correct contract size adjustment to be made. ERC of Building Component + ERC of P&M = Total ERC to which contract size adjustment should be applied. The appropriate % adjustment should be made in accordance with the scale for contract size adjustment specified under section 6 of the RCG 2023 Guidance notes. The currency ERC rates are set at £4m (Four Million Pounds) @ 1st April 2021 (AVD) for the RCG 2023 Publication. | ADOPT 70% of the cost of a similar sized Stayed Triangular Lattice Mast | Record height, number of guy wires and sizes of foundation blocks. Lightning conductors . | - | - | Cables and ducts, cabins, standby electrical equipment. | - | - | Photo 1 - Guyed radiator mast. | - | 10530 |  | M | linear height | NA | NA | NA | 1487.2005 | Option 2 | 1750.7422 | 17.72% | 9488.6292 | 7462.5618 | 401.8% | 326.3% | 7462.5618 | 401.8% | Indexed | NA | VOA_GPN_GOV_UK\7246041 | 2019-08-30 | Low | - | Medium | Risk taken from previous CG | - | - | NA | Supplier/Manufacturer | NA | (BEAMS Note 2) The ERC for this item should be added to all other rateable items on the hereditament (except land). Therefore the total of the ERC of the other Building Items and the P&M ERC (where applicable) to enable the correct contract size adjustment to be made. ERC of Building Component + ERC of P&M = Total ERC to which contract size adjustment should be applied. The appropriate % adjustment should be made in accordance with the scale for contract size adjustment specified under section 6 of the RCG 2021 Guidance notes. The currency ERC rates are set at £4m (Four Million Pounds) @ 1st April 2019 (AVD) for the RCG 2021 Publication. | Photo 1 - Guyed radiator mast. | - | 2 | TRUE
4400 | 860A76 | 3847 | 860A76 | Masts - radiator | Light duty guyed | Angle steel frame | 270m | Guy wires to fixed anchor blocks | Typically used by Arqiva (NTL) and NGW (Crown Castle) for radio transmissions. These are generally a light tripod section live mast, sections about 0.20m. NOT TO be confused with the heavy duty guyed mast (STLM) which may have section in excess of 2m length and of very substantial construction. Guyed mast radiators tend to be unmanned sites. | Location Adjustment Applicable (See Guidance Notes) - ERC = UK mean of 1.00 | (BEAMS Note 2) The ERC for this item should be added to all other rateable items on the hereditament (except land). Therefore the total of the ERC of the other Building Items and the P&M ERC (where applicable) to enable the correct contract size adjustment to be made. ERC of Building Component + ERC of P&M = Total ERC to which contract size adjustment should be applied. The appropriate % adjustment should be made in accordance with the scale for contract size adjustment specified under section 6 of the RCG 2023 Guidance notes. The currency ERC rates are set at £4m (Four Million Pounds) @ 1st April 2021 (AVD) for the RCG 2023 Publication. | ADOPT 70% of the cost of a similar sized Stayed Triangular Lattice Mast | Record height, number of guy wires and sizes of foundation blocks. Lightning conductors . | - | - | Cables and ducts, cabins, standby electrical equipment. | - | - | Photo 1 - Guyed radiator mast. | - | 10530 |  | M | linear height | NA | NA | NA | 1840.8066 | Option 2 | 2167.0096 | 17.72% | 11744.7052 | 9236.9072 | 401.8% | 326.3% | 9236.9072 | 401.8% | Indexed | NA | VOA_GPN_GOV_UK\7246041 | 2019-08-30 | Low | - | Medium | Risk taken from previous CG | - | - | NA | Supplier/Manufacturer | NA | (BEAMS Note 2) The ERC for this item should be added to all other rateable items on the hereditament (except land). Therefore the total of the ERC of the other Building Items and the P&M ERC (where applicable) to enable the correct contract size adjustment to be made. ERC of Building Component + ERC of P&M = Total ERC to which contract size adjustment should be applied. The appropriate % adjustment should be made in accordance with the scale for contract size adjustment specified under section 6 of the RCG 2021 Guidance notes. The currency ERC rates are set at £4m (Four Million Pounds) @ 1st April 2019 (AVD) for the RCG 2021 Publication. | Photo 1 - Guyed radiator mast. | - | 2 | TRUE
4401 | 860A77 | 3848 | 860A77 | Masts - radiator | Light duty guyed | Angle steel frame | 315m | Guy wires to fixed anchor blocks | Typically used by Arqiva (NTL) and NGW (Crown Castle) for radio transmissions. These are generally a light tripod section live mast, sections about 0.20m. NOT TO be confused with the heavy duty guyed mast (STLM) which may have section in excess of 2m length and of very substantial construction. Guyed mast radiators tend to be unmanned sites. | Location Adjustment Applicable (See Guidance Notes) - ERC = UK mean of 1.00 | (BEAMS Note 2) The ERC for this item should be added to all other rateable items on the hereditament (except land). Therefore the total of the ERC of the other Building Items and the P&M ERC (where applicable) to enable the correct contract size adjustment to be made. ERC of Building Component + ERC of P&M = Total ERC to which contract size adjustment should be applied. The appropriate % adjustment should be made in accordance with the scale for contract size adjustment specified under section 6 of the RCG 2023 Guidance notes. The currency ERC rates are set at £4m (Four Million Pounds) @ 1st April 2021 (AVD) for the RCG 2023 Publication. | ADOPT 70% of the cost of a similar sized Stayed Triangular Lattice Mast | Record height, number of guy wires and sizes of foundation blocks. Lightning conductors . | - | - | Cables and ducts, cabins, standby electrical equipment. | - | - | Photo 1 - Guyed radiator mast. | - | 10530 |  | M | linear height | NA | NA | NA | 2192.7003 | Option 2 | 2581.2612 | 17.72% | 13989.8558 | 11002.6601 | 401.8% | 326.3% | 11002.6601 | 401.8% | Indexed | NA | VOA_GPN_GOV_UK\7246041 | 2019-08-30 | Low | - | Medium | Risk taken from previous CG | - | - | NA | Supplier/Manufacturer | NA | (BEAMS Note 2) The ERC for this item should be added to all other rateable items on the hereditament (except land). Therefore the total of the ERC of the other Building Items and the P&M ERC (where applicable) to enable the correct contract size adjustment to be made. ERC of Building Component + ERC of P&M = Total ERC to which contract size adjustment should be applied. The appropriate % adjustment should be made in accordance with the scale for contract size adjustment specified under section 6 of the RCG 2021 Guidance notes. The currency ERC rates are set at £4m (Four Million Pounds) @ 1st April 2019 (AVD) for the RCG 2021 Publication. | Photo 1 - Guyed radiator mast. | - | 2 | TRUE
4402 | 52A00K | 4457 | 52A00K | Mechanised coal depots | Handling | Bagging plant | - | - | Cost is for a typical bagging shed found at mechanised coal depots but also other mineral handling and bagging plants. The cost provided is for a typical steel portal framed structure which is frequently two storey to provide access to lorries from hoppers on the second floor. The upper part is normally clad with plasticoated steel profile sheeting to roof and walls. In older structures you could well find corrugated asbestos sheet walls and roof. The can also feature concrete loading ramps, lean to roof over the loading canopy. The building will have the benefit of electric light and power. Example here is 7m high to the eaves and based on building of 266m2 excluding canopy. | Location Adjustment Applicable (See Guidance Notes) - ERC = UK mean of 1.00 | (BEAMS Note 2) The ERC for this item should be added to all other rateable items on the hereditament (except land). Therefore the total of the ERC of the other Building Items and the P&M ERC (where applicable) to enable the correct contract size adjustment to be made. ERC of Building Component + ERC of P&M = Total ERC to which contract size adjustment should be applied. The appropriate % adjustment should be made in accordance with the scale for contract size adjustment specified under section 6 of the RCG 2023 Guidance notes. The currency ERC rates are set at £4m (Four Million Pounds) @ 1st April 2021 (AVD) for the RCG 2023 Publication. | Cost is for building only and excludes external works and any plant and machinery present. | Measure to GIA m2 | - | - | Conveyors, trestles, pits, walkways, hopper supports if separate from frame of building. | - | - | Photo 1 and 2 Typical coal bagging plant buildings | - | 10176 |  | M2 | - | NA | NA | NA | 0 | Option 2 | 0 | 0% | 881.5379 | 693.3068 | 0% | 0% | 693.3068 | 0% | Indexed | NA | VOA_GPN_GOV_UK\7246041 | 2019-08-30 | Low | - | High | Risk taken from previous CG | - | - | NA | BCIS | NA | (BEAMS Note 2) The ERC for this item should be added to all other rateable items on the hereditament (except land). Therefore the total of the ERC of the other Building Items and the P&M ERC (where applicable) to enable the correct contract size adjustment to be made. ERC of Building Component + ERC of P&M = Total ERC to which contract size adjustment should be applied. The appropriate % adjustment should be made in accordance with the scale for contract size adjustment specified under section 6 of the RCG 2021 Guidance notes. The currency ERC rates are set at £4m (Four Million Pounds) @ 1st April 2019 (AVD) for the RCG 2021 Publication. | Photo 1 and 2 Typical coal bagging plant buildings | - | 2 | TRUE
4403 | 52A00A | 4401 | 52A00A | Mechanised coal depots | Haulage house | - | - | - | The cost is for a typical basic quality haulage engine shed found at mainly coal industry properties but could be found at other older industrial complexes. Single skin brick walls, concrete floor and roof. Could be open fronted with metal mesh screen (as shown in photo) or enclosed with framed steel door access. The sheds will normally have electric light and power. Typical dimension are buildings up to 35 m2 in foot print and 2.75m high to eaves. | Location Adjustment Applicable (See Guidance Notes) - ERC = UK mean of 1.00 | (BEAMS Note 2) The ERC for this item should be added to all other rateable items on the hereditament (except land). Therefore the total of the ERC of the other Building Items and the P&M ERC (where applicable) to enable the correct contract size adjustment to be made. ERC of Building Component + ERC of P&M = Total ERC to which contract size adjustment should be applied. The appropriate % adjustment should be made in accordance with the scale for contract size adjustment specified under section 6 of the RCG 2023 Guidance notes. The currency ERC rates are set at £4m (Four Million Pounds) @ 1st April 2021 (AVD) for the RCG 2023 Publication. | NA | Measure to GIA m2 | - | - | Haulage Engine | - | - | Typical example of basic haulage house at industrial complex | - | 10176 |  | M2 | - | NA | NA | NA | 365.1934 | Option 2 | 429.908 | 17.72% | 611.1996 | 480.6927 | 31.63% | 11.81% | 480.6927 | 31.63% | Indexed | NA | VOA_GPN_GOV_UK\7246041 | 2019-08-30 | Low | - | High | Risk taken from previous CG | - | - | NA | BCIS | NA | (BEAMS Note 2) The ERC for this item should be added to all other rateable items on the hereditament (except land). Therefore the total of the ERC of the other Building Items and the P&M ERC (where applicable) to enable the correct contract size adjustment to be made. ERC of Building Component + ERC of P&M = Total ERC to which contract size adjustment should be applied. The appropriate % adjustment should be made in accordance with the scale for contract size adjustment specified under section 6 of the RCG 2021 Guidance notes. The currency ERC rates are set at £4m (Four Million Pounds) @ 1st April 2019 (AVD) for the RCG 2021 Publication. | Typical example of basic haulage house at industrial complex | - | 2 | TRUE
4404 | 52A00F | 4644 | 52A00F | Mechanised coal depots | Wagon unloading | - | - | - | The cost is for a basic rail wagon unloading shed. Typical a steel portal frame, plasticoated steel sheet cladding to walls and roof, open ended for access. Older structures could be clad in corrugated iron sheets or corrugated asbestos sheet sides. Typically a concrete floor but some could include a tippler pit. No electric. 7m high to ridge. The cost here is based on building footprint of 162m2. | Location Adjustment Applicable (See Guidance Notes) - ERC = UK mean of 1.00 | (BEAMS Note 2) The ERC for this item should be added to all other rateable items on the hereditament (except land). Therefore the total of the ERC of the other Building Items and the P&M ERC (where applicable) to enable the correct contract size adjustment to be made. ERC of Building Component + ERC of P&M = Total ERC to which contract size adjustment should be applied. The appropriate % adjustment should be made in accordance with the scale for contract size adjustment specified under section 6 of the RCG 2023 Guidance notes. The currency ERC rates are set at £4m (Four Million Pounds) @ 1st April 2021 (AVD) for the RCG 2023 Publication. | Cost is for building construction only and excludes rail tracks, buffers, pits | Measure to GIA m2 | - | - | Rail track, buffers and pits. | - | - | Typical example of basic wagon unloading shed (rail) | - | 10176 |  | M2 | - | NA | NA | NA | 379.8011 | Option 2 | 447.1043 | 17.72% | 634.7073 | 499.1809 | 31.43% | 11.65% | 499.1809 | 31.43% | Indexed | NA | VOA_GPN_GOV_UK\7246041 | 2019-08-30 | Low | - | High | Risk taken from previous CG | - | - | NA | BCIS | NA | (BEAMS Note 2) The ERC for this item should be added to all other rateable items on the hereditament (except land). Therefore the total of the ERC of the other Building Items and the P&M ERC (where applicable) to enable the correct contract size adjustment to be made. ERC of Building Component + ERC of P&M = Total ERC to which contract size adjustment should be applied. The appropriate % adjustment should be made in accordance with the scale for contract size adjustment specified under section 6 of the RCG 2021 Guidance notes. The currency ERC rates are set at £4m (Four Million Pounds) @ 1st April 2019 (AVD) for the RCG 2021 Publication. | Typical example of basic wagon unloading shed (rail) | - | 2 | TRUE
536 | 40F00A | 6683 | 40F00A | Mess Buildings - Canteens | Detached | Single storey | up to 3m height internally | - | Building Construction: Foundations: Reinforced concrete strip foundations with concrete ground slab Frame: Steel: Roof: Pitched roof with profiled metal sheeting External Walls: Brick /block cavity Windows and Doors: Aluminium windows, double glazed powder coated. Internal Walls: Brick/block or plasterboard stud partitions with softwood doors and frames. Internal Finishes: Emulsion paint to plastered walls and ceilings, vinyl flooring to wet areas, and food preparation area and carpet tiles to remainder. Building Services: Full gas central heating to steel panel radiators, air supply and extract system, general lighting and power, fire alarms, emergency lighting reasonable standard of sanitary appliances. Accommodation: Detached Mess building with kitchen, severy, dining room, tea bar, toilets, conference room, training room, first aid, consulting and treatment rooms. | Location Adjustment Applicable (See Guidance Notes) - ERC = UK mean of 1.00 | (BEAMS Note 2) The ERC for this item should be added to all other rateable items on the hereditament (except land). Therefore the total of the ERC of the other Building Items and the P&M ERC (where applicable) to enable the correct contract size adjustment to be made. ERC of Building Component + ERC of P&M = Total ERC to which contract size adjustment should be applied. The appropriate % adjustment should be made in accordance with the scale for contract size adjustment specified under section 6 of the RCG 2023 Guidance notes. The currency ERC rates are set at £4m (Four Million Pounds) @ 1st April 2021 (AVD) for the RCG 2023 Publication. | Note: see also variations Exclude: External works and services All loose fixture and fittings | Measure to GIA | - | - | - | - | The costs should be adjusted to reflect the variations in construction and finish described. Exclude external works and services, all loose kitchen/servery fittings and appliances. Rate based on a building 1000 sqm GIA 40 x 25m. - See Evidence Tab for costs | photo missing | photo missing | - |  | m2 | - | 3 - INDUSTRIAL | David Grace | - | 884.9212 | Option 1 | 1097.1289 | 23.98% | 1409.7101 | 1012.1381 | 14.38% | -7.747% | 1012.1381 | 14.38% | Price Book Data | H. Price | VOA_GPN_GOV_UK\7237340 | 2021-08-12 | Low | Amber | Medium | - | RH 25/11/2020 - copied to latest DCS | Updated indices following QA. Med risk as moderate increase on 2021. | NA | SPONS A&B | NA | (BEAMS Note 2) The ERC for this item should be added to all other rateable items on the hereditament (except land). Therefore the total of the ERC of the other Building Items and the P&M ERC (where applicable) to enable the correct contract size adjustment to be made. ERC of Building Component + ERC of P&M = Total ERC to which contract size adjustment should be applied. The appropriate % adjustment should be made in accordance with the scale for contract size adjustment specified under section 6 of the RCG 2021 Guidance notes. The currency ERC rates are set at £4m (Four Million Pounds) @ 1st April 2019 (AVD) for the RCG 2021 Publication. | photo missing | photo missing | 2 | TRUE
534 | 40F00F | 6417 | 40F00F | Mess Buildings - Canteens | Detached | Single storey | up to 3.5m height internally | - | Building Construction: Foundations: Reinforced concrete strip foundations with concrete ground slab Frame: Steel: Roof: Pitched roof with profiled metal sheeting External Walls: Brick /block cavity Windows and Doors: Aluminium windows, double glazed powder coated. Internal Walls: Brick/block or plasterboard stud partitions with softwood doors and frames. Internal Finishes: Emulsion paint to plastered walls and ceilings, vinyl flooring to wet areas, and food preparation area and carpet tiles to remainder. Building Services: Full gas central heating to steel panel radiators, air supply and extract system, general lighting and power, fire alarms, emergency lighting reasonable standard of sanitary appliances. Accommodation: Detached Mess building with kitchen, severy, dining room, tea bar, toilets, conference room, training room, first aid, consulting and treatment rooms. | Location Adjustment Applicable (See Guidance Notes) - ERC = UK mean of 1.00 | (BEAMS Note 2) The ERC for this item should be added to all other rateable items on the hereditament (except land). Therefore the total of the ERC of the other Building Items and the P&M ERC (where applicable) to enable the correct contract size adjustment to be made. ERC of Building Component + ERC of P&M = Total ERC to which contract size adjustment should be applied. The appropriate % adjustment should be made in accordance with the scale for contract size adjustment specified under section 6 of the RCG 2023 Guidance notes. The currency ERC rates are set at £4m (Four Million Pounds) @ 1st April 2021 (AVD) for the RCG 2023 Publication. | Note: see also variations Exclude: External works and services All loose fixture and fittings | Measure to GIA | - | - | - | - | The costs should be adjusted to reflect the variations in construction and finish described. Exclude external works and services, all loose kitchen/servery fittings and appliances. Rate based on a building 1000 sqm GIA 40 x 25m. - See Evidence Tab for costs | photo missing | photo missing | - |  | m2 | - | 3 - INDUSTRIAL | David Grace | - | 877.1945 | Option 1 | 1087.5493 | 23.98% | 1422.4924 | 1021.3155 | 16.43% | -6.09% | 1021.3155 | 16.43% | Price Book Data | H. Price | VOA_GPN_GOV_UK\7237340 | 2021-08-13 | Low | Amber | Medium | - | RH 25/11/2020 - copied to latest DCS | Updated indices following QA. Med risk as moderate increase on 2021. | NA | SPONS A&B | NA | (BEAMS Note 2) The ERC for this item should be added to all other rateable items on the hereditament (except land). Therefore the total of the ERC of the other Building Items and the P&M ERC (where applicable) to enable the correct contract size adjustment to be made. ERC of Building Component + ERC of P&M = Total ERC to which contract size adjustment should be applied. The appropriate % adjustment should be made in accordance with the scale for contract size adjustment specified under section 6 of the RCG 2021 Guidance notes. The currency ERC rates are set at £4m (Four Million Pounds) @ 1st April 2019 (AVD) for the RCG 2021 Publication. | photo missing | photo missing | 2 | TRUE
535 | 40F00K | 6418 | 40F00K | Mess Buildings - Canteens | Detached | Single storey | up to 4m height internally | - | Building Construction: Foundations: Reinforced concrete strip foundations with concrete ground slab Frame: Steel: Roof: Pitched roof with profiled metal sheeting External Walls: Brick /block cavity Windows and Doors: Aluminium windows, double glazed powder coated. Internal Walls: Brick/block or plasterboard stud partitions with softwood doors and frames. Internal Finishes: Emulsion paint to plastered walls and ceilings, vinyl flooring to wet areas, and food preparation area and carpet tiles to remainder. Building Services: Full gas central heating to steel panel radiators, air supply and extract system, general lighting and power, fire alarms, emergency lighting reasonable standard of sanitary appliances. Accommodation: Detached Mess building with kitchen, severy, dining room, tea bar, toilets, conference room, training room, first aid, consulting and treatment rooms. | Location Adjustment Applicable (See Guidance Notes) - ERC = UK mean of 1.00 | (BEAMS Note 2) The ERC for this item should be added to all other rateable items on the hereditament (except land). Therefore the total of the ERC of the other Building Items and the P&M ERC (where applicable) to enable the correct contract size adjustment to be made. ERC of Building Component + ERC of P&M = Total ERC to which contract size adjustment should be applied. The appropriate % adjustment should be made in accordance with the scale for contract size adjustment specified under section 6 of the RCG 2023 Guidance notes. The currency ERC rates are set at £4m (Four Million Pounds) @ 1st April 2021 (AVD) for the RCG 2023 Publication. | Note: see also variations Exclude: External works and services All loose fixture and fittings | Measure to GIA | - | - | - | - | The costs should be adjusted to reflect the variations in construction and finish described. Exclude external works and services, all loose kitchen/servery fittings and appliances. Rate based on a building 1000 sqm GIA 40 x 25m. - See Evidence Tab for costs | photo missing | photo missing | - |  | m2 | - | 3 - INDUSTRIAL | David Grace | - | 913.7138 | Option 1 | 1132.8261 | 23.98% | 1435.2747 | 1030.4929 | 12.78% | -9.033% | 1030.4929 | 12.78% | Price Book Data | H. Price | VOA_GPN_GOV_UK\7237340 | 2021-08-13 | Low | Amber | Medium | - | RH 25/11/2020 - copied to latest DCS | Updated indices following QA. Med risk as moderate increase on 2021. | NA | SPONS A&B | NA | (BEAMS Note 2) The ERC for this item should be added to all other rateable items on the hereditament (except land). Therefore the total of the ERC of the other Building Items and the P&M ERC (where applicable) to enable the correct contract size adjustment to be made. ERC of Building Component + ERC of P&M = Total ERC to which contract size adjustment should be applied. The appropriate % adjustment should be made in accordance with the scale for contract size adjustment specified under section 6 of the RCG 2021 Guidance notes. The currency ERC rates are set at £4m (Four Million Pounds) @ 1st April 2019 (AVD) for the RCG 2021 Publication. | photo missing | photo missing | 2 | TRUE
537 | 40F00P | 6608 | 40F00P | Mess Buildings - Canteens | Detached | Two storey | up to 3m height internally | - | Building Construction: Foundations: Reinforced concrete strip foundations with concrete ground slab Frame: Steel: Roof: Pitched roof with profiled metal sheeting External Walls: Brick /block cavity Windows and Doors: Aluminium windows, double glazed powder coated. Internal Walls: Brick/block or plasterboard stud partitions with softwood doors and frames. Staircase feature mild steel perforated treads metal balustrading, handrail timber or metal. Internal Finishes: Emulsion paint to plastered walls and ceilings, vinyl flooring to wet areas, and food preparation area and carpet tiles to remainder. Building Services: Full gas central heating to steel panel radiators, air supply and extract system, general lighting and power, fire alarms, emergency lighting reasonable standard of sanitary appliances. Accommodation: Detached Mess building with kitchen, severy, dining room, tea bar, toilets, conference room, training room, first aid, consulting and treatment rooms. | Location Adjustment Applicable (See Guidance Notes) - ERC = UK mean of 1.00 | (BEAMS Note 2) The ERC for this item should be added to all other rateable items on the hereditament (except land). Therefore the total of the ERC of the other Building Items and the P&M ERC (where applicable) to enable the correct contract size adjustment to be made. ERC of Building Component + ERC of P&M = Total ERC to which contract size adjustment should be applied. The appropriate % adjustment should be made in accordance with the scale for contract size adjustment specified under section 6 of the RCG 2023 Guidance notes. The currency ERC rates are set at £4m (Four Million Pounds) @ 1st April 2021 (AVD) for the RCG 2023 Publication. | Note: see also variations Exclude: External works and services All loose fixture and fittings | Measure to GIA | - | - | - | - | The costs should be adjusted to reflect the variations in construction and finish described. Exclude external works and services, all loose kitchen/servery fittings and appliances. Rate based on a building 1000 sqm GIA 40 x 25m. - See Evidence Tab for costs | photo missing | photo missing | - |  | m2 | - | 3 - INDUSTRIAL | David Grace | - | 819.4939 | Option 1 | 1016.0119 | 23.98% | 1572.9668 | 1129.3526 | 37.81% | 11.16% | 1129.3526 | 37.81% | Price Book Data | H. Price | VOA_GPN_GOV_UK\7237340 | 2021-08-13 | High | Amber | Medium | - | RH 25/11/2020 - copied to latest DCS | Updated indices following QA. Med risk as moderate increase on 2021. | NA | SPONS A&B | NA | (BEAMS Note 2) The ERC for this item should be added to all other rateable items on the hereditament (except land). Therefore the total of the ERC of the other Building Items and the P&M ERC (where applicable) to enable the correct contract size adjustment to be made. ERC of Building Component + ERC of P&M = Total ERC to which contract size adjustment should be applied. The appropriate % adjustment should be made in accordance with the scale for contract size adjustment specified under section 6 of the RCG 2021 Guidance notes. The currency ERC rates are set at £4m (Four Million Pounds) @ 1st April 2019 (AVD) for the RCG 2021 Publication. | photo missing | photo missing | 2 | TRUE
538 | 40F00U | 6570 | 40F00U | Mess Buildings - Canteens | Detached | Two storey | up to 3.5m height internally | - | Building Construction: Foundations: Reinforced concrete strip foundations with concrete ground slab Frame: Steel: Roof: Pitched roof with profiled metal sheeting External Walls: Brick /block cavity Windows and Doors: Aluminium windows, double glazed powder coated. Internal Walls: Brick/block or plasterboard stud partitions with softwood doors and frames. Staircase feature mild steel perforated treads metal balustrading, handrail timber or metal. Internal Finishes: Emulsion paint to plastered walls and ceilings, vinyl flooring to wet areas, and food preparation area and carpet tiles to remainder. Building Services: Full gas central heating to steel panel radiators, air supply and extract system, general lighting and power, fire alarms, emergency lighting reasonable standard of sanitary appliances. Accommodation: Detached Mess building with kitchen, severy, dining room, tea bar, toilets, conference room, training room, first aid, consulting and treatment rooms. | Location Adjustment Applicable (See Guidance Notes) - ERC = UK mean of 1.00 | (BEAMS Note 2) The ERC for this item should be added to all other rateable items on the hereditament (except land). Therefore the total of the ERC of the other Building Items and the P&M ERC (where applicable) to enable the correct contract size adjustment to be made. ERC of Building Component + ERC of P&M = Total ERC to which contract size adjustment should be applied. The appropriate % adjustment should be made in accordance with the scale for contract size adjustment specified under section 6 of the RCG 2023 Guidance notes. The currency ERC rates are set at £4m (Four Million Pounds) @ 1st April 2021 (AVD) for the RCG 2023 Publication. | Note: see also variations Exclude: External works and services All loose fixture and fittings | Measure to GIA | - | - | - | - | The costs should be adjusted to reflect the variations in construction and finish described. Exclude external works and services, all loose kitchen/servery fittings and appliances. Rate based on a building 1000 sqm GIA 40 x 25m. - See Evidence Tab for costs | photo missing | photo missing | - |  | m2 | - | 3 - INDUSTRIAL | David Grace | - | 858.9348 | Option 1 | 1064.9109 | 23.98% | 1598.5314 | 1147.7073 | 33.62% | 7.775% | 1147.7073 | 33.62% | Price Book Data | H. Price | VOA_GPN_GOV_UK\7237340 | 2021-08-13 | High | Amber | Medium | - | RH 25/11/2020 - copied to latest DCS | Updated indices following QA. Med risk as moderate increase on 2021. | NA | SPONS A&B | NA | (BEAMS Note 2) The ERC for this item should be added to all other rateable items on the hereditament (except land). Therefore the total of the ERC of the other Building Items and the P&M ERC (where applicable) to enable the correct contract size adjustment to be made. ERC of Building Component + ERC of P&M = Total ERC to which contract size adjustment should be applied. The appropriate % adjustment should be made in accordance with the scale for contract size adjustment specified under section 6 of the RCG 2021 Guidance notes. The currency ERC rates are set at £4m (Four Million Pounds) @ 1st April 2019 (AVD) for the RCG 2021 Publication. | photo missing | photo missing | 2 | TRUE
539 | 40F00Z | 6794 | 40F00Z | Mess Buildings - Canteens | Detached | Two storey | up to 4m height internally | - | Building Construction: Foundations: Reinforced concrete strip foundations with concrete ground slab Frame: Steel: Roof: Pitched roof with profiled metal sheeting External Walls: Brick /block cavity Windows and Doors: Aluminium windows, double glazed powder coated. Internal Walls: Brick/block or plasterboard stud partitions with softwood doors and frames. Staircase feature mild steel perforated treads metal balustrading, handrail timber or metal. Internal Finishes: Emulsion paint to plastered walls and ceilings, vinyl flooring to wet areas, and food preparation area and carpet tiles to remainder. Building Services: Full gas central heating to steel panel radiators, air supply and extract system, general lighting and power, fire alarms, emergency lighting reasonable standard of sanitary appliances. Accommodation: Detached Mess building with kitchen, severy, dining room, tea bar, toilets, conference room, training room, first aid, consulting and treatment rooms. | Location Adjustment Applicable (See Guidance Notes) - ERC = UK mean of 1.00 | (BEAMS Note 2) The ERC for this item should be added to all other rateable items on the hereditament (except land). Therefore the total of the ERC of the other Building Items and the P&M ERC (where applicable) to enable the correct contract size adjustment to be made. ERC of Building Component + ERC of P&M = Total ERC to which contract size adjustment should be applied. The appropriate % adjustment should be made in accordance with the scale for contract size adjustment specified under section 6 of the RCG 2023 Guidance notes. The currency ERC rates are set at £4m (Four Million Pounds) @ 1st April 2021 (AVD) for the RCG 2023 Publication. | Note: see also variations Exclude: External works and services All loose fixture and fittings | Measure to GIA | - | - | - | - | The costs should be adjusted to reflect the variations in construction and finish described. Exclude external works and services, all loose kitchen/servery fittings and appliances. Rate based on a building 1000 sqm GIA 40 x 25m. - See Evidence Tab for costs | photo missing | photo missing | - |  | m2 | - | 3 - INDUSTRIAL | David Grace | - | 898.3757 | Option 1 | 1113.8099 | 23.98% | 1627.1412 | 1168.2485 | 30.04% | 4.888% | 1168.2485 | 30.04% | Price Book Data | H. Price | VOA_GPN_GOV_UK\7237340 | 2021-08-13 | Low | Amber | Medium | - | RH 25/11/2020 - copied to latest DCS | Updated indices following QA. Med risk as moderate increase on 2021. | NA | SPONS A&B | NA | (BEAMS Note 2) The ERC for this item should be added to all other rateable items on the hereditament (except land). Therefore the total of the ERC of the other Building Items and the P&M ERC (where applicable) to enable the correct contract size adjustment to be made. ERC of Building Component + ERC of P&M = Total ERC to which contract size adjustment should be applied. The appropriate % adjustment should be made in accordance with the scale for contract size adjustment specified under section 6 of the RCG 2021 Guidance notes. The currency ERC rates are set at £4m (Four Million Pounds) @ 1st April 2019 (AVD) for the RCG 2021 Publication. | photo missing | photo missing | 2 | TRUE
4405 | 63500E | 9419 | 63500E | Museums and Art Galleries | Basic Quality | Unlikely to find a recent example | - | - | Local Authority museums conversions of domestic or commercial premises to museums use where display areas are likely to be restricted in size | Location Adjustment Applicable (See Guidance Notes) - ERC = UK mean of 1.00 | (BEAMS Note 2) The ERC for this item should be added to all other rateable items on the hereditament (except land). Therefore the total of the ERC of the other Building Items and the P&M ERC (where applicable) to enable the correct contract size adjustment to be made. ERC of Building Component + ERC of P&M = Total ERC to which contract size adjustment should be applied. The appropriate % adjustment should be made in accordance with the scale for contract size adjustment specified under section 6 of the RCG 2023 Guidance notes. The currency ERC rates are set at £4m (Four Million Pounds) @ 1st April 2021 (AVD) for the RCG 2023 Publication. | - | GIA | - | - | - | - | - | - | - | - |  | M2 | - | NA | NA | NA | #N/A | Option 1 | ERROR | 0% | 3114.7672 | 2327.1997 | 0% | 0% | 2327.1997 | 0% | Indexed | NA | VOA_GPN_GOV_UK\7246041 | 2019-08-30 | Low | - | High | Risk taken from previous CG | - | - | NA | BCIS | NA | (BEAMS Note 2) The ERC for this item should be added to all other rateable items on the hereditament (except land). Therefore the total of the ERC of the other Building Items and the P&M ERC (where applicable) to enable the correct contract size adjustment to be made. ERC of Building Component + ERC of P&M = Total ERC to which contract size adjustment should be applied. The appropriate % adjustment should be made in accordance with the scale for contract size adjustment specified under section 6 of the RCG 2021 Guidance notes. The currency ERC rates are set at £4m (Four Million Pounds) @ 1st April 2019 (AVD) for the RCG 2021 Publication. | - | - | 2 | TRUE
4406 | 63500L | 9422 | 63500L | Museums and Art Galleries | Basic Storage | Storage of robust items | - | - | Storage of robust items such as agricultural machinery, archaeological or mineralogy items, maintenance huts etc. Small steel framed warehouse type with secure access and no heating | Location Adjustment Applicable (See Guidance Notes) - ERC = UK mean of 1.00 | (BEAMS Note 2) The ERC for this item should be added to all other rateable items on the hereditament (except land). Therefore the total of the ERC of the other Building Items and the P&M ERC (where applicable) to enable the correct contract size adjustment to be made. ERC of Building Component + ERC of P&M = Total ERC to which contract size adjustment should be applied. The appropriate % adjustment should be made in accordance with the scale for contract size adjustment specified under section 6 of the RCG 2023 Guidance notes. The currency ERC rates are set at £4m (Four Million Pounds) @ 1st April 2021 (AVD) for the RCG 2023 Publication. | - | GIA | - | - | - | - | - | - | - | - |  | M2 | - | NA | NA | NA | #N/A | Option 1 | ERROR | 0% | 364.1438 | 272.0702 | 0% | 0% | 272.0702 | 0% | Indexed | NA | VOA_GPN_GOV_UK\7246041 | 2019-08-30 | Low | - | High | Risk taken from previous CG | - | - | NA | BCIS | NA | (BEAMS Note 2) The ERC for this item should be added to all other rateable items on the hereditament (except land). Therefore the total of the ERC of the other Building Items and the P&M ERC (where applicable) to enable the correct contract size adjustment to be made. ERC of Building Component + ERC of P&M = Total ERC to which contract size adjustment should be applied. The appropriate % adjustment should be made in accordance with the scale for contract size adjustment specified under section 6 of the RCG 2021 Guidance notes. The currency ERC rates are set at £4m (Four Million Pounds) @ 1st April 2019 (AVD) for the RCG 2021 Publication. | - | - | 2 | TRUE
4407 | 63500J | 9421 | 63500J | Museums and Art Galleries | Bulk Storage | Modern aircraft hangers, automotive or rail storage | - | - | Steel framed warehouse type with secure access and temperature control | Location Adjustment Applicable (See Guidance Notes) - ERC = UK mean of 1.00 | (BEAMS Note 2) The ERC for this item should be added to all other rateable items on the hereditament (except land). Therefore the total of the ERC of the other Building Items and the P&M ERC (where applicable) to enable the correct contract size adjustment to be made. ERC of Building Component + ERC of P&M = Total ERC to which contract size adjustment should be applied. The appropriate % adjustment should be made in accordance with the scale for contract size adjustment specified under section 6 of the RCG 2023 Guidance notes. The currency ERC rates are set at £4m (Four Million Pounds) @ 1st April 2021 (AVD) for the RCG 2023 Publication. | - | GIA | - | - | - | - | - | - | - | - |  | M2 | - | NA | NA | NA | #N/A | Option 1 | ERROR | 0% | 611.1996 | 456.6581 | 0% | 0% | 456.6581 | 0% | Indexed | NA | VOA_GPN_GOV_UK\7246041 | 2019-08-30 | Low | - | High | Risk taken from previous CG | - | - | NA | BCIS | NA | (BEAMS Note 2) The ERC for this item should be added to all other rateable items on the hereditament (except land). Therefore the total of the ERC of the other Building Items and the P&M ERC (where applicable) to enable the correct contract size adjustment to be made. ERC of Building Component + ERC of P&M = Total ERC to which contract size adjustment should be applied. The appropriate % adjustment should be made in accordance with the scale for contract size adjustment specified under section 6 of the RCG 2021 Guidance notes. The currency ERC rates are set at £4m (Four Million Pounds) @ 1st April 2019 (AVD) for the RCG 2021 Publication. | - | - | 2 | TRUE
4408 | 63500A | 9417 | 63500A | Museums and Art Galleries | High Quality | Modern state-of-the-art, including Millennium Projects | Trophy Architecture etc. | - | National Museums and Galleries as VA British Museums, Tate | Location Adjustment Applicable (See Guidance Notes) - ERC = UK mean of 1.00 | (BEAMS Note 2) The ERC for this item should be added to all other rateable items on the hereditament (except land). Therefore the total of the ERC of the other Building Items and the P&M ERC (where applicable) to enable the correct contract size adjustment to be made. ERC of Building Component + ERC of P&M = Total ERC to which contract size adjustment should be applied. The appropriate % adjustment should be made in accordance with the scale for contract size adjustment specified under section 6 of the RCG 2023 Guidance notes. The currency ERC rates are set at £4m (Four Million Pounds) @ 1st April 2021 (AVD) for the RCG 2023 Publication. | - | M2 | - | - | - | - | - | - | - | - |  | M2 | - | NA | NA | NA | #N/A | Option 1 | ERROR | 0% | 4842.5814 | 3618.1369 | 0% | 0% | 3618.1369 | 0% | Indexed | NA | VOA_GPN_GOV_UK\7246041 | 2019-08-30 | Low | - | High | Risk taken from previous CG | - | - | NA | BCIS | NA | (BEAMS Note 2) The ERC for this item should be added to all other rateable items on the hereditament (except land). Therefore the total of the ERC of the other Building Items and the P&M ERC (where applicable) to enable the correct contract size adjustment to be made. ERC of Building Component + ERC of P&M = Total ERC to which contract size adjustment should be applied. The appropriate % adjustment should be made in accordance with the scale for contract size adjustment specified under section 6 of the RCG 2021 Guidance notes. The currency ERC rates are set at £4m (Four Million Pounds) @ 1st April 2019 (AVD) for the RCG 2021 Publication. | - | - | 2 | TRUE
4409 | 63500D | 9418 | 63500D | Museums and Art Galleries | Medium Quality | Simpler Local Authority and Private Museums | - | - | Purpose built Regional standard, Local Authority or Private | Location Adjustment Applicable (See Guidance Notes) - ERC = UK mean of 1.00 | (BEAMS Note 2) The ERC for this item should be added to all other rateable items on the hereditament (except land). Therefore the total of the ERC of the other Building Items and the P&M ERC (where applicable) to enable the correct contract size adjustment to be made. ERC of Building Component + ERC of P&M = Total ERC to which contract size adjustment should be applied. The appropriate % adjustment should be made in accordance with the scale for contract size adjustment specified under section 6 of the RCG 2023 Guidance notes. The currency ERC rates are set at £4m (Four Million Pounds) @ 1st April 2021 (AVD) for the RCG 2023 Publication. | - | M2 | - | - | - | - | - | - | - | - |  | M2 | - | NA | NA | NA | #N/A | Option 1 | ERROR | 0% | 4149.1049 | 3100.0056 | 0% | 0% | 3100.0056 | 0% | Indexed | NA | VOA_GPN_GOV_UK\7246041 | 2019-08-30 | Low | - | High | Risk taken from previous CG | - | - | NA | BCIS | NA | (BEAMS Note 2) The ERC for this item should be added to all other rateable items on the hereditament (except land). Therefore the total of the ERC of the other Building Items and the P&M ERC (where applicable) to enable the correct contract size adjustment to be made. ERC of Building Component + ERC of P&M = Total ERC to which contract size adjustment should be applied. The appropriate % adjustment should be made in accordance with the scale for contract size adjustment specified under section 6 of the RCG 2021 Guidance notes. The currency ERC rates are set at £4m (Four Million Pounds) @ 1st April 2019 (AVD) for the RCG 2021 Publication. | - | - | 2 | TRUE
4410 | 63500G | 9420 | 63500G | Museums and Art Galleries | Purpose Built, Non Specialist Archives | High Quality Storage | Secure, air-conditioned storage facilities | - | Modern | Location Adjustment Applicable (See Guidance Notes) - ERC = UK mean of 1.00 | (BEAMS Note 2) The ERC for this item should be added to all other rateable items on the hereditament (except land). Therefore the total of the ERC of the other Building Items and the P&M ERC (where applicable) to enable the correct contract size adjustment to be made. ERC of Building Component + ERC of P&M = Total ERC to which contract size adjustment should be applied. The appropriate % adjustment should be made in accordance with the scale for contract size adjustment specified under section 6 of the RCG 2023 Guidance notes. The currency ERC rates are set at £4m (Four Million Pounds) @ 1st April 2021 (AVD) for the RCG 2023 Publication. | - | GIA | - | - | - | - | - | - | - | - |  | M2 | - | NA | NA | NA | #N/A | Option 1 | ERROR | 0% | 2783 | 2079.3197 | 0% | 0% | 2079.3197 | 0% | VP4 ERC | NA | VOA_GPN_GOV_UK\7246041 | 2019-08-30 | Low | - | High | Risk taken from previous CG | - | - | NA | BCIS | NA | (BEAMS Note 2) The ERC for this item should be added to all other rateable items on the hereditament (except land). Therefore the total of the ERC of the other Building Items and the P&M ERC (where applicable) to enable the correct contract size adjustment to be made. ERC of Building Component + ERC of P&M = Total ERC to which contract size adjustment should be applied. The appropriate % adjustment should be made in accordance with the scale for contract size adjustment specified under section 6 of the RCG 2021 Guidance notes. The currency ERC rates are set at £4m (Four Million Pounds) @ 1st April 2019 (AVD) for the RCG 2021 Publication. | - | - | 2 | TRUE
4411 | STS023 | 3760 | STS023 | Museums and Art Galleries | Subject to scheme | - | - | - | - | Location Adjustment Applicable (See Guidance Notes) - ERC = UK mean of 1.00 | (BEAMS Note 2) The ERC for this item should be added to all other rateable items on the hereditament (except land). Therefore the total of the ERC of the other Building Items and the P&M ERC (where applicable) to enable the correct contract size adjustment to be made. ERC of Building Component + ERC of P&M = Total ERC to which contract size adjustment should be applied. The appropriate % adjustment should be made in accordance with the scale for contract size adjustment specified under section 6 of the RCG 2023 Guidance notes. The currency ERC rates are set at £4m (Four Million Pounds) @ 1st April 2021 (AVD) for the RCG 2023 Publication. | - | - | - | - | - | - | - | - | - | 77777 |  | M2 | - | NA | NA | NA | 0 | Option 1 | 0 | 0% | 0 | 0 | 0% | 0% | 0 | 0% | Indexed | NA | VOA_GPN_GOV_UK\7246041 | 2019-08-30 | Low | - | High | Risk taken from previous CG | - | - | NA | BCIS | NA | (BEAMS Note 2) The ERC for this item should be added to all other rateable items on the hereditament (except land). Therefore the total of the ERC of the other Building Items and the P&M ERC (where applicable) to enable the correct contract size adjustment to be made. ERC of Building Component + ERC of P&M = Total ERC to which contract size adjustment should be applied. The appropriate % adjustment should be made in accordance with the scale for contract size adjustment specified under section 6 of the RCG 2021 Guidance notes. The currency ERC rates are set at £4m (Four Million Pounds) @ 1st April 2019 (AVD) for the RCG 2021 Publication. | - | - | 2 | TRUE
4412 | STS024 | 3713 | STS024 | Newspaper and Printing Works | Single storey printing works with 2 storey offices. | Printing works for paper, printing & publishing. | - | - | Foundations - RC pad/strip foundations, piles and slab; PCC upper floors; PCC and steel stairs. Steel frame. Facing brick/block walls, curtain walling and metal cladding. Pitched timber roof, metal clad; flat metal decked roof. Double glazed aluminium windows. Block partitions, glazed metal screens. Flush doors. Plaster, tiles and vinyl to walls; epoxy screed, tiles, carpet, vinyl to floors; suspended ceilings. Fittings. Heating, sanitary ware, ventilation, electrics. Lift; firefighting. External works, lighting, sub-station. | Location Adjustment Applicable (See Guidance Notes) - ERC = UK mean of 1.00 | (BEAMS Note 2) The ERC for this item should be added to all other rateable items on the hereditament (except land). Therefore the total of the ERC of the other Building Items and the P&M ERC (where applicable) to enable the correct contract size adjustment to be made. ERC of Building Component + ERC of P&M = Total ERC to which contract size adjustment should be applied. The appropriate % adjustment should be made in accordance with the scale for contract size adjustment specified under section 6 of the RCG 2023 Guidance notes. The currency ERC rates are set at £4m (Four Million Pounds) @ 1st April 2021 (AVD) for the RCG 2023 Publication. | - | - | - | - | - | - | - | - | - | 77777 |  | - | - | NA | NA | NA | 0 | Option 1 | 0 | 0% | 0 | 0 | 0% | 0% | 0 | 0% | Indexed | NA | VOA_GPN_GOV_UK\7246041 | 2019-08-30 | Low | - | - | Risk taken from previous CG | - | - | NA | BCIS | NA | (BEAMS Note 2) The ERC for this item should be added to all other rateable items on the hereditament (except land). Therefore the total of the ERC of the other Building Items and the P&M ERC (where applicable) to enable the correct contract size adjustment to be made. ERC of Building Component + ERC of P&M = Total ERC to which contract size adjustment should be applied. The appropriate % adjustment should be made in accordance with the scale for contract size adjustment specified under section 6 of the RCG 2021 Guidance notes. The currency ERC rates are set at £4m (Four Million Pounds) @ 1st April 2019 (AVD) for the RCG 2021 Publication. | - | - | 2 | TRUE
4413 | 42P04S | 4840 | 42P04S | Offices in Industrial Complexes | Administration | 500m2 - 5000m2 | Up to 3 storey prestige quality | Superior Industrial | Modern detached office building. Prestige offices as part of a chemical, oil, or other processing complex or operation. Constructed in high quality materials, contemporary design concealed services etc, for owner occupation in industrial locations. Construction: Substructure Pad foundations and reinforced 200mm thick concrete ground slab. Frame: concrete or steel. Minimum storey height 3m to accommodate air conditioning. Upper floors: Composite precast concrete with screed topping. Roof: Pitched roof with high quality profiled metal sheeting or slate / tile covering. External walls: Brick cavity wall, rain screen; metal, cladding, curtain walling etc. or a combination of these materials. Windows and Doors: Coated aluminium double glazed windows and external doors automatic / revolving. Internal walls and partitions: Mainly open plan blockwork walls plaster finish and paint some areas with specialised finishes. Toilet cubicles veneer finishes etc. Internal doors: solid doors hardwood veneer finish in hardwood frame matching skirtings' and architraves. Floor finishes: High quality raised access flooring, heavy duty edged outlets. Carpets and vinyls often laid to patterns. Stone or ceramic to common areas. Ceiling finishes: High quality suspended ceilings (concealed grid, moisture resistant, veneers, acoustic) with commensurate computer light fitments. Fittings: Feature areas such as an atrium to the reception / entrance area with hardwood furniture. High quality kitchen (gloss, solid timber units marble work surfaces) and toilet accommodation. High quality / feature sanitary ware (low level close coupled toilets dual flush modern design). Tiled and well equipped kitchen many appliances stainless steel, servery etc. Air conditioning including heating and air cooling. 8 person Lift. Protective installations. Typically rateable firefighting equipment, fire alarms, lightning protection, CCTV and security systems are reflected in the cost. | Location Adjustment Applicable (See Guidance Notes) - ERC = UK mean of 1.00 | (BEAMS Note 2) The ERC for this item should be added to all other rateable items on the hereditament (except land). Therefore the total of the ERC of the other Building Items and the P&M ERC (where applicable) to enable the correct contract size adjustment to be made. ERC of Building Component + ERC of P&M = Total ERC to which contract size adjustment should be applied. The appropriate % adjustment should be made in accordance with the scale for contract size adjustment specified under section 6 of the RCG 2023 Guidance notes. The currency ERC rates are set at £4m (Four Million Pounds) @ 1st April 2021 (AVD) for the RCG 2023 Publication. | Excludes external works. | - | - | - | - | - | Additional 8 person lift add £83k - £100k; No raised access floors deduct £42sqm | Various photographs supplied by Valuers of the actual buildings used in the analysis | - | 10575 |  | m2 | - | 3 - INDUSTRIAL | David Grace | James Allen | 1161.3149 | Option 1 | 1367.1075 | 17.72% | 2435.9034 | 1819.9863 | 56.72% | 33.13% | 1819.9863 | 56.72% | Elemental Analysis (multiple) | Helen Price | VOA_GPN_GOV_UK\7237340 | 2021-03-24 | Low | - | Medium | Old data | BCIS Evidence is older range, AMBER as is circa £400 higher per m2 than CG2021. Risk data 1-3 actual but old 4-5 | Minor tweaks to category descriptions for better grouping. | NA | BCIS | 1.56 | (BEAMS Note 2) The ERC for this item should be added to all other rateable items on the hereditament (except land). Therefore the total of the ERC of the other Building Items and the P&M ERC (where applicable) to enable the correct contract size adjustment to be made. ERC of Building Component + ERC of P&M = Total ERC to which contract size adjustment should be applied. The appropriate % adjustment should be made in accordance with the scale for contract size adjustment specified under section 6 of the RCG 2021 Guidance notes. The currency ERC rates are set at £4m (Four Million Pounds) @ 1st April 2019 (AVD) for the RCG 2021 Publication. | Various photographs supplied by Valuers of the actual buildings used in the analysis | - | 2 | TRUE
4414 | 34000E | 9425 | 34000E | Offices (Fitting out) | Fit-Out Cat A - Major | Costs include structural and façade works | - | - | Office Fit-out - minor repairs and refurbishment to Category A office standard. Includes all strip out costs, new heating and cooling, lighting, ceilings, carpets, doors, all decoration. | Location Adjustment Applicable (See Guidance Notes) - ERC = UK mean of 1.00 | (BEAMS Note 2) The ERC for this item should be added to all other rateable items on the hereditament (except land). Therefore the total of the ERC of the other Building Items and the P&M ERC (where applicable) to enable the correct contract size adjustment to be made. ERC of Building Component + ERC of P&M = Total ERC to which contract size adjustment should be applied. The appropriate % adjustment should be made in accordance with the scale for contract size adjustment specified under section 6 of the RCG 2023 Guidance notes. The currency ERC rates are set at £4m (Four Million Pounds) @ 1st April 2021 (AVD) for the RCG 2023 Publication. | - | Measure area to GIA. | - | - | - | - | - | - | - | - |  | M2 | - | NA | NA | NA | #N/A | Option 2 | ERROR | 0% | 1233.1074 | 969.8071 | 0% | 0% | 969.8071 | 0% | Indexed | NA | VOA_GPN_GOV_UK\7246041 | 2019-08-30 | Low | - | Medium | Risk taken from previous CG | - | - | NA | BCIS | NA | (BEAMS Note 2) The ERC for this item should be added to all other rateable items on the hereditament (except land). Therefore the total of the ERC of the other Building Items and the P&M ERC (where applicable) to enable the correct contract size adjustment to be made. ERC of Building Component + ERC of P&M = Total ERC to which contract size adjustment should be applied. The appropriate % adjustment should be made in accordance with the scale for contract size adjustment specified under section 6 of the RCG 2021 Guidance notes. The currency ERC rates are set at £4m (Four Million Pounds) @ 1st April 2019 (AVD) for the RCG 2021 Publication. | - | - | 2 | TRUE
4415 | 34000C | 9424 | 34000C | Offices (Fitting out) | Fit-Out Cat A - Medium | Costs include A/C and window replacement | - | - | Office Fit-out - minor repairs and refurbishment to Category A office standard. Includes all strip out costs, new heating and cooling, lighting, ceilings, carpets, doors, all decoration. | Location Adjustment Applicable (See Guidance Notes) - ERC = UK mean of 1.00 | (BEAMS Note 2) The ERC for this item should be added to all other rateable items on the hereditament (except land). Therefore the total of the ERC of the other Building Items and the P&M ERC (where applicable) to enable the correct contract size adjustment to be made. ERC of Building Component + ERC of P&M = Total ERC to which contract size adjustment should be applied. The appropriate % adjustment should be made in accordance with the scale for contract size adjustment specified under section 6 of the RCG 2023 Guidance notes. The currency ERC rates are set at £4m (Four Million Pounds) @ 1st April 2021 (AVD) for the RCG 2023 Publication. | - | Measure area to GIA. | - | - | - | - | - | - | - | - |  | M2 | - | NA | NA | NA | #N/A | Option 2 | ERROR | 0% | 872.9424 | 686.5466 | 0% | 0% | 686.5466 | 0% | Indexed | NA | VOA_GPN_GOV_UK\7246041 | 2019-08-30 | Low | - | Medium | Risk taken from previous CG | - | - | NA | BCIS | NA | (BEAMS Note 2) The ERC for this item should be added to all other rateable items on the hereditament (except land). Therefore the total of the ERC of the other Building Items and the P&M ERC (where applicable) to enable the correct contract size adjustment to be made. ERC of Building Component + ERC of P&M = Total ERC to which contract size adjustment should be applied. The appropriate % adjustment should be made in accordance with the scale for contract size adjustment specified under section 6 of the RCG 2021 Guidance notes. The currency ERC rates are set at £4m (Four Million Pounds) @ 1st April 2019 (AVD) for the RCG 2021 Publication. | - | - | 2 | TRUE
4416 | 34000A | 9423 | 34000A | Offices (Fitting out) | Fit-Out Cat A - Minor | Costs include A/C | - | - | Office Fit-out - minor repairs and refurbishment to Category A office standard. Includes all strip out costs, new heating and cooling, lighting, ceilings, carpets, doors, all decoration. | Location Adjustment Applicable (See Guidance Notes) - ERC = UK mean of 1.00 | (BEAMS Note 2) The ERC for this item should be added to all other rateable items on the hereditament (except land). Therefore the total of the ERC of the other Building Items and the P&M ERC (where applicable) to enable the correct contract size adjustment to be made. ERC of Building Component + ERC of P&M = Total ERC to which contract size adjustment should be applied. The appropriate % adjustment should be made in accordance with the scale for contract size adjustment specified under section 6 of the RCG 2023 Guidance notes. The currency ERC rates are set at £4m (Four Million Pounds) @ 1st April 2021 (AVD) for the RCG 2023 Publication. | - | Measure area to GIA. | - | - | - | - | - | - | - | - |  | M2 | - | NA | NA | NA | #N/A | Option 2 | ERROR | 0% | 708.1211 | 556.9189 | 0% | 0% | 556.9189 | 0% | Indexed | NA | VOA_GPN_GOV_UK\7246041 | 2019-08-30 | Low | - | Medium | Risk taken from previous CG | - | - | NA | BCIS | NA | (BEAMS Note 2) The ERC for this item should be added to all other rateable items on the hereditament (except land). Therefore the total of the ERC of the other Building Items and the P&M ERC (where applicable) to enable the correct contract size adjustment to be made. ERC of Building Component + ERC of P&M = Total ERC to which contract size adjustment should be applied. The appropriate % adjustment should be made in accordance with the scale for contract size adjustment specified under section 6 of the RCG 2021 Guidance notes. The currency ERC rates are set at £4m (Four Million Pounds) @ 1st April 2019 (AVD) for the RCG 2021 Publication. | - | - | 2 | TRUE
4417 | STS025 | 3714 | STS025 | Offices (Fitting out) | Subject to scheme | - | - | - | - | Location Adjustment Applicable (See Guidance Notes) - ERC = UK mean of 1.00 | (BEAMS Note 2) The ERC for this item should be added to all other rateable items on the hereditament (except land). Therefore the total of the ERC of the other Building Items and the P&M ERC (where applicable) to enable the correct contract size adjustment to be made. ERC of Building Component + ERC of P&M = Total ERC to which contract size adjustment should be applied. The appropriate % adjustment should be made in accordance with the scale for contract size adjustment specified under section 6 of the RCG 2023 Guidance notes. The currency ERC rates are set at £4m (Four Million Pounds) @ 1st April 2021 (AVD) for the RCG 2023 Publication. | - | Measure area to GIA. | - | - | - | - | - | - | - | 77777 |  | - | - | NA | NA | NA | 0 | Option 2 | 0 | 0% | 0 | 0 | 0% | 0% | 0 | 0% | Indexed | NA | VOA_GPN_GOV_UK\7246041 | 2019-08-30 | Low | - | Medium | Risk taken from previous CG | - | - | NA | BCIS | NA | (BEAMS Note 2) The ERC for this item should be added to all other rateable items on the hereditament (except land). Therefore the total of the ERC of the other Building Items and the P&M ERC (where applicable) to enable the correct contract size adjustment to be made. ERC of Building Component + ERC of P&M = Total ERC to which contract size adjustment should be applied. The appropriate % adjustment should be made in accordance with the scale for contract size adjustment specified under section 6 of the RCG 2021 Guidance notes. The currency ERC rates are set at £4m (Four Million Pounds) @ 1st April 2019 (AVD) for the RCG 2021 Publication. | - | - | 2 | TRUE
| 42P03A |  | 42P03A | Offices in Industrial Complexes | Administration | 100 to 500m2 | Single storey | Basic Quality | The office buildings dealt with in this category are not usually constructed for letting. They are for owner occupation in industrial locations such as oil refineries, cement and chemical works etc. Building Construction: Foundations: Strip or trench fill concrete with 200mm reinforced, insulated concrete floor slab. Frame: None: Roof: Pitched roof with concrete interlocking tiles uPVC rainwater system. External Walls: Brick and block cavity walls with internal painted blockwork finish. Windows and Doors: Double glazed uPVC windows, Heavy duty softwood external doors. Internal Walls: Metal stud partitions painted plasterboard finish with softwood doors and frames. Internal Finishes: Emulsion paint to plasterboard ceilings, vinyl flooring. Building Services: Heating wall mounted electric heaters, general lighting and power. Surface mounted in trunking. Basic sanitary arrangements and tea point. | Location Adjustment Applicable (See Guidance Notes) - ERC = UK mean of 1.00 | (BEAMS Note 2) The ERC for this item should be added to all other rateable items on the hereditament (except land). Therefore the total of the ERC of the other Building Items and the P&M ERC (where applicable) to enable the correct contract size adjustment to be made. ERC of Building Component + ERC of P&M = Total ERC to which contract size adjustment should be applied. The appropriate % adjustment should be made in accordance with the scale for contract size adjustment specified under section 6 of the RCG 2023 Guidance notes. The currency ERC rates are set at £4m (Four Million Pounds) @ 1st April 2021 (AVD) for the RCG 2023 Publication. | Exclude: External works and all loose fixture and fittings. | Measure to GIA | - | - | - | - | Suspended ceiling add £23.50 m2; Flat roof deduct £30 m2. Shared wall with adjoining property deduct 5-7% construction costs depending on short or long wall and proportions of walls. | No photographs available | - | 10177 |  | m2 | - | Please Select | - | - | #N/A | Option 1 | ERROR | 0% | 1047.7723 | 782.8435 | 0% | 0% | 782.8435 | 0% | Price Book Data | Helen Price | VOA_GPN_GOV_UK\7237340 | 2021-03-23 | - | - | Low | - | This is a new code, approved by valuer, based on pricebook rates with a theoretical building, some amends in yellow, RECOMMEND AMBER code status | Minor tweaks to description order for grouping. | NA | BCIS | 1.56 | (BEAMS Note 2) The ERC for this item should be added to all other rateable items on the hereditament (except land). Therefore the total of the ERC of the other Building Items and the P&M ERC (where applicable) to enable the correct contract size adjustment to be made. ERC of Building Component + ERC of P&M = Total ERC to which contract size adjustment should be applied. The appropriate % adjustment should be made in accordance with the scale for contract size adjustment specified under section 6 of the RCG 2021 Guidance notes. The currency ERC rates are set at £4m (Four Million Pounds) @ 1st April 2019 (AVD) for the RCG 2021 Publication. | No photographs available | - | 2 | TRUE
4418 | 42P04A | 4620 | 42P04A | Offices in Industrial Complexes | Administration | 100 to 500m2 | 2 to 3 storey | Basic Quality | The office buildings dealt with in this category are not usually constructed for letting. They are for owner occupation in industrial locations such as oil refineries, cement and chemical works etc. Building Construction: Foundations: Strip or trench fill concrete with 200mm reinforced, insulated concrete floor slab. Upper floors composite precast concrete with screed topping. Frame: None: Roof: Pitched roof with concrete interlocking tiles uPVC rainwater system. External Walls: Brick and block cavity walls with internal painted blockwork finish. Windows and Doors: Double glazed uPVC windows, Heavy duty softwood external doors. Internal Walls: Metal stud partitions painted plasterboard finish with softwood doors and frames. Internal Finishes: Emulsion paint to plasterboard ceilings, vinyl flooring. Building Services: Heating wall mounted electric heaters, general lighting and power. Surface mounted in trunking. Basic sanitary arrangements and tea point. | Location Adjustment Applicable (See Guidance Notes) - ERC = UK mean of 1.00 | (BEAMS Note 2) The ERC for this item should be added to all other rateable items on the hereditament (except land). Therefore the total of the ERC of the other Building Items and the P&M ERC (where applicable) to enable the correct contract size adjustment to be made. ERC of Building Component + ERC of P&M = Total ERC to which contract size adjustment should be applied. The appropriate % adjustment should be made in accordance with the scale for contract size adjustment specified under section 6 of the RCG 2023 Guidance notes. The currency ERC rates are set at £4m (Four Million Pounds) @ 1st April 2021 (AVD) for the RCG 2023 Publication. | Exclude: External works and all loose fixture and fittings. | Measure to GIA | - | - | - | - | 8 person lift add £83k - £100k; platform lift add £10k - £12k. Suspended ceiling add £23.50 m2; Flat roof deduct £30 m2. Additional storey no impact on cost. Shared wall with adjoining property deduct 5-7% construction costs depending on short or long wall and proportions of walls. | Two storey office building basic quality | photographs taken from CG2021 | 10177 |  | m2 | - | Please Select | - | - | 671.9558 | Option 1 | 791.0308 | 17.72% | 1014.9111 | 758.2913 | 12.85% | -4.139% | 758.2913 | 12.85% | Price Book Data | Helen Price | VOA_GPN_GOV_UK\7237340 | 2021-03-23 | Low | - | Low | - | - | Minor tweaks to description order for grouping. | NA | BCIS | 1.56 | (BEAMS Note 2) The ERC for this item should be added to all other rateable items on the hereditament (except land). Therefore the total of the ERC of the other Building Items and the P&M ERC (where applicable) to enable the correct contract size adjustment to be made. ERC of Building Component + ERC of P&M = Total ERC to which contract size adjustment should be applied. The appropriate % adjustment should be made in accordance with the scale for contract size adjustment specified under section 6 of the RCG 2021 Guidance notes. The currency ERC rates are set at £4m (Four Million Pounds) @ 1st April 2019 (AVD) for the RCG 2021 Publication. | Two storey office building basic quality | photographs taken from CG2021 | 2 | TRUE
| 42P05A |  | 42P05A | Offices in Industrial Complexes | Administration | >500m2 | Single storey | Basic Quality | The office buildings dealt with in this category are not usually constructed for letting. They are for owner occupation in industrial locations such as oil refineries, cement and chemical works etc. Building Construction: Foundations: Strip or trench fill concrete with 200mm reinforced, insulated concrete floor slab. Frame: None: Roof: Pitched roof with concrete interlocking tiles uPVC rainwater system. External Walls: Brick and block cavity walls with internal plasterboard finish painted. Windows and Doors: Double glazed uPVC windows, Heavy duty softwood external doors. Internal Walls: Metal stud partitions painted plasterboard finish with softwood doors and frames. Internal Finishes: Emulsion paint to plasterboard ceilings, vinyl flooring. Building Services: Central heating to steel panel radiators. General lighting and power, surface mounted in trunking. Basic sanitary arrangements and tea point. | Location Adjustment Applicable (See Guidance Notes) - ERC = UK mean of 1.00 | (BEAMS Note 2) The ERC for this item should be added to all other rateable items on the hereditament (except land). Therefore the total of the ERC of the other Building Items and the P&M ERC (where applicable) to enable the correct contract size adjustment to be made. ERC of Building Component + ERC of P&M = Total ERC to which contract size adjustment should be applied. The appropriate % adjustment should be made in accordance with the scale for contract size adjustment specified under section 6 of the RCG 2023 Guidance notes. The currency ERC rates are set at £4m (Four Million Pounds) @ 1st April 2021 (AVD) for the RCG 2023 Publication. | Exclude: External works and all loose fixture and fittings. | Measure to GIA | - | - | - | - | Suspended ceiling add £23.50 m2; Flat roof deduct £30 m2. Shared wall with adjoining property deduct 5-7% construction costs depending on short or long wall and proportions of walls. | - | No photographs available | 10177 |  | m2 | - | Please Select | - | - | #N/A | Option 1 | ERROR | 0% | 1052.2317 | 786.1754 | 0% | 0% | 786.1754 | 0% | Price Book Data | Helen Price | VOA_GPN_GOV_UK\7237340 | 2021-03-23 | - | - | Low | - | This is a new code, approved by valuer, based on pricebook rates with a theoretical building, Some costs amended for consiitency, recommend AMBER code status | Minor tweaks to description order for grouping. | NA | BCIS | 1.56 | (BEAMS Note 2) The ERC for this item should be added to all other rateable items on the hereditament (except land). Therefore the total of the ERC of the other Building Items and the P&M ERC (where applicable) to enable the correct contract size adjustment to be made. ERC of Building Component + ERC of P&M = Total ERC to which contract size adjustment should be applied. The appropriate % adjustment should be made in accordance with the scale for contract size adjustment specified under section 6 of the RCG 2021 Guidance notes. The currency ERC rates are set at £4m (Four Million Pounds) @ 1st April 2019 (AVD) for the RCG 2021 Publication. | - | No photographs available | 2 | TRUE
4419 | 42P06A | 4622 | 42P06A | Offices in Industrial Complexes | Administration | >500m2 | 2 to 3 storey | Basic Quality | The office buildings dealt with in this category are not usually constructed for letting. They are for owner occupation in industrial locations such as oil refineries, cement and chemical works etc. Building Construction: Foundations: Strip or trench fill concrete with 200mm reinforced, insulated concrete floor slab. Upper Floors: Composite pre cast concrete floors screed topping. Frame: None: Roof: Pitched roof with concrete interlocking tiles uPVC rainwater system. External Walls: Brick and block cavity walls with internal plasterboard finish painted. Windows and Doors: Double glazed uPVC windows, Heavy duty softwood external doors. Internal Walls: Metal stud partitions painted plasterboard finish with softwood doors and frames. Internal Finishes: Emulsion paint to plasterboard ceilings, vinyl flooring. Building Services: Central heating to steel panel radiators. General lighting and power, surface mounted in trunking. Basic sanitary arrangements and tea point. Lifts not included | Location Adjustment Applicable (See Guidance Notes) - ERC = UK mean of 1.00 | (BEAMS Note 2) The ERC for this item should be added to all other rateable items on the hereditament (except land). Therefore the total of the ERC of the other Building Items and the P&M ERC (where applicable) to enable the correct contract size adjustment to be made. ERC of Building Component + ERC of P&M = Total ERC to which contract size adjustment should be applied. The appropriate % adjustment should be made in accordance with the scale for contract size adjustment specified under section 6 of the RCG 2023 Guidance notes. The currency ERC rates are set at £4m (Four Million Pounds) @ 1st April 2021 (AVD) for the RCG 2023 Publication. | Exclude: External works and all loose fixture and fittings. | Measure to GIA | - | - | - | - | 8 person lift add £83k - £100k; platform lift add £10k - £12k. Suspended ceiling add £23.50 m2; Flat roof deduct £30 m2. Additional storey no impact on cost. Shared wall with adjoining property deduct 5-7% construction costs depending on short or long wall and proportions of walls. | Two storey office building basic quality | photographs taken from CG2021 | 10177 |  | m2 | - | 3 - INDUSTRIAL | David Grace | - | 654.4265 | Option 1 | 770.3952 | 17.72% | 1015.7499 | 758.918 | 15.97% | -1.49% | 758.918 | 15.97% | Price Book Data | Helen Price | VOA_GPN_GOV_UK\7237340 | 2021-03-23 | Low | - | Low | - | Rate is less than CG2021, Based on Price Book, Codes approved by Valuer' AMBER code | Minor tweaks to description order for grouping. | NA | BCIS | 1.56 | (BEAMS Note 2) The ERC for this item should be added to all other rateable items on the hereditament (except land). Therefore the total of the ERC of the other Building Items and the P&M ERC (where applicable) to enable the correct contract size adjustment to be made. ERC of Building Component + ERC of P&M = Total ERC to which contract size adjustment should be applied. The appropriate % adjustment should be made in accordance with the scale for contract size adjustment specified under section 6 of the RCG 2021 Guidance notes. The currency ERC rates are set at £4m (Four Million Pounds) @ 1st April 2019 (AVD) for the RCG 2021 Publication. | Two storey office building basic quality | photographs taken from CG2021 | 2 | TRUE
4420 | 42P04K | 4621 | 42P04K | Offices in Industrial Complexes | Administration | 100 to 500m2 | 2 to 3 storey | High Quality | The office buildings dealt with in this category are not usually constructed for letting. They are for owner occupation in industrial locations such as oil refineries, cement and chemical works etc. Building Construction: Foundations: Strip or trench fill concrete with 200mm reinforced, insulated concrete floor slab. Upper floors; Composite precast concrete with screed topping. Frame: None: Roof: Pitched roof with steel trusses and aluminium profiled composite cladding. External Walls: Brick and block cavity walls with internal plasterboard, painted finish. Up to 40% unitized curtain walling system aluminium powder coated finish. Windows and Doors: Automatic revolving double glazed entrance door. Double glazed aluminium windows. Internal Walls: Metal stud partitions painted plasterboard finish with veneered doors and softwood frames. Internal Finishes: Concealed grid medium quality suspended ceiling tiles approx. 80% of floor area. Emulsion paint to plasterboard ceilings, vinyl / carpet tile flooring. Building Services: Air conditioning cooling, ventilation and heating, Cat 2 modular recessed office lighting and generous power and IT outlets. Sanitary accommodation above min HSE requirements and modern design. Well equipped kitchen. 8 person lift above standard stainless steel finish mirrors panelling etc. | Location Adjustment Applicable (See Guidance Notes) - ERC = UK mean of 1.00 | (BEAMS Note 2) The ERC for this item should be added to all other rateable items on the hereditament (except land). Therefore the total of the ERC of the other Building Items and the P&M ERC (where applicable) to enable the correct contract size adjustment to be made. ERC of Building Component + ERC of P&M = Total ERC to which contract size adjustment should be applied. The appropriate % adjustment should be made in accordance with the scale for contract size adjustment specified under section 6 of the RCG 2023 Guidance notes. The currency ERC rates are set at £4m (Four Million Pounds) @ 1st April 2021 (AVD) for the RCG 2023 Publication. | Exclude: External works and all loose fixture and fittings. | Measure to GIA | - | - | - | - | Each additional 8 person lift add £83k - £100k; platform lift add £10k - £12k. Raised access floors 150mm high steel finish medium grade £34.61sqm heavy grade £49.76sqm. Additional storey no impact on cost. | See Evidence tab | - | 10177 |  | m2 | - | Please Select | - | - | 916.6353 | Option 1 | 1079.0691 | 17.72% | 1988.9608 | 1486.053 | 62.12% | 37.72% | 1486.053 | 62.12% | Price Book Data | Helen Price | VOA_GPN_GOV_UK\7237340 | 2021-03-23 | Low | - | Low | - | Price Book evidence, Cost is higher than CG2021, Valuers have approved costs and specification. GREEN code QC approval. | Minor tweaks to description order for grouping. Significant increase on CG21, but valuers consulted. | NA | BCIS | 1.56 | (BEAMS Note 2) The ERC for this item should be added to all other rateable items on the hereditament (except land). Therefore the total of the ERC of the other Building Items and the P&M ERC (where applicable) to enable the correct contract size adjustment to be made. ERC of Building Component + ERC of P&M = Total ERC to which contract size adjustment should be applied. The appropriate % adjustment should be made in accordance with the scale for contract size adjustment specified under section 6 of the RCG 2021 Guidance notes. The currency ERC rates are set at £4m (Four Million Pounds) @ 1st April 2019 (AVD) for the RCG 2021 Publication. | See Evidence tab | - | 2 | TRUE
4421 | 42P06K | 4624 | 42P06K | Offices in Industrial Complexes | Administration | > 500m2 | 2 to 3 storey | High Quality | The office buildings dealt with in this category are not usually constructed for letting. They are for owner occupation in industrial locations such as oil refineries, cement and chemical works etc. Building Construction: Foundations: Strip or trench fill concrete with 200mm reinforced, insulated concrete floor slab. Upper floors: Composite precast concrete with screed topping. Frame: None: Roof: Pitched roof with steel trusses and aluminium profiled composite cladding. External Walls: Brick and block cavity walls with internal plasterboard, painted finish. Up to 40% unitized curtain walling system aluminium powder coated finish. Windows and Doors: Automatic revolving double glazed entrance door. Double glazed aluminium windows. Internal Walls: Metal stud partitions painted plasterboard finish with veneered doors and softwood frames. Internal Finishes: Concealed grid medium quality suspended ceiling tiles approx. 80% of floor area. Emulsion paint to plasterboard ceilings, vinyl / carpet tile flooring. Building Services: Air conditioning cooling, ventilation and heating, Cat 2 modular recessed office lighting and generous power and IT outlets. Sanitary accommodation above min HSE requirements and modern design. Well equipped kitchen. 8 person lift above standard stainless steel finish mirrors panelling etc. | Location Adjustment Applicable (See Guidance Notes) - ERC = UK mean of 1.00 | (BEAMS Note 2) The ERC for this item should be added to all other rateable items on the hereditament (except land). Therefore the total of the ERC of the other Building Items and the P&M ERC (where applicable) to enable the correct contract size adjustment to be made. ERC of Building Component + ERC of P&M = Total ERC to which contract size adjustment should be applied. The appropriate % adjustment should be made in accordance with the scale for contract size adjustment specified under section 6 of the RCG 2023 Guidance notes. The currency ERC rates are set at £4m (Four Million Pounds) @ 1st April 2021 (AVD) for the RCG 2023 Publication. | Exclude: External works and all loose fixture and fittings. | Measure to GIA | - | - | - | - | Each additional 8 person lift add £83k - £100k; platform lift add £10k - £12k. No raised access floors deduct £43sqm. Additional storey no impact on cost. | See evidence Tab | - | 10177 |  | m2 | - | 3 - INDUSTRIAL | David Grace | - | 876.4641 | Option 1 | 1031.7793 | 17.72% | 1772.9557 | 1324.6647 | 51.14% | 28.39% | 1324.6647 | 51.14% | Price Book Data | Helen Price | VOA_GPN_GOV_UK\7237340 | 2021-03-23 | Low | - | Low | - | Higher than CG2021, Price book calculation, Approved by Valuer, some corrections made, AMBER code status | Minor tweaks to description order for grouping. Significant increase on CG21, but valuers consulted. | NA | BCIS | 1.56 | (BEAMS Note 2) The ERC for this item should be added to all other rateable items on the hereditament (except land). Therefore the total of the ERC of the other Building Items and the P&M ERC (where applicable) to enable the correct contract size adjustment to be made. ERC of Building Component + ERC of P&M = Total ERC to which contract size adjustment should be applied. The appropriate % adjustment should be made in accordance with the scale for contract size adjustment specified under section 6 of the RCG 2021 Guidance notes. The currency ERC rates are set at £4m (Four Million Pounds) @ 1st April 2019 (AVD) for the RCG 2021 Publication. | See evidence Tab | - | 2 | TRUE
4422 | 42P04F | 4785 | 42P04F | Offices in Industrial Complexes | Administration | 2 to 3 storey | 100 to 500m2 | Medium Quality | The office buildings dealt with in this category are not usually constructed for letting. They are for owner occupation in industrial locations such as oil refineries, cement and chemical works etc. Building Construction: Foundations: Strip or trench fill concrete with 200mm reinforced, insulated concrete floor slab. Upper floors: Composite precast concrete with screed topping. Frame: None: Roof: Pitched roof with steel trusses and aluminium profiled composite cladding. External Walls: Brick and block cavity walls with internal plasterboard, painted finish. Up to 25% stick glazed curtain walling system. Windows and Doors: Automatic double glazed entrance door. Double glazed aluminium windows. Internal Walls: Metal stud partitions painted plasterboard finish with veneered doors and softwood frames. Internal Finishes: Exposed grid medium quality suspended ceiling tiles approx. 80% of floor area. Emulsion paint to plasterboard ceilings, vinyl / carpet tile flooring. Building Services: Full gas central heating to steel panel radiators, general lighting and power. Basic sanitary arrangements and tea point. 8 person lift included basis stainless steel finish. | Location Adjustment Applicable (See Guidance Notes) - ERC = UK mean of 1.00 | (BEAMS Note 2) The ERC for this item should be added to all other rateable items on the hereditament (except land). Therefore the total of the ERC of the other Building Items and the P&M ERC (where applicable) to enable the correct contract size adjustment to be made. ERC of Building Component + ERC of P&M = Total ERC to which contract size adjustment should be applied. The appropriate % adjustment should be made in accordance with the scale for contract size adjustment specified under section 6 of the RCG 2023 Guidance notes. The currency ERC rates are set at £4m (Four Million Pounds) @ 1st April 2021 (AVD) for the RCG 2023 Publication. | Exclude: External works and all loose fixture and fittings. | Measure to GIA | - | - | - | - | Each additional 8 person lift add £83k - £100k platform lift add £10k - £12k. No suspended ceilings deduct £23.50 m2; Concrete tile roof deduct £112 m2. Raised access floors 150mm high steel finish medium grade add £34.61sqm heavy grade add £49.76sqm. Additional storey no impact on cost. Shared wall with adjoining property deduct 5-7% construction costs depending on short or long wall and proportions of walls. | - | - | 10177 |  | m2 | - | Please Select | - | - | 759.6022 | Option 1 | 894.2087 | 17.72% | 1719.0403 | 1284.3818 | 69.09% | 43.63% | 1284.3818 | 69.09% | Price Book Data | Helen Price | VOA_GPN_GOV_UK\7237340 | 2021-03-23 | Low | - | Low | - | Approved by Valuer; Higher (substantially) than previous CG2021; Full Price Book review taken; AMBER RISK CODE. Some Corrections made | Minor tweaks to description order for grouping. Significant increase on CG21 but valuers fully consulted. | NA | BCIS | 1.56 | (BEAMS Note 2) The ERC for this item should be added to all other rateable items on the hereditament (except land). Therefore the total of the ERC of the other Building Items and the P&M ERC (where applicable) to enable the correct contract size adjustment to be made. ERC of Building Component + ERC of P&M = Total ERC to which contract size adjustment should be applied. The appropriate % adjustment should be made in accordance with the scale for contract size adjustment specified under section 6 of the RCG 2021 Guidance notes. The currency ERC rates are set at £4m (Four Million Pounds) @ 1st April 2019 (AVD) for the RCG 2021 Publication. | - | - | 2 | TRUE
4423 | 42P06F | 4623 | 42P06F | Offices in Industrial Complexes | Administration | > 500m2 | 2 to 3 storey | Medium Quality | The office buildings dealt with in this category are not usually constructed for letting. They are for owner occupation in industrial locations such as oil refineries, cement and chemical works etc. Building Construction: Foundations: Strip or trench fill concrete with 200mm reinforced, insulated concrete floor slab. Upper floors precast composite concrete with screed topping. Frame: None: Roof: Pitched roof with steel trusses and aluminium profiled composite cladding. External Walls: Brick and block cavity walls with internal plasterboard, painted finish. Up to 25% stick glazed curtain walling system. Windows and Doors: Automatic double glazed entrance door. Double glazed aluminium windows. Internal Walls: Metal stud partitions painted plasterboard finish with veneered doors and softwood frames. Internal Finishes: Exposed grid medium quality suspended ceiling tiles approx. 80% of floor area. Emulsion paint to plasterboard ceilings, vinyl / carpet tile flooring. Building Services: Full gas central heating to steel panel radiators, general lighting and power. Basic sanitary arrangements and tea point. 8 person lift included basic stainless steel finish. | Location Adjustment Applicable (See Guidance Notes) - ERC = UK mean of 1.00 | (BEAMS Note 2) The ERC for this item should be added to all other rateable items on the hereditament (except land). Therefore the total of the ERC of the other Building Items and the P&M ERC (where applicable) to enable the correct contract size adjustment to be made. ERC of Building Component + ERC of P&M = Total ERC to which contract size adjustment should be applied. The appropriate % adjustment should be made in accordance with the scale for contract size adjustment specified under section 6 of the RCG 2023 Guidance notes. The currency ERC rates are set at £4m (Four Million Pounds) @ 1st April 2021 (AVD) for the RCG 2023 Publication. | Exclude: External works and all loose fixture and fittings. | Measure to GIA | - | - | - | - | Each additional 8 person lift add £83k - £100k, platform lift add £10k - £12k. No suspended ceiling deduct £23.50 m2; Concrete tile roof deduct £112 m2. Raised access floors 150mm high steel finish medium grade add £34.61sqm heavy grade add £49.76sqm. Additional storey no impact on cost. Shared wall with adjoining property deduct 5-7% construction costs depending on short or long wall and proportions of walls. | - | - | 10177 |  | m2 | - | Please Select | - | - | 730.3867 | Option 1 | 859.816 | 17.72% | 1572.0791 | 1174.5796 | 60.82% | 36.61% | 1174.5796 | 60.82% | Price Book Data | Helen Price | VOA_GPN_GOV_UK\7237340 | 2021-03-23 | Low | - | Low | - | Higher cost than previous CG2021, Valuer approved, Price book calculation, AMBER code status | Minor tweaks to description order for grouping. Significant increase on CG21, but valuers consulted. | NA | BCIS | 1.56 | (BEAMS Note 2) The ERC for this item should be added to all other rateable items on the hereditament (except land). Therefore the total of the ERC of the other Building Items and the P&M ERC (where applicable) to enable the correct contract size adjustment to be made. ERC of Building Component + ERC of P&M = Total ERC to which contract size adjustment should be applied. The appropriate % adjustment should be made in accordance with the scale for contract size adjustment specified under section 6 of the RCG 2021 Guidance notes. The currency ERC rates are set at £4m (Four Million Pounds) @ 1st April 2019 (AVD) for the RCG 2021 Publication. | - | - | 2 | TRUE
4424 | 42P40V | 9670 | 42P40V | Offices in Industrial Complexes | Plant Office | Within Industrial Building | Basic quality | Single Storey 100m2 | 100m2 Basic Engineer's Office within factory building. Block subdivided into 6No offices. Building Construction: Foundations: None blockwork off existing factory floor slab. Roof: None ceiling joists plasterboarded for fire protection, plywood deck. Windows and Doors: uPVC DG windows, Internal Walls: Fair faced blockwork walls, plasterboard ceilings painted, vinyl flooring. Building Services: Electric storage or wall mounted heating, general lighting and power. | Location Adjustment Applicable (See Guidance Notes) - ERC = UK mean of 1.00 | (BEAMS Note 2) The ERC for this item should be added to all other rateable items on the hereditament (except land). Therefore the total of the ERC of the other Building Items and the P&M ERC (where applicable) to enable the correct contract size adjustment to be made. ERC of Building Component + ERC of P&M = Total ERC to which contract size adjustment should be applied. The appropriate % adjustment should be made in accordance with the scale for contract size adjustment specified under section 6 of the RCG 2023 Guidance notes. The currency ERC rates are set at £4m (Four Million Pounds) @ 1st April 2021 (AVD) for the RCG 2023 Publication. | This ERC is an addition to the basic industrial rate which applies to the whole of the building, including the area the internal office block is set up on. Floor slab measured in Industrial Buildings measure ERC. Basic specification allow for additional floor and wall finishes if required. | Measure to GIA | - | - | - | - | - | - | - | - |  | m2 | - | 3 - INDUSTRIAL | David Grace | James Allen | #N/A | Option 1 | ERROR | 0% | 434.089 | 324.3298 | 0% | 0% | 324.3298 | 0% | Price Book Data | Helen Price | VOA_GPN_GOV_UK\7237340 | 2021-02-15 | Low | - | Medium | - | Appears ok, Valuer Approved | - | NA | BCIS | 1.56 | (BEAMS Note 2) The ERC for this item should be added to all other rateable items on the hereditament (except land). Therefore the total of the ERC of the other Building Items and the P&M ERC (where applicable) to enable the correct contract size adjustment to be made. ERC of Building Component + ERC of P&M = Total ERC to which contract size adjustment should be applied. The appropriate % adjustment should be made in accordance with the scale for contract size adjustment specified under section 6 of the RCG 2021 Guidance notes. The currency ERC rates are set at £4m (Four Million Pounds) @ 1st April 2019 (AVD) for the RCG 2021 Publication. | - | - | 2 | TRUE
4425 | 42P22AA | 4630 | 42P22AA | Offices in Industrial Complexes | Plant Office | Single storey | 100 - 250m2 | up to 2.75m height internally | Building Construction: Foundations: Reinforced concrete strip foundations and insulated concrete floor slab on hardcore. Roof: Steel deck flat roof with mineral felt External Walls: Brick /block cavity walls with painted blockwork internally. Windows and Doors: uPVC DG windows and doors; Internal Walls: Blockwork walls. Internal Finishes: Emulsion paint to blockwork walls and plastered ceilings, carpet tiles to office accommodation and vinyl flooring to wet areas. Building Services: Electric storage or wall mounted heaters. General lighting and power, hot and cold water supplies, reasonable quality sanitary appliances with local ventilation to toilets. Air handling not provided to offices. | Location Adjustment Applicable (See Guidance Notes) - ERC = UK mean of 1.00 | (BEAMS Note 2) The ERC for this item should be added to all other rateable items on the hereditament (except land). Therefore the total of the ERC of the other Building Items and the P&M ERC (where applicable) to enable the correct contract size adjustment to be made. ERC of Building Component + ERC of P&M = Total ERC to which contract size adjustment should be applied. The appropriate % adjustment should be made in accordance with the scale for contract size adjustment specified under section 6 of the RCG 2023 Guidance notes. The currency ERC rates are set at £4m (Four Million Pounds) @ 1st April 2021 (AVD) for the RCG 2023 Publication. | Excludes external works | - | - | - | - | - | Pitched aluminium sheet roof add £141.67 m2; Suspended ceiling add £23.50 m2; Quarry tiled floors add £20 m2. Central heating add £45.30 m2. 5-7% of construction costs to be deducted for shared wall depending upon long or short side and proportions of the walls. | Single storey office building flat roof | Photograph taken from 2021 Cost Guide | 10178 |  | m2 | - | 3 - INDUSTRIAL | David Grace | James Allen | 441.884 | Option 1 | 520.1887 | 17.72% | 874.4636 | 653.3559 | 47.86% | 25.6% | 653.3559 | 47.86% | Price Book Data | Helen Price | VOA_GPN_GOV_UK\7237340 | 2021-02-11 | Low | - | Medium | - | First principles approach based on Spons Rates, Approved by Valuer; I have amended some measurement errors. | - | NA | BCIS | 1.56 | (BEAMS Note 2) The ERC for this item should be added to all other rateable items on the hereditament (except land). Therefore the total of the ERC of the other Building Items and the P&M ERC (where applicable) to enable the correct contract size adjustment to be made. ERC of Building Component + ERC of P&M = Total ERC to which contract size adjustment should be applied. The appropriate % adjustment should be made in accordance with the scale for contract size adjustment specified under section 6 of the RCG 2021 Guidance notes. The currency ERC rates are set at £4m (Four Million Pounds) @ 1st April 2019 (AVD) for the RCG 2021 Publication. | Single storey office building flat roof | Photograph taken from 2021 Cost Guide | 2 | TRUE
4426 | 42P22AF | 4631 | 42P22AF | Offices in Industrial Complexes | Plant Office | Single storey | 100 - 250m2 | up to 3.0m height internally | Building Construction: Foundations: Reinforced concrete strip foundations and insulated concrete floor slab on hardcore. Roof: Steel deck flat roof with mineral felt External Walls: Brick /block cavity walls with painted blockwork internally. Windows and Doors: uPVC DG windows and doors; Internal Walls: Blockwork walls. Internal Finishes: Emulsion paint to blockwork walls and plastered ceilings, carpet tiles to office accommodation and vinyl flooring to wet areas. Building Services: Electric storage or wall mounted heaters. General lighting and power, hot and cold water supplies, reasonable quality sanitary appliances with local ventilation to toilets. Air handling not provided to offices. | Location Adjustment Applicable (See Guidance Notes) - ERC = UK mean of 1.00 | (BEAMS Note 2) The ERC for this item should be added to all other rateable items on the hereditament (except land). Therefore the total of the ERC of the other Building Items and the P&M ERC (where applicable) to enable the correct contract size adjustment to be made. ERC of Building Component + ERC of P&M = Total ERC to which contract size adjustment should be applied. The appropriate % adjustment should be made in accordance with the scale for contract size adjustment specified under section 6 of the RCG 2023 Guidance notes. The currency ERC rates are set at £4m (Four Million Pounds) @ 1st April 2021 (AVD) for the RCG 2023 Publication. | Excludes external works | Measure to GIA | - | - | - | - | Pitched aluminium sheet roof add £141.67 m2; Suspended ceiling add £23.50 m2; Quarry tiled floors add £20 m2. Central heating add £45.30 m2. 5-7% of construction costs to be deducted for shared wall depending upon long or short side and proportions of the walls. | Single storey office building flat roof | Photograph taken from 2021 Cost Guide | 10178 |  | m2 | - | 3 - INDUSTRIAL | David Grace | James Allen | 465.9867 | Option 1 | 548.5626 | 17.72% | 888.4268 | 663.7885 | 42.45% | 21.01% | 663.7885 | 42.45% | Price Book Data | Helen Price | VOA_GPN_GOV_UK\7237340 | 2021-02-11 | Low | - | Medium | - | First principles approach based on Spons Rates, Approved by Valuer; I have amended some measurement errors. | - | NA | BCIS | 1.56 | (BEAMS Note 2) The ERC for this item should be added to all other rateable items on the hereditament (except land). Therefore the total of the ERC of the other Building Items and the P&M ERC (where applicable) to enable the correct contract size adjustment to be made. ERC of Building Component + ERC of P&M = Total ERC to which contract size adjustment should be applied. The appropriate % adjustment should be made in accordance with the scale for contract size adjustment specified under section 6 of the RCG 2021 Guidance notes. The currency ERC rates are set at £4m (Four Million Pounds) @ 1st April 2019 (AVD) for the RCG 2021 Publication. | Single storey office building flat roof | Photograph taken from 2021 Cost Guide | 2 | TRUE
4427 | 42P22AK | 4786 | 42P22AK | Offices in Industrial Complexes | Plant Office | Single storey | 100 - 250m2 | up to 3.5m height internally | Building Construction: Foundations: Reinforced concrete strip foundations and insulated concrete floor slab on hardcore. Roof: Steel deck flat roof with mineral felt External Walls: Brick /block cavity walls with painted blockwork internally. Windows and Doors: uPVC DG windows and doors; Internal Walls: Blockwork walls. Internal Finishes: Emulsion paint to blockwork walls and plastered ceilings, carpet tiles to office accommodation and vinyl flooring to wet areas. Building Services: Electric storage or wall mounted heaters. General lighting and power, hot and cold water supplies, reasonable quality sanitary appliances with local ventilation to toilets. Air handling not provided to offices. | Location Adjustment Applicable (See Guidance Notes) - ERC = UK mean of 1.00 | (BEAMS Note 2) The ERC for this item should be added to all other rateable items on the hereditament (except land). Therefore the total of the ERC of the other Building Items and the P&M ERC (where applicable) to enable the correct contract size adjustment to be made. ERC of Building Component + ERC of P&M = Total ERC to which contract size adjustment should be applied. The appropriate % adjustment should be made in accordance with the scale for contract size adjustment specified under section 6 of the RCG 2023 Guidance notes. The currency ERC rates are set at £4m (Four Million Pounds) @ 1st April 2021 (AVD) for the RCG 2023 Publication. | Excludes external works | Measure to GIA | - | - | - | - | Pitched aluminium sheet roof add £141.67 m2; Suspended ceiling add £23.50 m2; Quarry tiled floors add £20 m2. Central heating add £45.30 m2. 5-7% of construction costs to be deducted for shared wall depending upon long or short side and proportions of the walls. | Single storey office building flat roof | Photograph taken from 2021 Cost Guide | 10178 |  | m2 | - | 3 - INDUSTRIAL | David Grace | James Allen | 478.4033 | Option 1 | 563.1795 | 17.72% | 916.3531 | 684.6536 | 43.11% | 21.57% | 684.6536 | 43.11% | Price Book Data | Helen Price | VOA_GPN_GOV_UK\7237340 | 2021-02-11 | Low | - | Medium | - | First principles approach based on Spons Rates, Approved by Valuer; ; amended some measurement errors. | - | NA | BCIS | 1.56 | (BEAMS Note 2) The ERC for this item should be added to all other rateable items on the hereditament (except land). Therefore the total of the ERC of the other Building Items and the P&M ERC (where applicable) to enable the correct contract size adjustment to be made. ERC of Building Component + ERC of P&M = Total ERC to which contract size adjustment should be applied. The appropriate % adjustment should be made in accordance with the scale for contract size adjustment specified under section 6 of the RCG 2021 Guidance notes. The currency ERC rates are set at £4m (Four Million Pounds) @ 1st April 2019 (AVD) for the RCG 2021 Publication. | Single storey office building flat roof | Photograph taken from 2021 Cost Guide | 2 | TRUE
4428 | 42P22AP | 4632 | 42P22AP | Offices in Industrial Complexes | Plant Office | Single storey | 100 - 250m2 | up to 4.0m height internally | Building Construction: Foundations: Reinforced concrete strip foundations and insulated concrete floor slab on hardcore. Roof: Steel deck flat roof with mineral felt External Walls: Brick /block cavity walls with painted blockwork internally. Windows and Doors: uPVC DG windows and doors; Internal Walls: Blockwork walls. Internal Finishes: Emulsion paint to blockwork walls and plastered ceilings, carpet tiles to office accommodation and vinyl flooring to wet areas. Building Services: Electric storage or wall mounted heaters. General lighting and power, hot and cold water supplies, reasonable quality sanitary appliances with local ventilation to toilets. Air handling not provided to offices. | Location Adjustment Applicable (See Guidance Notes) - ERC = UK mean of 1.00 | (BEAMS Note 2) The ERC for this item should be added to all other rateable items on the hereditament (except land). Therefore the total of the ERC of the other Building Items and the P&M ERC (where applicable) to enable the correct contract size adjustment to be made. ERC of Building Component + ERC of P&M = Total ERC to which contract size adjustment should be applied. The appropriate % adjustment should be made in accordance with the scale for contract size adjustment specified under section 6 of the RCG 2023 Guidance notes. The currency ERC rates are set at £4m (Four Million Pounds) @ 1st April 2021 (AVD) for the RCG 2023 Publication. | Excludes external works | Measure to GIA | - | - | - | - | Pitched aluminium sheet roof add £141.67 m2; Suspended ceiling add £23.50 m2; Quarry tiled floors add £20 m2. Central heating add £45.30 m2. 5-7% of construction costs to be deducted for shared wall depending upon long or short side and proportions of the walls. | Single storey office building flat roof | Photograph taken from 2021 Cost Guide | 10178 |  | m2 | - | 3 - INDUSTRIAL | David Grace | James Allen | 493.7414 | Option 1 | 581.2356 | 17.72% | 944.2794 | 705.5188 | 42.89% | 21.38% | 705.5188 | 42.89% | Price Book Data | Helen Price | VOA_GPN_GOV_UK\7237340 | 2021-02-12 | Low | - | Medium | - | First principles approach based on Spons Rates, Approved by Valuer; amended some measurement errors. | - | NA | BCIS | 1.56 | (BEAMS Note 2) The ERC for this item should be added to all other rateable items on the hereditament (except land). Therefore the total of the ERC of the other Building Items and the P&M ERC (where applicable) to enable the correct contract size adjustment to be made. ERC of Building Component + ERC of P&M = Total ERC to which contract size adjustment should be applied. The appropriate % adjustment should be made in accordance with the scale for contract size adjustment specified under section 6 of the RCG 2021 Guidance notes. The currency ERC rates are set at £4m (Four Million Pounds) @ 1st April 2019 (AVD) for the RCG 2021 Publication. | Single storey office building flat roof | Photograph taken from 2021 Cost Guide | 2 | TRUE
4429 | 42P22AU | 4633 | 42P22AU | Offices in Industrial Complexes | Plant Office | Single storey | 100 - 250m2 | up to 4.5m height internally | Building Construction: Foundations: Reinforced concrete strip foundations and insulated concrete floor slab on hardcore. Roof: Steel deck flat roof with mineral felt External Walls: Brick /block cavity walls with painted blockwork internally. Windows and Doors: uPVC DG windows and doors; Internal Walls: Blockwork walls. Internal Finishes: Emulsion paint to blockwork walls and plastered ceilings, carpet tiles to office accommodation and vinyl flooring to wet areas. Building Services: Electric storage or wall mounted heaters. General lighting and power, hot and cold water supplies, reasonable quality sanitary appliances with local ventilation to toilets. Air handling not provided to offices. | Location Adjustment Applicable (See Guidance Notes) - ERC = UK mean of 1.00 | (BEAMS Note 2) The ERC for this item should be added to all other rateable items on the hereditament (except land). Therefore the total of the ERC of the other Building Items and the P&M ERC (where applicable) to enable the correct contract size adjustment to be made. ERC of Building Component + ERC of P&M = Total ERC to which contract size adjustment should be applied. The appropriate % adjustment should be made in accordance with the scale for contract size adjustment specified under section 6 of the RCG 2023 Guidance notes. The currency ERC rates are set at £4m (Four Million Pounds) @ 1st April 2021 (AVD) for the RCG 2023 Publication. | Excludes external works | Measure to GIA | - | - | - | - | Pitched aluminium sheet roof add £141.67 m2; Suspended ceiling add £23.50 m2; Quarry tiled floors add £20 m2. Central heating add £45.30 m2. 5-7% of construction costs to be deducted for shared wall depending upon long or short side and proportions of the walls. | Single storey office building flat roof | Photograph taken from 2021 Cost Guide | 10178 |  | m2 | - | 3 - INDUSTRIAL | David Grace | James Allen | 509.0796 | Option 1 | 599.2918 | 17.72% | 972.2058 | 726.384 | 42.69% | 21.21% | 726.384 | 42.69% | Price Book Data | Helen Price | VOA_GPN_GOV_UK\7237340 | 2021-02-12 | Low | - | Medium | - | First principles approach based on Spons Rates, Approved by Valuer; I have amended some measurement errors. | - | NA | BCIS | 1.56 | (BEAMS Note 2) The ERC for this item should be added to all other rateable items on the hereditament (except land). Therefore the total of the ERC of the other Building Items and the P&M ERC (where applicable) to enable the correct contract size adjustment to be made. ERC of Building Component + ERC of P&M = Total ERC to which contract size adjustment should be applied. The appropriate % adjustment should be made in accordance with the scale for contract size adjustment specified under section 6 of the RCG 2021 Guidance notes. The currency ERC rates are set at £4m (Four Million Pounds) @ 1st April 2019 (AVD) for the RCG 2021 Publication. | Single storey office building flat roof | Photograph taken from 2021 Cost Guide | 2 | TRUE
4430 | 42P30A | 4634 | 42P30A | Offices in Industrial Complexes | Plant Office | Single storey | 250 - 500m2 | up to 2.75m height internally | Building Construction: Foundations: Reinforced concrete strip foundations and insulated concrete floor slab on hardcore. Roof: Steel deck flat roof with mineral felt External Walls: Brick /block cavity walls with painted blockwork internally. Windows and Doors: uPVC DG windows and doors; Internal Walls: Blockwork walls. Internal Finishes: Emulsion paint to blockwork walls and plastered ceilings, carpet tiles to office accommodation and vinyl flooring to wet areas. Building Services: Electric storage or wall mounted heaters. General lighting and power, hot and cold water supplies, reasonable quality sanitary appliances with local ventilation to toilets. Air handling not provided to offices. | Location Adjustment Applicable (See Guidance Notes) - ERC = UK mean of 1.00 | (BEAMS Note 2) The ERC for this item should be added to all other rateable items on the hereditament (except land). Therefore the total of the ERC of the other Building Items and the P&M ERC (where applicable) to enable the correct contract size adjustment to be made. ERC of Building Component + ERC of P&M = Total ERC to which contract size adjustment should be applied. The appropriate % adjustment should be made in accordance with the scale for contract size adjustment specified under section 6 of the RCG 2023 Guidance notes. The currency ERC rates are set at £4m (Four Million Pounds) @ 1st April 2021 (AVD) for the RCG 2023 Publication. | Excludes external works | Measure to GIA | - | - | - | - | Pitched aluminium sheet roof add £141.67 m2; Suspended ceiling add £23.50 m2; Quarry tiled floors add £20 m2. Central heating add £45.30 m2. 5-7% of construction costs to be deducted for shared wall depending upon long or short side and proportions of the walls. | Single storey office building flat roof | Photograph taken from 2021 Cost Guide | 10178 |  | m2 | - | 3 - INDUSTRIAL | David Grace | James Allen | 438.232 | Option 1 | 515.8896 | 17.72% | 822.4817 | 614.5176 | 40.23% | 19.12% | 614.5176 | 40.23% | Price Book Data | Helen Price | VOA_GPN_GOV_UK\7237340 | 2021-02-15 | Low | - | Medium | - | First principles approach, Approved by valuer, some measurement errors corrected | - | NA | BCIS | 1.56 | (BEAMS Note 2) The ERC for this item should be added to all other rateable items on the hereditament (except land). Therefore the total of the ERC of the other Building Items and the P&M ERC (where applicable) to enable the correct contract size adjustment to be made. ERC of Building Component + ERC of P&M = Total ERC to which contract size adjustment should be applied. The appropriate % adjustment should be made in accordance with the scale for contract size adjustment specified under section 6 of the RCG 2021 Guidance notes. The currency ERC rates are set at £4m (Four Million Pounds) @ 1st April 2019 (AVD) for the RCG 2021 Publication. | Single storey office building flat roof | Photograph taken from 2021 Cost Guide | 2 | TRUE
4431 | 42P30F | 4635 | 42P30F | Offices in Industrial Complexes | Plant Office | Single storey | 250 - 500m2 | up to 3.0m height internally | uilding Construction: Foundations: Reinforced concrete strip foundations and insulated concrete floor slab on hardcore. Roof: Steel deck flat roof with mineral felt External Walls: Brick /block cavity walls with painted blockwork internally. Windows and Doors: uPVC DG windows and doors; Internal Walls: Blockwork walls. Internal Finishes: Emulsion paint to blockwork walls and plastered ceilings, carpet tiles to office accommodation and vinyl flooring to wet areas. Building Services: Electric storage or wall mounted heaters. General lighting and power, hot and cold water supplies, reasonable quality sanitary appliances with local ventilation to toilets. Air handling not provided to offices. | Location Adjustment Applicable (See Guidance Notes) - ERC = UK mean of 1.00 | (BEAMS Note 2) The ERC for this item should be added to all other rateable items on the hereditament (except land). Therefore the total of the ERC of the other Building Items and the P&M ERC (where applicable) to enable the correct contract size adjustment to be made. ERC of Building Component + ERC of P&M = Total ERC to which contract size adjustment should be applied. The appropriate % adjustment should be made in accordance with the scale for contract size adjustment specified under section 6 of the RCG 2023 Guidance notes. The currency ERC rates are set at £4m (Four Million Pounds) @ 1st April 2021 (AVD) for the RCG 2023 Publication. | Excludes external works | Measure to GIA | - | - | - | - | Pitched aluminium sheet roof add £141.67 m2; Suspended ceiling add £23.50 m2; Quarry tiled floors add £20 m2. Central heating add £45.30 m2. 5-7% of construction costs to be deducted for shared wall depending upon long or short side and proportions of the walls. | Single storey office building flat roof | Photograph taken from 2021 Cost Guide | 10178 |  | m2 | - | 3 - INDUSTRIAL | David Grace | James Allen | 460.1436 | Option 1 | 541.6841 | 17.72% | 832.4111 | 621.9363 | 35.16% | 14.82% | 621.9363 | 35.16% | Price Book Data | Helen Price | VOA_GPN_GOV_UK\7237340 | 2021-02-15 | Low | - | Medium | - | First principles approach, Valuer Approved, Measurement errors corrected | - | NA | BCIS | 1.56 | (BEAMS Note 2) The ERC for this item should be added to all other rateable items on the hereditament (except land). Therefore the total of the ERC of the other Building Items and the P&M ERC (where applicable) to enable the correct contract size adjustment to be made. ERC of Building Component + ERC of P&M = Total ERC to which contract size adjustment should be applied. The appropriate % adjustment should be made in accordance with the scale for contract size adjustment specified under section 6 of the RCG 2021 Guidance notes. The currency ERC rates are set at £4m (Four Million Pounds) @ 1st April 2019 (AVD) for the RCG 2021 Publication. | Single storey office building flat roof | Photograph taken from 2021 Cost Guide | 2 | TRUE
4432 | 42P30K | 4636 | 42P30K | Offices in Industrial Complexes | Plant Office | Single storey | 250 - 500m2 | up to 3.5m height internally | Building Construction: Foundations: Reinforced concrete strip foundations and insulated concrete floor slab on hardcore. Roof: Steel deck flat roof with mineral felt External Walls: Brick /block cavity walls with painted blockwork internally. Windows and Doors: uPVC DG windows and doors; Internal Walls: Blockwork walls. Internal Finishes: Emulsion paint to blockwork walls and plastered ceilings, carpet tiles to office accommodation and vinyl flooring to wet areas. Building Services: Electric storage or wall mounted heaters. General lighting and power, hot and cold water supplies, reasonable quality sanitary appliances with local ventilation to toilets. Air handling not provided to offices. | Location Adjustment Applicable (See Guidance Notes) - ERC = UK mean of 1.00 | (BEAMS Note 2) The ERC for this item should be added to all other rateable items on the hereditament (except land). Therefore the total of the ERC of the other Building Items and the P&M ERC (where applicable) to enable the correct contract size adjustment to be made. ERC of Building Component + ERC of P&M = Total ERC to which contract size adjustment should be applied. The appropriate % adjustment should be made in accordance with the scale for contract size adjustment specified under section 6 of the RCG 2023 Guidance notes. The currency ERC rates are set at £4m (Four Million Pounds) @ 1st April 2021 (AVD) for the RCG 2023 Publication. | Excludes external works | Measure to GIA | - | - | - | - | Pitched aluminium sheet roof add £141.67 m2; Suspended ceiling add £23.50 m2; Quarry tiled floors add £20 m2. Central heating add £45.30 m2. 5-7% of construction costs to be deducted for shared wall depending upon long or short side and proportions of the walls. | Single storey office building flat roof | Photograph taken from 2021 Cost Guide | 10178 |  | m2 | - | 3 - INDUSTRIAL | David Grace | James Allen | 478.4033 | Option 1 | 563.1795 | 17.72% | 852.2698 | 636.7738 | 33.1% | 13.07% | 636.7738 | 33.1% | Price Book Data | Helen Price | VOA_GPN_GOV_UK\7237340 | 2021-02-15 | Low | - | Medium | - | First principles approach, Valuer approved, corrected measured errors | - | NA | BCIS | 1.56 | (BEAMS Note 2) The ERC for this item should be added to all other rateable items on the hereditament (except land). Therefore the total of the ERC of the other Building Items and the P&M ERC (where applicable) to enable the correct contract size adjustment to be made. ERC of Building Component + ERC of P&M = Total ERC to which contract size adjustment should be applied. The appropriate % adjustment should be made in accordance with the scale for contract size adjustment specified under section 6 of the RCG 2021 Guidance notes. The currency ERC rates are set at £4m (Four Million Pounds) @ 1st April 2019 (AVD) for the RCG 2021 Publication. | Single storey office building flat roof | Photograph taken from 2021 Cost Guide | 2 | TRUE
4433 | 42P30P | 4637 | 42P30P | Offices in Industrial Complexes | Plant Office | Single storey | 250 - 500m2 | up to 4.0m height internally | Building Construction: Foundations: Reinforced concrete strip foundations and insulated concrete floor slab on hardcore. Roof: Steel deck flat roof with mineral felt External Walls: Brick /block cavity walls with painted blockwork internally. Windows and Doors: uPVC DG windows and doors; Internal Walls: Blockwork walls. Internal Finishes: Emulsion paint to blockwork walls and plastered ceilings, carpet tiles to office accommodation and vinyl flooring to wet areas. Building Services: Electric storage or wall mounted heaters. General lighting and power, hot and cold water supplies, reasonable quality sanitary appliances with local ventilation to toilets. Air handling not provided to offices. | Location Adjustment Applicable (See Guidance Notes) - ERC = UK mean of 1.00 | (BEAMS Note 2) The ERC for this item should be added to all other rateable items on the hereditament (except land). Therefore the total of the ERC of the other Building Items and the P&M ERC (where applicable) to enable the correct contract size adjustment to be made. ERC of Building Component + ERC of P&M = Total ERC to which contract size adjustment should be applied. The appropriate % adjustment should be made in accordance with the scale for contract size adjustment specified under section 6 of the RCG 2023 Guidance notes. The currency ERC rates are set at £4m (Four Million Pounds) @ 1st April 2021 (AVD) for the RCG 2023 Publication. | Excludes external works | Measure to GIA | - | - | - | - | Pitched aluminium sheet roof add £141.67 m2; Suspended ceiling add £23.50 m2; Quarry tiled floors add £20 m2. Central heating add £45.30 m2. 5-7% of construction costs to be deducted for shared wall depending upon long or short side and proportions of the walls. | Single storey office building flat roof | Photograph taken from 2021 Cost Guide | 10178 |  | m2 | - | 3 - INDUSTRIAL | David Grace | James Allen | 507.6188 | Option 1 | 597.5722 | 17.72% | 872.1286 | 651.6113 | 28.37% | 9.043% | 651.6113 | 28.37% | Price Book Data | Helen Price | VOA_GPN_GOV_UK\7237340 | 2021-02-15 | Low | - | Medium | - | First principles Approach, Valuer Approved, Measurement errors corrected | - | NA | BCIS | 1.56 | (BEAMS Note 2) The ERC for this item should be added to all other rateable items on the hereditament (except land). Therefore the total of the ERC of the other Building Items and the P&M ERC (where applicable) to enable the correct contract size adjustment to be made. ERC of Building Component + ERC of P&M = Total ERC to which contract size adjustment should be applied. The appropriate % adjustment should be made in accordance with the scale for contract size adjustment specified under section 6 of the RCG 2021 Guidance notes. The currency ERC rates are set at £4m (Four Million Pounds) @ 1st April 2019 (AVD) for the RCG 2021 Publication. | Single storey office building flat roof | Photograph taken from 2021 Cost Guide | 2 | TRUE
4434 | 42P30U | 4638 | 42P30U | Offices in Industrial Complexes | Plant Office | Single storey | 250 - 500m2 | up to 4.5m height internally | Building Construction: Foundations: Reinforced concrete strip foundations and insulated concrete floor slab on hardcore. Roof: Steel deck flat roof with mineral felt External Walls: Brick /block cavity walls with painted blockwork internally. Windows and Doors: uPVC DG windows and doors; Internal Walls: Blockwork walls. Internal Finishes: Emulsion paint to blockwork walls and plastered ceilings, carpet tiles to office accommodation and vinyl flooring to wet areas. Building Services: Electric storage or wall mounted heaters. General lighting and power, hot and cold water supplies, reasonable quality sanitary appliances with local ventilation to toilets. Air handling not provided to offices. | Location Adjustment Applicable (See Guidance Notes) - ERC = UK mean of 1.00 | (BEAMS Note 2) The ERC for this item should be added to all other rateable items on the hereditament (except land). Therefore the total of the ERC of the other Building Items and the P&M ERC (where applicable) to enable the correct contract size adjustment to be made. ERC of Building Component + ERC of P&M = Total ERC to which contract size adjustment should be applied. The appropriate % adjustment should be made in accordance with the scale for contract size adjustment specified under section 6 of the RCG 2023 Guidance notes. The currency ERC rates are set at £4m (Four Million Pounds) @ 1st April 2021 (AVD) for the RCG 2023 Publication. | Excludes external works | Measure to GIA | - | - | - | - | Pitched aluminium sheet roof add £141.67 m2; Suspended ceiling add £23.50 m2; Quarry tiled floors add £20 m2. Central heating add £45.30 m2. 5-7% of construction costs to be deducted for shared wall depending upon long or short side and proportions of the walls. | Single storey office building flat roof | Photograph taken from 2021 Cost Guide | 10178 |  | m2 | - | 3 - INDUSTRIAL | David Grace | James Allen | 493.011 | Option 1 | 580.3758 | 17.72% | 891.9873 | 666.4487 | 35.18% | 14.83% | 666.4487 | 35.18% | Price Book Data | Helen Price | VOA_GPN_GOV_UK\7237340 | 2021-02-15 | Low | - | Medium | - | First principles approach, Valuer Approved, Measurement errors corrected | - | NA | BCIS | 1.56 | (BEAMS Note 2) The ERC for this item should be added to all other rateable items on the hereditament (except land). Therefore the total of the ERC of the other Building Items and the P&M ERC (where applicable) to enable the correct contract size adjustment to be made. ERC of Building Component + ERC of P&M = Total ERC to which contract size adjustment should be applied. The appropriate % adjustment should be made in accordance with the scale for contract size adjustment specified under section 6 of the RCG 2021 Guidance notes. The currency ERC rates are set at £4m (Four Million Pounds) @ 1st April 2019 (AVD) for the RCG 2021 Publication. | Single storey office building flat roof | Photograph taken from 2021 Cost Guide | 2 | TRUE
4435 | 42P32A | 4639 | 42P32A | Offices in Industrial Complexes | Plant Office | Single storey | > 500m2 | up to 2.75m height internally | Building Construction: Foundations: Reinforced concrete strip foundations and insulated concrete floor slab on hardcore. Roof: Steel deck flat roof with mineral felt External Walls: Brick /block cavity walls with painted blockwork internally. Windows and Doors: uPVC DG windows and doors; Internal Walls: Blockwork walls. Internal Finishes: Emulsion paint to blockwork walls and plastered ceilings, carpet tiles to office accommodation and vinyl flooring to wet areas. Building Services: Electric storage or wall mounted heaters. General lighting and power, hot and cold water supplies, reasonable quality sanitary appliances with local ventilation to toilets. Air handling not provided to offices. | Location Adjustment Applicable (See Guidance Notes) - ERC = UK mean of 1.00 | (BEAMS Note 2) The ERC for this item should be added to all other rateable items on the hereditament (except land). Therefore the total of the ERC of the other Building Items and the P&M ERC (where applicable) to enable the correct contract size adjustment to be made. ERC of Building Component + ERC of P&M = Total ERC to which contract size adjustment should be applied. The appropriate % adjustment should be made in accordance with the scale for contract size adjustment specified under section 6 of the RCG 2023 Guidance notes. The currency ERC rates are set at £4m (Four Million Pounds) @ 1st April 2021 (AVD) for the RCG 2023 Publication. | Excludes external works | Measure to GIA | - | - | - | - | Pitched aluminium sheet roof add £141.67 m2; Suspended ceiling add £23.50 m2; Quarry tiled floors add £20 m2. Central heating add £45.30 m2. 5-7% of construction costs to be deducted for shared wall depending upon long or short side and proportions of the walls. | Single storey office building flat roof | Photograph taken from 2021 Cost Guide | 10178 |  | m2 | - | 3 - INDUSTRIAL | David Grace | James Allen | 438.232 | Option 1 | 515.8896 | 17.72% | 809.7803 | 605.0277 | 38.06% | 17.28% | 605.0277 | 38.06% | Price Book Data | Helen Price | VOA_GPN_GOV_UK\7237340 | 2021-02-15 | Low | - | Medium | - | First principles approach, Valuer Approved, corrected measurement errors | - | NA | BCIS | 1.56 | (BEAMS Note 2) The ERC for this item should be added to all other rateable items on the hereditament (except land). Therefore the total of the ERC of the other Building Items and the P&M ERC (where applicable) to enable the correct contract size adjustment to be made. ERC of Building Component + ERC of P&M = Total ERC to which contract size adjustment should be applied. The appropriate % adjustment should be made in accordance with the scale for contract size adjustment specified under section 6 of the RCG 2021 Guidance notes. The currency ERC rates are set at £4m (Four Million Pounds) @ 1st April 2019 (AVD) for the RCG 2021 Publication. | Single storey office building flat roof | Photograph taken from 2021 Cost Guide | 2 | TRUE
4436 | 42P32F | 4640 | 42P32F | Offices in Industrial Complexes | Plant Office | Single storey | > 500m2 | up to 3m height internally | Building Construction: Foundations: Reinforced concrete strip foundations and insulated concrete floor slab on hardcore. Roof: Steel deck flat roof with mineral felt External Walls: Brick /block cavity walls with painted blockwork internally. Windows and Doors: uPVC DG windows and doors; Internal Walls: Blockwork walls. Internal Finishes: Emulsion paint to blockwork walls and plastered ceilings, carpet tiles to office accommodation and vinyl flooring to wet areas. Building Services: Electric storage or wall mounted heaters. General lighting and power, hot and cold water supplies, reasonable quality sanitary appliances with local ventilation to toilets. Air handling not provided to offices. | Location Adjustment Applicable (See Guidance Notes) - ERC = UK mean of 1.00 | (BEAMS Note 2) The ERC for this item should be added to all other rateable items on the hereditament (except land). Therefore the total of the ERC of the other Building Items and the P&M ERC (where applicable) to enable the correct contract size adjustment to be made. ERC of Building Component + ERC of P&M = Total ERC to which contract size adjustment should be applied. The appropriate % adjustment should be made in accordance with the scale for contract size adjustment specified under section 6 of the RCG 2023 Guidance notes. The currency ERC rates are set at £4m (Four Million Pounds) @ 1st April 2021 (AVD) for the RCG 2023 Publication. | Excludes external works | Measure to GIA | - | - | - | - | Pitched aluminium sheet roof add £141.67 m2; Suspended ceiling add £23.50 m2; Quarry tiled floors add £20 m2. Central heating add £45.30 m2. 5-7% of construction costs to be deducted for shared wall depending upon long or short side and proportions of the walls. | Single storey office building flat roof | Photograph taken from 2021 Cost Guide | 10178 |  | m2 | - | 3 - INDUSTRIAL | David Grace | James Allen | 460.1436 | Option 1 | 541.6841 | 17.72% | 818.724 | 611.71 | 32.94% | 12.93% | 611.71 | 32.94% | Price Book Data | Helen Price | VOA_GPN_GOV_UK\7237340 | 2021-02-15 | Low | - | Medium | - | First principles approach, Valuer approved, measurement errors corrected | - | NA | BCIS | 1.56 | (BEAMS Note 2) The ERC for this item should be added to all other rateable items on the hereditament (except land). Therefore the total of the ERC of the other Building Items and the P&M ERC (where applicable) to enable the correct contract size adjustment to be made. ERC of Building Component + ERC of P&M = Total ERC to which contract size adjustment should be applied. The appropriate % adjustment should be made in accordance with the scale for contract size adjustment specified under section 6 of the RCG 2021 Guidance notes. The currency ERC rates are set at £4m (Four Million Pounds) @ 1st April 2019 (AVD) for the RCG 2021 Publication. | Single storey office building flat roof | Photograph taken from 2021 Cost Guide | 2 | TRUE
4437 | 42P32K | 4641 | 42P32K | Offices in Industrial Complexes | Plant Office | Single storey | > 500m2 | up to 3.5m height internally | Building Construction: Foundations: Reinforced concrete strip foundations and insulated concrete floor slab on hardcore. Roof: Steel deck flat roof with mineral felt External Walls: Brick /block cavity walls with painted blockwork internally. Windows and Doors: uPVC DG windows and doors; Internal Walls: Blockwork walls. Internal Finishes: Emulsion paint to blockwork walls and plastered ceilings, carpet tiles to office accommodation and vinyl flooring to wet areas. Building Services: Electric storage or wall mounted heaters. General lighting and power, hot and cold water supplies, reasonable quality sanitary appliances with local ventilation to toilets. Air handling not provided to offices. | Location Adjustment Applicable (See Guidance Notes) - ERC = UK mean of 1.00 | (BEAMS Note 2) The ERC for this item should be added to all other rateable items on the hereditament (except land). Therefore the total of the ERC of the other Building Items and the P&M ERC (where applicable) to enable the correct contract size adjustment to be made. ERC of Building Component + ERC of P&M = Total ERC to which contract size adjustment should be applied. The appropriate % adjustment should be made in accordance with the scale for contract size adjustment specified under section 6 of the RCG 2023 Guidance notes. The currency ERC rates are set at £4m (Four Million Pounds) @ 1st April 2021 (AVD) for the RCG 2023 Publication. | Excludes external works | Measure to GIA | - | - | - | - | Pitched aluminium sheet roof add £141.67 m2; Suspended ceiling add £23.50 m2; Quarry tiled floors add £20 m2. Central heating add £45.30 m2. 5-7% of construction costs to be deducted for shared wall depending upon long or short side and proportions of the walls. | Single storey office building flat roof | Photograph taken from 2021 Cost Guide | 10178 |  | m2 | - | 3 - INDUSTRIAL | David Grace | James Allen | 478.4033 | Option 1 | 563.1795 | 17.72% | 836.6115 | 625.0746 | 30.66% | 10.99% | 625.0746 | 30.66% | Price Book Data | Helen Price | VOA_GPN_GOV_UK\7237340 | 2021-02-15 | Low | - | Medium | - | First principles approach, Valuer aprroved, measurement errors corrected | - | NA | BCIS | 1.56 | (BEAMS Note 2) The ERC for this item should be added to all other rateable items on the hereditament (except land). Therefore the total of the ERC of the other Building Items and the P&M ERC (where applicable) to enable the correct contract size adjustment to be made. ERC of Building Component + ERC of P&M = Total ERC to which contract size adjustment should be applied. The appropriate % adjustment should be made in accordance with the scale for contract size adjustment specified under section 6 of the RCG 2021 Guidance notes. The currency ERC rates are set at £4m (Four Million Pounds) @ 1st April 2019 (AVD) for the RCG 2021 Publication. | Single storey office building flat roof | Photograph taken from 2021 Cost Guide | 2 | TRUE
4438 | 42P32P | 4642 | 42P32P | Offices in Industrial Complexes | Plant Office | Single storey | > 500m2 | up to 4m height internally | Building Construction: Foundations: Reinforced concrete strip foundations and insulated concrete floor slab on hardcore. Roof: Steel deck flat roof with mineral felt External Walls: Brick /block cavity walls with painted blockwork internally. Windows and Doors: uPVC DG windows and doors; Internal Walls: Blockwork walls. Internal Finishes: Emulsion paint to blockwork walls and plastered ceilings, carpet tiles to office accommodation and vinyl flooring to wet areas. Building Services: Electric storage or wall mounted heaters. General lighting and power, hot and cold water supplies, reasonable quality sanitary appliances with local ventilation to toilets. Air handling not provided to offices. | Location Adjustment Applicable (See Guidance Notes) - ERC = UK mean of 1.00 | (BEAMS Note 2) The ERC for this item should be added to all other rateable items on the hereditament (except land). Therefore the total of the ERC of the other Building Items and the P&M ERC (where applicable) to enable the correct contract size adjustment to be made. ERC of Building Component + ERC of P&M = Total ERC to which contract size adjustment should be applied. The appropriate % adjustment should be made in accordance with the scale for contract size adjustment specified under section 6 of the RCG 2023 Guidance notes. The currency ERC rates are set at £4m (Four Million Pounds) @ 1st April 2021 (AVD) for the RCG 2023 Publication. | Excludes external works | Measure to GIA | - | - | - | - | Pitched aluminium sheet roof add £141.67 m2; Suspended ceiling add £23.50 m2; Quarry tiled floors add £20 m2. Central heating add £45.30 m2. 5-7% of construction costs to be deducted for shared wall depending upon long or short side and proportions of the walls. | Single storey office building flat roof | Photograph taken from 2021 Cost Guide | 10178 |  | m2 | - | 3 - INDUSTRIAL | David Grace | James Allen | 507.6188 | Option 1 | 597.5722 | 17.72% | 854.4989 | 638.4393 | 25.77% | 6.839% | 638.4393 | 25.77% | Price Book Data | Helen Price | VOA_GPN_GOV_UK\7237340 | 2021-02-15 | Low | - | Medium | - | First principles approach, Valuer approved, Measurement errors corrected | - | NA | BCIS | 1.56 | (BEAMS Note 2) The ERC for this item should be added to all other rateable items on the hereditament (except land). Therefore the total of the ERC of the other Building Items and the P&M ERC (where applicable) to enable the correct contract size adjustment to be made. ERC of Building Component + ERC of P&M = Total ERC to which contract size adjustment should be applied. The appropriate % adjustment should be made in accordance with the scale for contract size adjustment specified under section 6 of the RCG 2021 Guidance notes. The currency ERC rates are set at £4m (Four Million Pounds) @ 1st April 2019 (AVD) for the RCG 2021 Publication. | Single storey office building flat roof | Photograph taken from 2021 Cost Guide | 2 | TRUE
4439 | 42P32U | 4643 | 42P32U | Offices in Industrial Complexes | Plant Office | Single storey | > 500m2 | up to 4.5m height internally | Building Construction: Foundations: Reinforced concrete strip foundations and insulated concrete floor slab on hardcore. Roof: Steel deck flat roof with mineral felt External Walls: Brick /block cavity walls with painted blockwork internally. Windows and Doors: uPVC DG windows and doors; Internal Walls: Blockwork walls. Internal Finishes: Emulsion paint to blockwork walls and plastered ceilings, carpet tiles to office accommodation and vinyl flooring to wet areas. Building Services: Electric storage or wall mounted heaters. General lighting and power, hot and cold water supplies, reasonable quality sanitary appliances with local ventilation to toilets. Air handling not provided to offices. | Location Adjustment Applicable (See Guidance Notes) - ERC = UK mean of 1.00 | (BEAMS Note 2) The ERC for this item should be added to all other rateable items on the hereditament (except land). Therefore the total of the ERC of the other Building Items and the P&M ERC (where applicable) to enable the correct contract size adjustment to be made. ERC of Building Component + ERC of P&M = Total ERC to which contract size adjustment should be applied. The appropriate % adjustment should be made in accordance with the scale for contract size adjustment specified under section 6 of the RCG 2023 Guidance notes. The currency ERC rates are set at £4m (Four Million Pounds) @ 1st April 2021 (AVD) for the RCG 2023 Publication. | Excludes external works | Measure to GIA | - | - | - | - | Pitched aluminium sheet roof add £141.67 m2; Suspended ceiling add £23.50 m2; Quarry tiled floors add £20 m2. Central heating add £45.30 m2. 5-7% of construction costs to be deducted for shared wall depending upon long or short side and proportions of the walls. | Single storey office building flat roof | Photograph taken from 2021 Cost Guide | 10178 |  | m2 | - | 3 - INDUSTRIAL | David Grace | James Allen | 493.011 | Option 1 | 580.3758 | 17.72% | 872.3864 | 651.8039 | 32.21% | 12.31% | 651.8039 | 32.21% | Price Book Data | Helen Price | VOA_GPN_GOV_UK\7237340 | 2021-02-15 | Low | - | Medium | - | First principles approach, Valuer approved, measurement errors corrected | - | NA | BCIS | 1.56 | (BEAMS Note 2) The ERC for this item should be added to all other rateable items on the hereditament (except land). Therefore the total of the ERC of the other Building Items and the P&M ERC (where applicable) to enable the correct contract size adjustment to be made. ERC of Building Component + ERC of P&M = Total ERC to which contract size adjustment should be applied. The appropriate % adjustment should be made in accordance with the scale for contract size adjustment specified under section 6 of the RCG 2021 Guidance notes. The currency ERC rates are set at £4m (Four Million Pounds) @ 1st April 2019 (AVD) for the RCG 2021 Publication. | Single storey office building flat roof | Photograph taken from 2021 Cost Guide | 2 | TRUE
4440 | 42P20A | 4625 | 42P20A | Offices in Industrial Complexes | Plant Office | Single storey | <100m2 | up to 2.75m height internally | Building Construction: Foundations: Reinforced concrete strip foundations and insulated concrete floor slab on hardcore. Roof: Steel deck flat roof with mineral felt External Walls: Brick /block cavity walls with painted blockwork internally. Windows and Doors: uPVC DG windows and doors; Internal Walls: Blockwork walls. Internal Finishes: Emulsion paint to blockwork walls and plastered ceilings, carpet tiles to office accommodation and vinyl flooring to wet areas. Building Services: Electric storage or wall mounted heaters. General lighting and power, hot and cold water supplies, reasonable quality sanitary appliances with local ventilation to toilets. Air handling not provided to offices. | Location Adjustment Applicable (See Guidance Notes) - ERC = UK mean of 1.00 | (BEAMS Note 2) The ERC for this item should be added to all other rateable items on the hereditament (except land). Therefore the total of the ERC of the other Building Items and the P&M ERC (where applicable) to enable the correct contract size adjustment to be made. ERC of Building Component + ERC of P&M = Total ERC to which contract size adjustment should be applied. The appropriate % adjustment should be made in accordance with the scale for contract size adjustment specified under section 6 of the RCG 2023 Guidance notes. The currency ERC rates are set at £4m (Four Million Pounds) @ 1st April 2021 (AVD) for the RCG 2023 Publication. | Excludes external works | - | - | - | - | - | Pitched aluminium sheet roof add £141.67 m2; Suspended ceiling add £23.50 m2; Quarry tiled floors add £20 m2. Central heating add £45.30 m2. 5-7% of construction costs to be deducted for shared wall depending upon long or short side and proportions of the walls. | Single storey office building flat roof | Photograph taken from 2021 Cost Guide | 10178 |  | m2 | - | 3 - INDUSTRIAL | David Grace | James Allen | 477.6729 | Option 1 | 562.3197 | 17.72% | 1059.7707 | 791.8081 | 65.76% | 40.81% | 791.8081 | 65.76% | Price Book Data | Helen Price | VOA_GPN_GOV_UK\7237340 | 2021-02-11 | Low | - | Medium | - | First principles approach based on Spons Rates, Approved by Valuer; I have amended some measurement errors. | - | NA | BCIS | 1.56 | (BEAMS Note 2) The ERC for this item should be added to all other rateable items on the hereditament (except land). Therefore the total of the ERC of the other Building Items and the P&M ERC (where applicable) to enable the correct contract size adjustment to be made. ERC of Building Component + ERC of P&M = Total ERC to which contract size adjustment should be applied. The appropriate % adjustment should be made in accordance with the scale for contract size adjustment specified under section 6 of the RCG 2021 Guidance notes. The currency ERC rates are set at £4m (Four Million Pounds) @ 1st April 2019 (AVD) for the RCG 2021 Publication. | Single storey office building flat roof | Photograph taken from 2021 Cost Guide | 2 | TRUE
4441 | 42P20F | 4626 | 42P20F | Offices in Industrial Complexes | Plant Office | Single storey | <100m2 | up to 3.0m height internally | Building Construction: Foundations: Reinforced concrete strip foundations and insulated concrete floor slab on hardcore. Roof: Steel deck flat roof with mineral felt External Walls: Brick /block cavity walls with painted blockwork internally. Windows and Doors: uPVC DG windows and doors; Internal Walls: Blockwork walls. Internal Finishes: Emulsion paint to blockwork walls and plastered ceilings, carpet tiles to office accommodation and vinyl flooring to wet areas. Building Services: Electric storage or wall mounted heaters. General lighting and power, hot and cold water supplies, reasonable quality sanitary appliances with local ventilation to toilets. Air handling not provided to offices. | Location Adjustment Applicable (See Guidance Notes) - ERC = UK mean of 1.00 | (BEAMS Note 2) The ERC for this item should be added to all other rateable items on the hereditament (except land). Therefore the total of the ERC of the other Building Items and the P&M ERC (where applicable) to enable the correct contract size adjustment to be made. ERC of Building Component + ERC of P&M = Total ERC to which contract size adjustment should be applied. The appropriate % adjustment should be made in accordance with the scale for contract size adjustment specified under section 6 of the RCG 2023 Guidance notes. The currency ERC rates are set at £4m (Four Million Pounds) @ 1st April 2021 (AVD) for the RCG 2023 Publication. | Excludes external works | Measure to GIA | - | - | - | - | Pitched aluminium sheet roof add £141.67 m2; Suspended ceiling add £23.50 m2; Quarry tiled floors add £20 m2. Central heating add £45.30 m2. 5-7% of construction costs to be deducted for shared wall depending upon long or short side and proportions of the walls. | Single storey office building flat roof | Photograph taken from 2021 Cost Guide | 10178 |  | m2 | - | 3 - INDUSTRIAL | David Grace | James Allen | 490.8199 | Option 1 | 577.7964 | 17.72% | 1086.9213 | 812.0937 | 65.46% | 40.55% | 812.0937 | 65.46% | Price Book Data | Helen Price | VOA_GPN_GOV_UK\7237340 | 2021-02-11 | Low | - | Medium | - | First principles approach based on Spons Rates, Approved by Valuer, I have amended measurement errors | - | NA | BCIS | 1.56 | (BEAMS Note 2) The ERC for this item should be added to all other rateable items on the hereditament (except land). Therefore the total of the ERC of the other Building Items and the P&M ERC (where applicable) to enable the correct contract size adjustment to be made. ERC of Building Component + ERC of P&M = Total ERC to which contract size adjustment should be applied. The appropriate % adjustment should be made in accordance with the scale for contract size adjustment specified under section 6 of the RCG 2021 Guidance notes. The currency ERC rates are set at £4m (Four Million Pounds) @ 1st April 2019 (AVD) for the RCG 2021 Publication. | Single storey office building flat roof | Photograph taken from 2021 Cost Guide | 2 | TRUE
4442 | 42P20K | 4627 | 42P20K | Offices in Industrial Complexes | Plant Office | Single storey | <100m2 | up to 3.5m height internally | Building Construction: Foundations: Reinforced concrete strip foundations and insulated concrete floor slab on hardcore. Roof: Steel deck flat roof with mineral felt External Walls: Brick /block cavity walls with painted blockwork internally. Windows and Doors: uPVC DG windows and doors; Internal Walls: Blockwork walls. Internal Finishes: Emulsion paint to blockwork walls and plastered ceilings, carpet tiles to office accommodation and vinyl flooring to wet areas. Building Services: Electric storage or wall mounted heaters. General lighting and power, hot and cold water supplies, reasonable quality sanitary appliances with local ventilation to toilets. Air handling not provided to offices. | Location Adjustment Applicable (See Guidance Notes) - ERC = UK mean of 1.00 | (BEAMS Note 2) The ERC for this item should be added to all other rateable items on the hereditament (except land). Therefore the total of the ERC of the other Building Items and the P&M ERC (where applicable) to enable the correct contract size adjustment to be made. ERC of Building Component + ERC of P&M = Total ERC to which contract size adjustment should be applied. The appropriate % adjustment should be made in accordance with the scale for contract size adjustment specified under section 6 of the RCG 2023 Guidance notes. The currency ERC rates are set at £4m (Four Million Pounds) @ 1st April 2021 (AVD) for the RCG 2023 Publication. | Excludes external works | Measure to GIA | - | - | - | - | Pitched aluminium sheet roof add £141.67 m2; Suspended ceiling add £23.50 m2; Quarry tiled floors add £20 m2. Central heating add £45.30 m2. 5-7% of construction costs to be deducted for shared wall depending upon long or short side and proportions of the walls. | Single storey office building flat roof | Photograph taken from 2021 Cost Guide | 10178 |  | m2 | - | 3 - INDUSTRIAL | David Grace | James Allen | 514.1923 | Option 1 | 605.3105 | 17.72% | 1141.2225 | 852.6649 | 65.83% | 40.86% | 852.6649 | 65.83% | Price Book Data | Helen Price | VOA_GPN_GOV_UK\7237340 | 2021-01-21 | Low | - | Medium | - | First principles approach based on Spons Rates, Approved by Valuer; measurement errors corrected | - | NA | BCIS | 1.56 | (BEAMS Note 2) The ERC for this item should be added to all other rateable items on the hereditament (except land). Therefore the total of the ERC of the other Building Items and the P&M ERC (where applicable) to enable the correct contract size adjustment to be made. ERC of Building Component + ERC of P&M = Total ERC to which contract size adjustment should be applied. The appropriate % adjustment should be made in accordance with the scale for contract size adjustment specified under section 6 of the RCG 2021 Guidance notes. The currency ERC rates are set at £4m (Four Million Pounds) @ 1st April 2019 (AVD) for the RCG 2021 Publication. | Single storey office building flat roof | Photograph taken from 2021 Cost Guide | 2 | TRUE
4443 | 42P20P | 4628 | 42P20P | Offices in Industrial Complexes | Plant Office | Single storey | <100m2 | up to 4.0m height internally | Building Construction: Foundations: Reinforced concrete strip foundations and insulated concrete floor slab on hardcore. Roof: Steel deck flat roof with mineral felt External Walls: Brick /block cavity walls with painted blockwork internally. Windows and Doors: uPVC DG windows and doors; Internal Walls: Blockwork walls. Internal Finishes: Emulsion paint to blockwork walls and plastered ceilings, carpet tiles to office accommodation and vinyl flooring to wet areas. Building Services: Electric storage or wall mounted heaters. General lighting and power, hot and cold water supplies, reasonable quality sanitary appliances with local ventilation to toilets. Air handling not provided to offices. | Location Adjustment Applicable (See Guidance Notes) - ERC = UK mean of 1.00 | (BEAMS Note 2) The ERC for this item should be added to all other rateable items on the hereditament (except land). Therefore the total of the ERC of the other Building Items and the P&M ERC (where applicable) to enable the correct contract size adjustment to be made. ERC of Building Component + ERC of P&M = Total ERC to which contract size adjustment should be applied. The appropriate % adjustment should be made in accordance with the scale for contract size adjustment specified under section 6 of the RCG 2023 Guidance notes. The currency ERC rates are set at £4m (Four Million Pounds) @ 1st April 2021 (AVD) for the RCG 2023 Publication. | Excludes external works | - | - | - | - | - | Pitched aluminium sheet roof add £141.67 m2; Suspended ceiling add £23.50 m2; Quarry tiled floors add £20 m2. Central heating add £45.30 m2. 5-7% of construction costs to be deducted for shared wall depending upon long or short side and proportions of the walls. | Single storey office building flat roof | Photograph taken from 2021 Cost Guide | 10178 |  | m2 | - | 3 - INDUSTRIAL | David Grace | James Allen | 538.295 | Option 1 | 633.6844 | 17.72% | 1195.5237 | 893.2361 | 65.94% | 40.96% | 893.2361 | 65.94% | Price Book Data | Helen Price | VOA_GPN_GOV_UK\7237340 | 2021-01-21 | Low | - | Medium | - | First principles approach based on Spons Rates, Approved by Valuer; measurement errors corrected | - | NA | BCIS | 1.56 | (BEAMS Note 2) The ERC for this item should be added to all other rateable items on the hereditament (except land). Therefore the total of the ERC of the other Building Items and the P&M ERC (where applicable) to enable the correct contract size adjustment to be made. ERC of Building Component + ERC of P&M = Total ERC to which contract size adjustment should be applied. The appropriate % adjustment should be made in accordance with the scale for contract size adjustment specified under section 6 of the RCG 2021 Guidance notes. The currency ERC rates are set at £4m (Four Million Pounds) @ 1st April 2019 (AVD) for the RCG 2021 Publication. | Single storey office building flat roof | Photograph taken from 2021 Cost Guide | 2 | TRUE
4444 | 42P20U | 4629 | 42P20U | Offices in Industrial Complexes | Plant Office | Single storey | <100m2 | up to 4.5m height internally | Building Construction: Foundations: Reinforced concrete strip foundations and insulated concrete floor slab on hardcore. Roof: Steel deck flat roof with mineral felt External Walls: Brick /block cavity walls with painted blockwork internally. Windows and Doors: uPVC DG windows and doors; Internal Walls: Blockwork walls. Internal Finishes: Emulsion paint to blockwork walls and plastered ceilings, carpet tiles to office accommodation and vinyl flooring to wet areas. Building Services: Electric storage or wall mounted heaters. General lighting and power, hot and cold water supplies, reasonable quality sanitary appliances with local ventilation to toilets. Air handling not provided to offices. | Location Adjustment Applicable (See Guidance Notes) - ERC = UK mean of 1.00 | (BEAMS Note 2) The ERC for this item should be added to all other rateable items on the hereditament (except land). Therefore the total of the ERC of the other Building Items and the P&M ERC (where applicable) to enable the correct contract size adjustment to be made. ERC of Building Component + ERC of P&M = Total ERC to which contract size adjustment should be applied. The appropriate % adjustment should be made in accordance with the scale for contract size adjustment specified under section 6 of the RCG 2023 Guidance notes. The currency ERC rates are set at £4m (Four Million Pounds) @ 1st April 2021 (AVD) for the RCG 2023 Publication. | Excludes external works | Measure to GIA | - | - | - | - | Pitched aluminium sheet roof add £141.67 m2; Suspended ceiling add £23.50 m2; Quarry tiled floors add £20 m2. Central heating add £45.30 m2. 5-7% of construction costs to be deducted for shared wall depending upon long or short side and proportions of the walls. | Single storey office building flat roof | Photograph taken from 2021 Cost Guide | 10178 |  | m2 | - | 3 - INDUSTRIAL | David Grace | James Allen | 579.9271 | Option 1 | 682.6939 | 17.72% | 1249.8249 | 933.8073 | 61.02% | 36.78% | 933.8073 | 61.02% | Price Book Data | Helen Price | VOA_GPN_GOV_UK\7237340 | 2021-02-11 | Low | - | Medium | - | First principles approach based on Spons Rates, Approved by Valuer, Measurement errors corrected | - | NA | BCIS | 1.56 | (BEAMS Note 2) The ERC for this item should be added to all other rateable items on the hereditament (except land). Therefore the total of the ERC of the other Building Items and the P&M ERC (where applicable) to enable the correct contract size adjustment to be made. ERC of Building Component + ERC of P&M = Total ERC to which contract size adjustment should be applied. The appropriate % adjustment should be made in accordance with the scale for contract size adjustment specified under section 6 of the RCG 2021 Guidance notes. The currency ERC rates are set at £4m (Four Million Pounds) @ 1st April 2019 (AVD) for the RCG 2021 Publication. | Single storey office building flat roof | Photograph taken from 2021 Cost Guide | 2 | TRUE
4445 | 42P40A | 4645 | 42P40A | Offices in Industrial Complexes | Plant Office | Two storey | < 1000m2 | up to 2.75m height internally | Building Construction: Foundations: Reinforced concrete strip foundations and insulated concrete floor slab on hardcore. Upper floors: Composite precast concrete with screed topping. Roof: Steel deck flat roof with mineral felt External Walls: Brick /block cavity walls with painted blockwork internally. Windows and Doors: uPVC DG windows and doors; Internal Walls: Blockwork walls. Internal Finishes: Emulsion paint to blockwork walls and plastered ceilings, carpet tiles to office accommodation and vinyl flooring to wet areas. Building Services: Electric storage or wall mounted heaters. General lighting and power, hot and cold water supplies, reasonable quality sanitary appliances with local ventilation to toilets. Air handling not provided to offices. | Location Adjustment Applicable (See Guidance Notes) - ERC = UK mean of 1.00 | (BEAMS Note 2) The ERC for this item should be added to all other rateable items on the hereditament (except land). Therefore the total of the ERC of the other Building Items and the P&M ERC (where applicable) to enable the correct contract size adjustment to be made. ERC of Building Component + ERC of P&M = Total ERC to which contract size adjustment should be applied. The appropriate % adjustment should be made in accordance with the scale for contract size adjustment specified under section 6 of the RCG 2023 Guidance notes. The currency ERC rates are set at £4m (Four Million Pounds) @ 1st April 2021 (AVD) for the RCG 2023 Publication. | Excludes external works | Excludes external works | - | - | - | - | Pitched aluminium sheet roof add £141.67 m2; Suspended ceiling add £23.50 m2; Quarry tiled floors add £20 m2. Central heating add £45.30 m2. 5-7% of construction costs to be deducted for shared wall depending upon long or short side and proportions of the walls. | Two storey office building flat roof | Photograph taken from 2021 Cost Guide | 10178 |  | m2 | - | 3 - INDUSTRIAL | David Grace | James Allen | 470.3691 | Option 1 | 553.7215 | 17.72% | 635.2646 | 474.6382 | 0.9076% | -14.28% | 474.6382 | 0.9076% | Price Book Data | Helen Price | VOA_GPN_GOV_UK\7237340 | 2021-02-15 | Low | - | Medium | - | First principles approach, Valuer approved, Measurement corrections made | - | NA | BCIS | 1.56 | (BEAMS Note 2) The ERC for this item should be added to all other rateable items on the hereditament (except land). Therefore the total of the ERC of the other Building Items and the P&M ERC (where applicable) to enable the correct contract size adjustment to be made. ERC of Building Component + ERC of P&M = Total ERC to which contract size adjustment should be applied. The appropriate % adjustment should be made in accordance with the scale for contract size adjustment specified under section 6 of the RCG 2021 Guidance notes. The currency ERC rates are set at £4m (Four Million Pounds) @ 1st April 2019 (AVD) for the RCG 2021 Publication. | Two storey office building flat roof | Photograph taken from 2021 Cost Guide | 2 | TRUE
4446 | 42P40F | 4646 | 42P40F | Offices in Industrial Complexes | Plant Office | Two storey | < 1000m2 | up to 3.0m height internally | Building Construction: Foundations: Reinforced concrete strip foundations and insulated concrete floor slab on hardcore. Upper floors: Composite precast concrete with screed topping. Roof: Steel deck flat roof with mineral felt External Walls: Brick /block cavity walls with painted blockwork internally. Windows and Doors: uPVC DG windows and doors; Internal Walls: Blockwork walls. Internal Finishes: Emulsion paint to blockwork walls and plastered ceilings, carpet tiles to office accommodation and vinyl flooring to wet areas. Building Services: Electric storage or wall mounted heaters. General lighting and power, hot and cold water supplies, reasonable quality sanitary appliances with local ventilation to toilets. Air handling not provided to offices. | Location Adjustment Applicable (See Guidance Notes) - ERC = UK mean of 1.00 | (BEAMS Note 2) The ERC for this item should be added to all other rateable items on the hereditament (except land). Therefore the total of the ERC of the other Building Items and the P&M ERC (where applicable) to enable the correct contract size adjustment to be made. ERC of Building Component + ERC of P&M = Total ERC to which contract size adjustment should be applied. The appropriate % adjustment should be made in accordance with the scale for contract size adjustment specified under section 6 of the RCG 2023 Guidance notes. The currency ERC rates are set at £4m (Four Million Pounds) @ 1st April 2021 (AVD) for the RCG 2023 Publication. | Excludes external works | Measure to GIA | - | - | - | - | Pitched aluminium sheet roof add £141.67 m2; Suspended ceiling add £23.50 m2; Quarry tiled floors add £20 m2. Central heating add £45.30 m2. 5-7% of construction costs to be deducted for shared wall depending upon long or short side and proportions of the walls. | Two storey office building flat roof | Photograph taken from 2021 Cost Guide | 10178 |  | m2 | - | 3 - INDUSTRIAL | David Grace | James Allen | 483.516 | Option 1 | 569.1982 | 17.72% | 643.6425 | 480.8978 | -0.5415% | -15.51% | 480.8978 | -0.5415% | Price Book Data | Helen Price | VOA_GPN_GOV_UK\7237340 | 2021-02-15 | Low | - | Medium | - | First principles approach, Valuer approved, measurement errors corrected | - | NA | BCIS | 1.56 | (BEAMS Note 2) The ERC for this item should be added to all other rateable items on the hereditament (except land). Therefore the total of the ERC of the other Building Items and the P&M ERC (where applicable) to enable the correct contract size adjustment to be made. ERC of Building Component + ERC of P&M = Total ERC to which contract size adjustment should be applied. The appropriate % adjustment should be made in accordance with the scale for contract size adjustment specified under section 6 of the RCG 2021 Guidance notes. The currency ERC rates are set at £4m (Four Million Pounds) @ 1st April 2019 (AVD) for the RCG 2021 Publication. | Two storey office building flat roof | Photograph taken from 2021 Cost Guide | 2 | TRUE
4447 | 42P40K | 4647 | 42P40K | Offices in Industrial Complexes | Plant Office | Two storey | < 1000m2 | up to 3.5m height internally | Building Construction: Foundations: Reinforced concrete strip foundations and insulated concrete floor slab on hardcore. Upper floors: Composite precast concrete with screed topping. Roof: Steel deck flat roof with mineral felt External Walls: Brick /block cavity walls with painted blockwork internally. Windows and Doors: uPVC DG windows and doors; Internal Walls: Blockwork walls. Internal Finishes: Emulsion paint to blockwork walls and plastered ceilings, carpet tiles to office accommodation and vinyl flooring to wet areas. Building Services: Electric storage or wall mounted heaters. General lighting and power, hot and cold water supplies, reasonable quality sanitary appliances with local ventilation to toilets. Air handling not provided to offices. | Location Adjustment Applicable (See Guidance Notes) - ERC = UK mean of 1.00 | (BEAMS Note 2) The ERC for this item should be added to all other rateable items on the hereditament (except land). Therefore the total of the ERC of the other Building Items and the P&M ERC (where applicable) to enable the correct contract size adjustment to be made. ERC of Building Component + ERC of P&M = Total ERC to which contract size adjustment should be applied. The appropriate % adjustment should be made in accordance with the scale for contract size adjustment specified under section 6 of the RCG 2023 Guidance notes. The currency ERC rates are set at £4m (Four Million Pounds) @ 1st April 2021 (AVD) for the RCG 2023 Publication. | Excludes external works | Measure to GIA | - | - | - | - | Pitched aluminium sheet roof add £141.67 m2; Suspended ceiling add £23.50 m2; Quarry tiled floors add £20 m2. Central heating add £45.30 m2. 5-7% of construction costs to be deducted for shared wall depending upon long or short side and proportions of the walls. | Two storey office building flat roof | Photograph taken from 2021 Cost Guide | 10178 |  | m2 | - | 3 - INDUSTRIAL | David Grace | James Allen | 509.0796 | Option 1 | 599.2918 | 17.72% | 660.3983 | 493.4169 | -3.077% | -17.67% | 493.4169 | -3.077% | Price Book Data | Helen Price | VOA_GPN_GOV_UK\7237340 | 2021-02-15 | Low | - | Medium | - | - | - | NA | BCIS | 1.56 | (BEAMS Note 2) The ERC for this item should be added to all other rateable items on the hereditament (except land). Therefore the total of the ERC of the other Building Items and the P&M ERC (where applicable) to enable the correct contract size adjustment to be made. ERC of Building Component + ERC of P&M = Total ERC to which contract size adjustment should be applied. The appropriate % adjustment should be made in accordance with the scale for contract size adjustment specified under section 6 of the RCG 2021 Guidance notes. The currency ERC rates are set at £4m (Four Million Pounds) @ 1st April 2019 (AVD) for the RCG 2021 Publication. | Two storey office building flat roof | Photograph taken from 2021 Cost Guide | 2 | TRUE
4448 | 42P40P | 4648 | 42P40P | Offices in Industrial Complexes | Plant Office | Two storey | < 1000m2 | up to 4m height internally | Building Construction: Foundations: Reinforced concrete strip foundations and insulated concrete floor slab on hardcore. Upper floors: Composite precast concrete with screed topping. Roof: Steel deck flat roof with mineral felt External Walls: Brick /block cavity walls with painted blockwork internally. Windows and Doors: uPVC DG windows and doors; Internal Walls: Blockwork walls. Internal Finishes: Emulsion paint to blockwork walls and plastered ceilings, carpet tiles to office accommodation and vinyl flooring to wet areas. Building Services: Electric storage or wall mounted heaters. General lighting and power, hot and cold water supplies, reasonable quality sanitary appliances with local ventilation to toilets. Air handling not provided to offices. | Location Adjustment Applicable (See Guidance Notes) - ERC = UK mean of 1.00 | (BEAMS Note 2) The ERC for this item should be added to all other rateable items on the hereditament (except land). Therefore the total of the ERC of the other Building Items and the P&M ERC (where applicable) to enable the correct contract size adjustment to be made. ERC of Building Component + ERC of P&M = Total ERC to which contract size adjustment should be applied. The appropriate % adjustment should be made in accordance with the scale for contract size adjustment specified under section 6 of the RCG 2023 Guidance notes. The currency ERC rates are set at £4m (Four Million Pounds) @ 1st April 2021 (AVD) for the RCG 2023 Publication. | Excludes external works | Measure to GIA | - | - | - | - | Pitched aluminium sheet roof add £141.67 m2; Suspended ceiling add £23.50 m2; Quarry tiled floors add £20 m2. Central heating add £45.30 m2. 5-7% of construction costs to be deducted for shared wall depending upon long or short side and proportions of the walls. | Two storey office building flat roof | Photograph taken from 2021 Cost Guide | 10178 |  | m2 | - | 3 - INDUSTRIAL | David Grace | James Allen | 535.3735 | Option 1 | 630.2452 | 17.72% | 677.1541 | 505.936 | -5.498% | -19.72% | 505.936 | -5.498% | Price Book Data | Helen Price | VOA_GPN_GOV_UK\7237340 | 2021-02-15 | Low | - | Medium | - | First principles, Valuer approved, measurement errors corrected | - | NA | BCIS | 1.56 | (BEAMS Note 2) The ERC for this item should be added to all other rateable items on the hereditament (except land). Therefore the total of the ERC of the other Building Items and the P&M ERC (where applicable) to enable the correct contract size adjustment to be made. ERC of Building Component + ERC of P&M = Total ERC to which contract size adjustment should be applied. The appropriate % adjustment should be made in accordance with the scale for contract size adjustment specified under section 6 of the RCG 2021 Guidance notes. The currency ERC rates are set at £4m (Four Million Pounds) @ 1st April 2019 (AVD) for the RCG 2021 Publication. | Two storey office building flat roof | Photograph taken from 2021 Cost Guide | 2 | TRUE
4449 | 42P40U | 4649 | 42P40U | Offices in Industrial Complexes | Plant Office | Two storey | < 1000m2 | up to 4.5m height internally | Building Construction: Foundations: Reinforced concrete strip foundations and insulated concrete floor slab on hardcore. Upper floors: Composite precast concrete with screed topping. Roof: Steel deck flat roof with mineral felt External Walls: Brick /block cavity walls with painted blockwork internally. Windows and Doors: uPVC DG windows and doors; Internal Walls: Blockwork walls. Internal Finishes: Emulsion paint to blockwork walls and plastered ceilings, carpet tiles to office accommodation and vinyl flooring to wet areas. Building Services: Electric storage or wall mounted heaters. General lighting and power, hot and cold water supplies, reasonable quality sanitary appliances with local ventilation to toilets. Air handling not provided to offices. | Location Adjustment Applicable (See Guidance Notes) - ERC = UK mean of 1.00 | (BEAMS Note 2) The ERC for this item should be added to all other rateable items on the hereditament (except land). Therefore the total of the ERC of the other Building Items and the P&M ERC (where applicable) to enable the correct contract size adjustment to be made. ERC of Building Component + ERC of P&M = Total ERC to which contract size adjustment should be applied. The appropriate % adjustment should be made in accordance with the scale for contract size adjustment specified under section 6 of the RCG 2023 Guidance notes. The currency ERC rates are set at £4m (Four Million Pounds) @ 1st April 2021 (AVD) for the RCG 2023 Publication. | Excludes external works | Measure to GIA | - | - | - | - | Pitched aluminium sheet roof add £141.67 m2; Suspended ceiling add £23.50 m2; Quarry tiled floors add £20 m2. Central heating add £45.30 m2. 5-7% of construction costs to be deducted for shared wall depending upon long or short side and proportions of the walls. | Two storey office building flat roof | Photograph taken from 2021 Cost Guide | 10178 |  | m2 | - | 3 - INDUSTRIAL | David Grace | James Allen | 560.937 | Option 1 | 660.3387 | 17.72% | 693.9099 | 518.4551 | -7.573% | -21.49% | 518.4551 | -7.573% | Price Book Data | Helen Price | VOA_GPN_GOV_UK\7237340 | 2021-02-15 | Low | - | Medium | - | First principles, Valuer approved, measurement errors corrected | - | NA | BCIS | 1.56 | (BEAMS Note 2) The ERC for this item should be added to all other rateable items on the hereditament (except land). Therefore the total of the ERC of the other Building Items and the P&M ERC (where applicable) to enable the correct contract size adjustment to be made. ERC of Building Component + ERC of P&M = Total ERC to which contract size adjustment should be applied. The appropriate % adjustment should be made in accordance with the scale for contract size adjustment specified under section 6 of the RCG 2021 Guidance notes. The currency ERC rates are set at £4m (Four Million Pounds) @ 1st April 2019 (AVD) for the RCG 2021 Publication. | Two storey office building flat roof | Photograph taken from 2021 Cost Guide | 2 | TRUE
4450 | 42P40W | 9671 | 42P40W | Offices in Industrial Complexes | Toilets | Single Storey | Within Industrial Building | Basic quality | 100m2 Basic toilet block within factory building. Building Construction: Foundations: None blockwork off existing factory floor slab. Roof: None ceiling joists plasterboarded for fire protection, plywood deck. Windows and Doors: uPVC DG windows, Internal Walls: Fair faced blockwork walls, plasterboard ceilings painted, vinyl flooring. Building Services: Electric storage or wall mounted heating, general lighting and power. Basic sanitary ware and cubicles. Includes foul drainage connections to external drainage inspection chamber within 10m of the building. | Location Adjustment Applicable (See Guidance Notes) - ERC = UK mean of 1.00 | (BEAMS Note 2) The ERC for this item should be added to all other rateable items on the hereditament (except land). Therefore the total of the ERC of the other Building Items and the P&M ERC (where applicable) to enable the correct contract size adjustment to be made. ERC of Building Component + ERC of P&M = Total ERC to which contract size adjustment should be applied. The appropriate % adjustment should be made in accordance with the scale for contract size adjustment specified under section 6 of the RCG 2023 Guidance notes. The currency ERC rates are set at £4m (Four Million Pounds) @ 1st April 2021 (AVD) for the RCG 2023 Publication. | This ERC is an addition to the basic industrial rate which applies to the whole of the building, including the area occupied by the toilet block. Floor slab measured in Industrial Building measure ERC. Basic specification allow for additional floor and wall finishes if required. | Measure to GIA | - | - | - | - | - | - | - | - |  | m2 | - | 3 - INDUSTRIAL | David Grace | James Allen | #N/A | Option 1 | ERROR | 0% | 519.9252 | 388.4624 | 0% | 0% | 388.4624 | 0% | Price Book Data | Helen Price | VOA_GPN_GOV_UK\7237340 | 2021-02-15 | Low | - | Medium | - | - | - | NA | BCIS | 1.56 | (BEAMS Note 2) The ERC for this item should be added to all other rateable items on the hereditament (except land). Therefore the total of the ERC of the other Building Items and the P&M ERC (where applicable) to enable the correct contract size adjustment to be made. ERC of Building Component + ERC of P&M = Total ERC to which contract size adjustment should be applied. The appropriate % adjustment should be made in accordance with the scale for contract size adjustment specified under section 6 of the RCG 2021 Guidance notes. The currency ERC rates are set at £4m (Four Million Pounds) @ 1st April 2019 (AVD) for the RCG 2021 Publication. | - | - | 2 | TRUE
4451 | 51Z002 | 100024 | 51Z002 | Oil Refinery Jetty Structures | Berthing Dolphin | TBC | TBC | TBC | TBC | Considered Not Applicable at time of Publication | (BEAMS Note 1) The ERC for this item should be added to the total of the ERC of the other P&M items on the site and the Buildings ERC (where applicable) to enable the correct contract size adjustment to be made. ERC of P&M Items + ERC of Building Component’s = Total ERC (net figure rateable items only) to which contract size adjustment should be applied The 2023 Generic Contractors Test Spreadsheet has this facility built into the programme - it is recommended you undertake all contractors test valuations using this spreadsheet. (Details on the application of contract size adjustments can be found in the RCG 2023 Guidance notes). Where RV is calculated using the comparative method (rental method) the contract size adjustment should be made as follows: Select - SCAT code box ""P and M as an addition” within the 2023 Generic Contractors Test Spreadsheet facility. Or Where the spreadsheet is not used take the: Reciprocal of statutory de-capitalisation rate (i.e. 5% reciprocal = 20) multiply by rateable value of the buildings (before any overall end allowances are made and after making a notional deduction for the land value) and add to the ERC of P&M. Use resultant figure to calculate contract size adjustment. (Guidance Notes - Section 6) | TBC | TBC | TBC | TBC | TBC | TBC | This rate applies to a minimum size of 45m2. If item is smaller subsitute for an item cost based on 45m2. | TBC | TBC | TBC |  | M2 | per m2 | NA | NA | NA | #N/A | Option 3 | ERROR | 0% | 0 | 0 | 0% | 0% | 9447.9141 | 0% | VP3 ERC | NA | VOA_GPN_GOV_UK\7246041 | 2022-02-25 | Low | - | - | Risk taken from previous CG | - | - | NA | SPONS Civils | NA | (BEAMS Note 1) The ERC for this item should be added to the total of the ERC of the other P&M items on the site and the Buildings ERC (where applicable) to enable the correct contract size adjustment to be made. ERC of P&M Items + ERC of Building Component’s = Total ERC (net figure rateable items only) to which contract size adjustment should be applied The 2021 Generic Contractors Test Spreadsheet has this facility built into the programme - it is recommended you undertake all contractors test valuations using this spreadsheet. (Details on the application of contract size adjustments can be found in the RCG 2021 Guidance notes). Where RV is calculated using the comparative method (rental method) the contract size adjustment should be made as follows: Select - SCAT code box "P and M as an addition” within the 2021 Generic Contractors Test Spreadsheet facility. Or Where the spreadsheet is not used take the: Reciprocal of statutory de-capitalisation rate (i.e. 5% reciprocal = 20) multiply by rateable value of the buildings (before any overall end allowances are made and after making a notional deduction for the land value) and add to the ERC of P&M. Use resultant figure to calculate contract size adjustment. (Guidance Notes - Section 6) | TBC | TBC | 1 | FALSE
4452 | 51Z001 | 100023 | 51Z001 | Oil Refinery Jetty Structures | Berthing Heads | TBC | TBC | TBC | TBC | Considered Not Applicable at time of Publication | (BEAMS Note 1) The ERC for this item should be added to the total of the ERC of the other P&M items on the site and the Buildings ERC (where applicable) to enable the correct contract size adjustment to be made. ERC of P&M Items + ERC of Building Component’s = Total ERC (net figure rateable items only) to which contract size adjustment should be applied The 2023 Generic Contractors Test Spreadsheet has this facility built into the programme - it is recommended you undertake all contractors test valuations using this spreadsheet. (Details on the application of contract size adjustments can be found in the RCG 2023 Guidance notes). Where RV is calculated using the comparative method (rental method) the contract size adjustment should be made as follows: Select - SCAT code box ""P and M as an addition” within the 2023 Generic Contractors Test Spreadsheet facility. Or Where the spreadsheet is not used take the: Reciprocal of statutory de-capitalisation rate (i.e. 5% reciprocal = 20) multiply by rateable value of the buildings (before any overall end allowances are made and after making a notional deduction for the land value) and add to the ERC of P&M. Use resultant figure to calculate contract size adjustment. (Guidance Notes - Section 6) | TBC | TBC | TBC | TBC | TBC | TBC | TBC | TBC | TBC | TBC |  | M2 | per m2 | NA | NA | NA | #N/A | Option 3 | ERROR | 0% | 0 | 0 | 0% | 0% | 6100.6801 | 0% | VP3 ERC | NA | VOA_GPN_GOV_UK\7246041 | 2022-02-25 | Low | - | - | Risk taken from previous CG | - | - | NA | SPONS Civils | NA | (BEAMS Note 1) The ERC for this item should be added to the total of the ERC of the other P&M items on the site and the Buildings ERC (where applicable) to enable the correct contract size adjustment to be made. ERC of P&M Items + ERC of Building Component’s = Total ERC (net figure rateable items only) to which contract size adjustment should be applied The 2021 Generic Contractors Test Spreadsheet has this facility built into the programme - it is recommended you undertake all contractors test valuations using this spreadsheet. (Details on the application of contract size adjustments can be found in the RCG 2021 Guidance notes). Where RV is calculated using the comparative method (rental method) the contract size adjustment should be made as follows: Select - SCAT code box "P and M as an addition” within the 2021 Generic Contractors Test Spreadsheet facility. Or Where the spreadsheet is not used take the: Reciprocal of statutory de-capitalisation rate (i.e. 5% reciprocal = 20) multiply by rateable value of the buildings (before any overall end allowances are made and after making a notional deduction for the land value) and add to the ERC of P&M. Use resultant figure to calculate contract size adjustment. (Guidance Notes - Section 6) | TBC | TBC | 1 | FALSE
4454 | 51Z006 | 100028 | 51Z006 | Oil Refinery Jetty Structures | Catwalks/Walkways | Ship Access Towers | TBC | TBC | Cylindrical tower of steel construction, 15 metres high, with stairway access to ships gangway and caged cat ladder access above to upper platform, which supports a water cannon. The ships gangway is operated by hydraulic controls. | Considered Not Applicable at time of Publication | (BEAMS Note 1) The ERC for this item should be added to the total of the ERC of the other P&M items on the site and the Buildings ERC (where applicable) to enable the correct contract size adjustment to be made. ERC of P&M Items + ERC of Building Component’s = Total ERC (net figure rateable items only) to which contract size adjustment should be applied The 2023 Generic Contractors Test Spreadsheet has this facility built into the programme - it is recommended you undertake all contractors test valuations using this spreadsheet. (Details on the application of contract size adjustments can be found in the RCG 2023 Guidance notes). Where RV is calculated using the comparative method (rental method) the contract size adjustment should be made as follows: Select - SCAT code box ""P and M as an addition” within the 2023 Generic Contractors Test Spreadsheet facility. Or Where the spreadsheet is not used take the: Reciprocal of statutory de-capitalisation rate (i.e. 5% reciprocal = 20) multiply by rateable value of the buildings (before any overall end allowances are made and after making a notional deduction for the land value) and add to the ERC of P&M. Use resultant figure to calculate contract size adjustment. (Guidance Notes - Section 6) | TBC | TBC | TBC | TBC | TBC | TBC | TBC | TBC | TBC | TBC |  | Each | each | NA | NA | NA | #N/A | Option 3 | ERROR | 0% | 0 | 0 | 0% | 0% | 205549.7416 | 0% | VP3 ERC | NA | VOA_GPN_GOV_UK\7246041 | 2022-02-25 | Low | - | - | Risk taken from previous CG | - | - | NA | Steel | NA | (BEAMS Note 1) The ERC for this item should be added to the total of the ERC of the other P&M items on the site and the Buildings ERC (where applicable) to enable the correct contract size adjustment to be made. ERC of P&M Items + ERC of Building Component’s = Total ERC (net figure rateable items only) to which contract size adjustment should be applied The 2021 Generic Contractors Test Spreadsheet has this facility built into the programme - it is recommended you undertake all contractors test valuations using this spreadsheet. (Details on the application of contract size adjustments can be found in the RCG 2021 Guidance notes). Where RV is calculated using the comparative method (rental method) the contract size adjustment should be made as follows: Select - SCAT code box "P and M as an addition” within the 2021 Generic Contractors Test Spreadsheet facility. Or Where the spreadsheet is not used take the: Reciprocal of statutory de-capitalisation rate (i.e. 5% reciprocal = 20) multiply by rateable value of the buildings (before any overall end allowances are made and after making a notional deduction for the land value) and add to the ERC of P&M. Use resultant figure to calculate contract size adjustment. (Guidance Notes - Section 6) | TBC | TBC | 1 | FALSE
4453 | 51Z004 | 100026 | 51Z004 | Oil Refinery Jetty Structures | Catwalks/Walkways | TBC | TBC | TBC | TBC | Considered Not Applicable at time of Publication | (BEAMS Note 1) The ERC for this item should be added to the total of the ERC of the other P&M items on the site and the Buildings ERC (where applicable) to enable the correct contract size adjustment to be made. ERC of P&M Items + ERC of Building Component’s = Total ERC (net figure rateable items only) to which contract size adjustment should be applied The 2023 Generic Contractors Test Spreadsheet has this facility built into the programme - it is recommended you undertake all contractors test valuations using this spreadsheet. (Details on the application of contract size adjustments can be found in the RCG 2023 Guidance notes). Where RV is calculated using the comparative method (rental method) the contract size adjustment should be made as follows: Select - SCAT code box ""P and M as an addition” within the 2023 Generic Contractors Test Spreadsheet facility. Or Where the spreadsheet is not used take the: Reciprocal of statutory de-capitalisation rate (i.e. 5% reciprocal = 20) multiply by rateable value of the buildings (before any overall end allowances are made and after making a notional deduction for the land value) and add to the ERC of P&M. Use resultant figure to calculate contract size adjustment. (Guidance Notes - Section 6) | Based on a catwalk/walkway of 1.22m width). Costs include any supporting structure. Facilities which have been built on the decking, such as buildings, loading gantries, fire protection equipment and any other P&M are not included in the costs and should be added as additional items. | TBC | TBC | TBC | TBC | TBC | TBC | TBC | TBC | TBC |  | M | per linear m | NA | NA | NA | #N/A | Option 3 | ERROR | 0% | 0 | 0 | 0% | 0% | 2408.1839 | 0% | VP3 ERC | NA | VOA_GPN_GOV_UK\7246041 | 2022-02-25 | Low | - | - | Risk taken from previous CG | - | - | NA | SPONS Civils | NA | (BEAMS Note 1) The ERC for this item should be added to the total of the ERC of the other P&M items on the site and the Buildings ERC (where applicable) to enable the correct contract size adjustment to be made. ERC of P&M Items + ERC of Building Component’s = Total ERC (net figure rateable items only) to which contract size adjustment should be applied The 2021 Generic Contractors Test Spreadsheet has this facility built into the programme - it is recommended you undertake all contractors test valuations using this spreadsheet. (Details on the application of contract size adjustments can be found in the RCG 2021 Guidance notes). Where RV is calculated using the comparative method (rental method) the contract size adjustment should be made as follows: Select - SCAT code box "P and M as an addition” within the 2021 Generic Contractors Test Spreadsheet facility. Or Where the spreadsheet is not used take the: Reciprocal of statutory de-capitalisation rate (i.e. 5% reciprocal = 20) multiply by rateable value of the buildings (before any overall end allowances are made and after making a notional deduction for the land value) and add to the ERC of P&M. Use resultant figure to calculate contract size adjustment. (Guidance Notes - Section 6) | TBC | TBC | 1 | FALSE
4455 | 51Z005 | 100027 | 51Z005 | Oil Refinery Jetty Structures | Catwalks/Walkways | Water Cannon & CCTV Towers | TBC | TBC | Cylindrical tower of steel construction, 15 metres high, with caged cat ladder access to platforms at two levels supporting a water cannon and CCTV unit. | Considered Not Applicable at time of Publication | (BEAMS Note 1) The ERC for this item should be added to the total of the ERC of the other P&M items on the site and the Buildings ERC (where applicable) to enable the correct contract size adjustment to be made. ERC of P&M Items + ERC of Building Component’s = Total ERC (net figure rateable items only) to which contract size adjustment should be applied The 2023 Generic Contractors Test Spreadsheet has this facility built into the programme - it is recommended you undertake all contractors test valuations using this spreadsheet. (Details on the application of contract size adjustments can be found in the RCG 2023 Guidance notes). Where RV is calculated using the comparative method (rental method) the contract size adjustment should be made as follows: Select - SCAT code box ""P and M as an addition” within the 2023 Generic Contractors Test Spreadsheet facility. Or Where the spreadsheet is not used take the: Reciprocal of statutory de-capitalisation rate (i.e. 5% reciprocal = 20) multiply by rateable value of the buildings (before any overall end allowances are made and after making a notional deduction for the land value) and add to the ERC of P&M. Use resultant figure to calculate contract size adjustment. (Guidance Notes - Section 6) | TBC | TBC | TBC | TBC | TBC | TBC | TBC | TBC | TBC | TBC |  | Each | each | NA | NA | NA | #N/A | Option 3 | ERROR | 0% | 0 | 0 | 0% | 0% | 31617.0479 | 0% | VP3 ERC | NA | VOA_GPN_GOV_UK\7246041 | 2022-02-25 | Low | - | - | Risk taken from previous CG | - | - | NA | Steel | NA | (BEAMS Note 1) The ERC for this item should be added to the total of the ERC of the other P&M items on the site and the Buildings ERC (where applicable) to enable the correct contract size adjustment to be made. ERC of P&M Items + ERC of Building Component’s = Total ERC (net figure rateable items only) to which contract size adjustment should be applied The 2021 Generic Contractors Test Spreadsheet has this facility built into the programme - it is recommended you undertake all contractors test valuations using this spreadsheet. (Details on the application of contract size adjustments can be found in the RCG 2021 Guidance notes). Where RV is calculated using the comparative method (rental method) the contract size adjustment should be made as follows: Select - SCAT code box "P and M as an addition” within the 2021 Generic Contractors Test Spreadsheet facility. Or Where the spreadsheet is not used take the: Reciprocal of statutory de-capitalisation rate (i.e. 5% reciprocal = 20) multiply by rateable value of the buildings (before any overall end allowances are made and after making a notional deduction for the land value) and add to the ERC of P&M. Use resultant figure to calculate contract size adjustment. (Guidance Notes - Section 6) | TBC | TBC | 1 | FALSE
4456 | 51Z003 | 100025 | 51Z003 | Oil Refinery Jetty Structures | Mooring Dolphins | TBC | TBC | TBC | TBC | Considered Not Applicable at time of Publication | (BEAMS Note 1) The ERC for this item should be added to the total of the ERC of the other P&M items on the site and the Buildings ERC (where applicable) to enable the correct contract size adjustment to be made. ERC of P&M Items + ERC of Building Component’s = Total ERC (net figure rateable items only) to which contract size adjustment should be applied The 2023 Generic Contractors Test Spreadsheet has this facility built into the programme - it is recommended you undertake all contractors test valuations using this spreadsheet. (Details on the application of contract size adjustments can be found in the RCG 2023 Guidance notes). Where RV is calculated using the comparative method (rental method) the contract size adjustment should be made as follows: Select - SCAT code box ""P and M as an addition” within the 2023 Generic Contractors Test Spreadsheet facility. Or Where the spreadsheet is not used take the: Reciprocal of statutory de-capitalisation rate (i.e. 5% reciprocal = 20) multiply by rateable value of the buildings (before any overall end allowances are made and after making a notional deduction for the land value) and add to the ERC of P&M. Use resultant figure to calculate contract size adjustment. (Guidance Notes - Section 6) | TBC | TBC | TBC | TBC | TBC | TBC | TBC | TBC | TBC | TBC |  | Each | each | NA | NA | NA | #N/A | Option 3 | ERROR | 0% | 0 | 0 | 0% | 0% | 425164.7872 | 0% | VP3 ERC | NA | VOA_GPN_GOV_UK\7246041 | 2022-02-25 | Low | - | - | Risk taken from previous CG | - | - | NA | SPONS Civils | NA | (BEAMS Note 1) The ERC for this item should be added to the total of the ERC of the other P&M items on the site and the Buildings ERC (where applicable) to enable the correct contract size adjustment to be made. ERC of P&M Items + ERC of Building Component’s = Total ERC (net figure rateable items only) to which contract size adjustment should be applied The 2021 Generic Contractors Test Spreadsheet has this facility built into the programme - it is recommended you undertake all contractors test valuations using this spreadsheet. (Details on the application of contract size adjustments can be found in the RCG 2021 Guidance notes). Where RV is calculated using the comparative method (rental method) the contract size adjustment should be made as follows: Select - SCAT code box "P and M as an addition” within the 2021 Generic Contractors Test Spreadsheet facility. Or Where the spreadsheet is not used take the: Reciprocal of statutory de-capitalisation rate (i.e. 5% reciprocal = 20) multiply by rateable value of the buildings (before any overall end allowances are made and after making a notional deduction for the land value) and add to the ERC of P&M. Use resultant figure to calculate contract size adjustment. (Guidance Notes - Section 6) | TBC | TBC | 1 | FALSE
4457 | 51Z019 | 100022 | 51Z019 | Oil Refinery Jetty Structures | Shore Arm & Sea Arm | Concrete Road Deck (200mm) | TBC | TBC | TBC | Location Adjustment Applicable (See Guidance Notes) - ERC = UK mean of 1.00 | (BEAMS Note 2) The ERC for this item should be added to all other rateable items on the hereditament (except land). Therefore the total of the ERC of the other Building Items and the P&M ERC (where applicable) to enable the correct contract size adjustment to be made. ERC of Building Component + ERC of P&M = Total ERC to which contract size adjustment should be applied. The appropriate % adjustment should be made in accordance with the scale for contract size adjustment specified under section 6 of the RCG 2023 Guidance notes. The currency ERC rates are set at £4m (Four Million Pounds) @ 1st April 2021 (AVD) for the RCG 2023 Publication. | TBC | TBC | TBC | TBC | TBC | TBC | TBC | TBC | TBC | TBC |  | M2 | per m2 | NA | NA | NA | #N/A | Option 2 | ERROR | 0% | 0 | 0 | 0% | 0% | 631.5388 | 0% | VP3 ERC | NA | VOA_GPN_GOV_UK\7246041 | 2022-02-25 | Low | - | - | Risk taken from previous CG | - | - | NA | SPONS Civils | NA | (BEAMS Note 2) The ERC for this item should be added to all other rateable items on the hereditament (except land). Therefore the total of the ERC of the other Building Items and the P&M ERC (where applicable) to enable the correct contract size adjustment to be made. ERC of Building Component + ERC of P&M = Total ERC to which contract size adjustment should be applied. The appropriate % adjustment should be made in accordance with the scale for contract size adjustment specified under section 6 of the RCG 2021 Guidance notes. The currency ERC rates are set at £4m (Four Million Pounds) @ 1st April 2019 (AVD) for the RCG 2021 Publication. | TBC | TBC | 2 | FALSE
4458 | 51Z016 | 100019 | 51Z016 | Oil Refinery Jetty Structures | Shore Arm & Sea Arm | Piperack | TBC | TBC | TBC | Considered Not Applicable at time of Publication | (BEAMS Note 1) The ERC for this item should be added to the total of the ERC of the other P&M items on the site and the Buildings ERC (where applicable) to enable the correct contract size adjustment to be made. ERC of P&M Items + ERC of Building Component’s = Total ERC (net figure rateable items only) to which contract size adjustment should be applied The 2023 Generic Contractors Test Spreadsheet has this facility built into the programme - it is recommended you undertake all contractors test valuations using this spreadsheet. (Details on the application of contract size adjustments can be found in the RCG 2023 Guidance notes). Where RV is calculated using the comparative method (rental method) the contract size adjustment should be made as follows: Select - SCAT code box ""P and M as an addition” within the 2023 Generic Contractors Test Spreadsheet facility. Or Where the spreadsheet is not used take the: Reciprocal of statutory de-capitalisation rate (i.e. 5% reciprocal = 20) multiply by rateable value of the buildings (before any overall end allowances are made and after making a notional deduction for the land value) and add to the ERC of P&M. Use resultant figure to calculate contract size adjustment. (Guidance Notes - Section 6) | TBC | TBC | TBC | TBC | TBC | TBC | TBC | TBC | TBC | TBC |  | M2 | per m2 | NA | NA | NA | #N/A | Option 3 | ERROR | 0% | 0 | 0 | 0% | 0% | 541.8807 | 0% | VP3 ERC | NA | VOA_GPN_GOV_UK\7246041 | 2022-02-25 | Low | - | - | Risk taken from previous CG | - | - | NA | Steel | NA | (BEAMS Note 1) The ERC for this item should be added to the total of the ERC of the other P&M items on the site and the Buildings ERC (where applicable) to enable the correct contract size adjustment to be made. ERC of P&M Items + ERC of Building Component’s = Total ERC (net figure rateable items only) to which contract size adjustment should be applied The 2021 Generic Contractors Test Spreadsheet has this facility built into the programme - it is recommended you undertake all contractors test valuations using this spreadsheet. (Details on the application of contract size adjustments can be found in the RCG 2021 Guidance notes). Where RV is calculated using the comparative method (rental method) the contract size adjustment should be made as follows: Select - SCAT code box "P and M as an addition” within the 2021 Generic Contractors Test Spreadsheet facility. Or Where the spreadsheet is not used take the: Reciprocal of statutory de-capitalisation rate (i.e. 5% reciprocal = 20) multiply by rateable value of the buildings (before any overall end allowances are made and after making a notional deduction for the land value) and add to the ERC of P&M. Use resultant figure to calculate contract size adjustment. (Guidance Notes - Section 6) | TBC | TBC | 1 | FALSE
4459 | 51Z017 | 100020 | 51Z017 | Oil Refinery Jetty Structures | Shore Arm & Sea Arm | Roadway | TBC | TBC | TBC | Location Adjustment Applicable (See Guidance Notes) - ERC = UK mean of 1.00 | (BEAMS Note 2) The ERC for this item should be added to all other rateable items on the hereditament (except land). Therefore the total of the ERC of the other Building Items and the P&M ERC (where applicable) to enable the correct contract size adjustment to be made. ERC of Building Component + ERC of P&M = Total ERC to which contract size adjustment should be applied. The appropriate % adjustment should be made in accordance with the scale for contract size adjustment specified under section 6 of the RCG 2023 Guidance notes. The currency ERC rates are set at £4m (Four Million Pounds) @ 1st April 2021 (AVD) for the RCG 2023 Publication. | TBC | TBC | TBC | TBC | TBC | TBC | TBC | TBC | TBC | TBC |  | M2 | per m2 | NA | NA | NA | #N/A | Option 2 | ERROR | 0% | 0 | 0 | 0% | 0% | 1198.5866 | 0% | VP3 ERC | NA | VOA_GPN_GOV_UK\7246041 | 2022-02-25 | Low | - | - | Risk taken from previous CG | - | - | NA | SPONS Civils | NA | (BEAMS Note 2) The ERC for this item should be added to all other rateable items on the hereditament (except land). Therefore the total of the ERC of the other Building Items and the P&M ERC (where applicable) to enable the correct contract size adjustment to be made. ERC of Building Component + ERC of P&M = Total ERC to which contract size adjustment should be applied. The appropriate % adjustment should be made in accordance with the scale for contract size adjustment specified under section 6 of the RCG 2021 Guidance notes. The currency ERC rates are set at £4m (Four Million Pounds) @ 1st April 2019 (AVD) for the RCG 2021 Publication. | TBC | TBC | 2 | FALSE
4460 | 51Z018 | 100021 | 51Z018 | Oil Refinery Jetty Structures | Shore Arm & Sea Arm | Supporting Structure | TBC | TBC | TBC | Considered Not Applicable at time of Publication | (BEAMS Note 1) The ERC for this item should be added to the total of the ERC of the other P&M items on the site and the Buildings ERC (where applicable) to enable the correct contract size adjustment to be made. ERC of P&M Items + ERC of Building Component’s = Total ERC (net figure rateable items only) to which contract size adjustment should be applied The 2023 Generic Contractors Test Spreadsheet has this facility built into the programme - it is recommended you undertake all contractors test valuations using this spreadsheet. (Details on the application of contract size adjustments can be found in the RCG 2023 Guidance notes). Where RV is calculated using the comparative method (rental method) the contract size adjustment should be made as follows: Select - SCAT code box ""P and M as an addition” within the 2023 Generic Contractors Test Spreadsheet facility. Or Where the spreadsheet is not used take the: Reciprocal of statutory de-capitalisation rate (i.e. 5% reciprocal = 20) multiply by rateable value of the buildings (before any overall end allowances are made and after making a notional deduction for the land value) and add to the ERC of P&M. Use resultant figure to calculate contract size adjustment. (Guidance Notes - Section 6) | TBC | TBC | TBC | TBC | TBC | TBC | TBC | TBC | TBC | TBC |  | Tonnes | per te | NA | NA | NA | #N/A | Option 3 | ERROR | 0% | 0 | 0 | 0% | 0% | 6613.4612 | 0% | VP3 ERC | NA | VOA_GPN_GOV_UK\7246041 | 2022-02-25 | Low | - | - | Risk taken from previous CG | - | - | NA | SPONS Civils | NA | (BEAMS Note 1) The ERC for this item should be added to the total of the ERC of the other P&M items on the site and the Buildings ERC (where applicable) to enable the correct contract size adjustment to be made. ERC of P&M Items + ERC of Building Component’s = Total ERC (net figure rateable items only) to which contract size adjustment should be applied The 2021 Generic Contractors Test Spreadsheet has this facility built into the programme - it is recommended you undertake all contractors test valuations using this spreadsheet. (Details on the application of contract size adjustments can be found in the RCG 2021 Guidance notes). Where RV is calculated using the comparative method (rental method) the contract size adjustment should be made as follows: Select - SCAT code box "P and M as an addition” within the 2021 Generic Contractors Test Spreadsheet facility. Or Where the spreadsheet is not used take the: Reciprocal of statutory de-capitalisation rate (i.e. 5% reciprocal = 20) multiply by rateable value of the buildings (before any overall end allowances are made and after making a notional deduction for the land value) and add to the ERC of P&M. Use resultant figure to calculate contract size adjustment. (Guidance Notes - Section 6) | TBC | TBC | 1 | FALSE
4461 | STS026 | 3715 | STS026 | Paper mills | Mill producing paper | This section applies to industrial plants used to convert raw materials, primarily waste paper and wood into various paper and board products. | - | - | - | Location Adjustment Applicable (See Guidance Notes) - ERC = UK mean of 1.00 | (BEAMS Note 2) The ERC for this item should be added to all other rateable items on the hereditament (except land). Therefore the total of the ERC of the other Building Items and the P&M ERC (where applicable) to enable the correct contract size adjustment to be made. ERC of Building Component + ERC of P&M = Total ERC to which contract size adjustment should be applied. The appropriate % adjustment should be made in accordance with the scale for contract size adjustment specified under section 6 of the RCG 2023 Guidance notes. The currency ERC rates are set at £4m (Four Million Pounds) @ 1st April 2021 (AVD) for the RCG 2023 Publication. | - | - | - | - | - | - | - | - | - | 77777 |  | M2 | m2 | NA | NA | NA | #DIV/0! | Option 1 | ERROR | 0% | 0 | 0 | 0% | 0% | 0 | 0% | Indexed | NA | VOA_GPN_GOV_UK\7246041 | 2019-08-30 | Low | - | - | Risk taken from previous CG | - | - | NA | BCIS | NA | (BEAMS Note 2) The ERC for this item should be added to all other rateable items on the hereditament (except land). Therefore the total of the ERC of the other Building Items and the P&M ERC (where applicable) to enable the correct contract size adjustment to be made. ERC of Building Component + ERC of P&M = Total ERC to which contract size adjustment should be applied. The appropriate % adjustment should be made in accordance with the scale for contract size adjustment specified under section 6 of the RCG 2021 Guidance notes. The currency ERC rates are set at £4m (Four Million Pounds) @ 1st April 2019 (AVD) for the RCG 2021 Publication. | - | - | 2 | TRUE
4462 | 33U1P5 | 6722 | 33U1P5 | Paving - surfaces | Block paviours | 60mm thick | 50mm sand bed on 150mm hardcore base | - | Footpaths on 150mm sub base including excavation. | Location Adjustment Applicable (See Guidance Notes) - ERC = UK mean of 1.00 | (BEAMS Note 2) The ERC for this item should be added to all other rateable items on the hereditament (except land). Therefore the total of the ERC of the other Building Items and the P&M ERC (where applicable) to enable the correct contract size adjustment to be made. ERC of Building Component + ERC of P&M = Total ERC to which contract size adjustment should be applied. The appropriate % adjustment should be made in accordance with the scale for contract size adjustment specified under section 6 of the RCG 2023 Guidance notes. The currency ERC rates are set at £4m (Four Million Pounds) @ 1st April 2021 (AVD) for the RCG 2023 Publication. | 60mm coloured concrete blocks paviours on 50mm sand bed - straight joints. For herringbone pattern add 5/m2. Rate excludes kerbs, channels and edgings. | All area = m2 | - | - | - | - | - | Photo1 - Bricks laid as paviours. | - | 10180 |  | M2 | - | NA | NA | NA | 32.2908 | Option 2 | 40.0342 | 23.98% | 49.418 | 37.3483 | 15.66% | -6.709% | 37.3483 | 15.66% | Indexed | NA | VOA_GPN_GOV_UK\7246041 | 2019-08-30 | Low | - | Medium | Risk taken from previous CG | - | - | NA | SPONS A&B | NA | (BEAMS Note 2) The ERC for this item should be added to all other rateable items on the hereditament (except land). Therefore the total of the ERC of the other Building Items and the P&M ERC (where applicable) to enable the correct contract size adjustment to be made. ERC of Building Component + ERC of P&M = Total ERC to which contract size adjustment should be applied. The appropriate % adjustment should be made in accordance with the scale for contract size adjustment specified under section 6 of the RCG 2021 Guidance notes. The currency ERC rates are set at £4m (Four Million Pounds) @ 1st April 2019 (AVD) for the RCG 2021 Publication. | Photo1 - Bricks laid as paviours. | - | 2 | TRUE
4463 | 33U1PF | 6720 | 33U1PF | Paving - surfaces | Concrete | 75mm thick plain concrete | 150mm hardcore base | - | Footpaths on 150mm sub base including excavation. | Location Adjustment Applicable (See Guidance Notes) - ERC = UK mean of 1.00 | (BEAMS Note 2) The ERC for this item should be added to all other rateable items on the hereditament (except land). Therefore the total of the ERC of the other Building Items and the P&M ERC (where applicable) to enable the correct contract size adjustment to be made. ERC of Building Component + ERC of P&M = Total ERC to which contract size adjustment should be applied. The appropriate % adjustment should be made in accordance with the scale for contract size adjustment specified under section 6 of the RCG 2023 Guidance notes. The currency ERC rates are set at £4m (Four Million Pounds) @ 1st April 2021 (AVD) for the RCG 2023 Publication. | 60mm coloured concrete blocks paviours on 50mm sand bed - straight joints. For herringbone pattern add 4.40/m2. Rate excludes kerbs, channels and edgings. | All area = m2 | - | - | - | - | - | - | - | 10180 |  | M2 | - | NA | NA | NA | 19.9895 | Option 2 | 24.7831 | 23.98% | 40.9004 | 30.9111 | 54.64% | 24.73% | 30.9111 | 54.64% | Indexed | NA | VOA_GPN_GOV_UK\7246041 | 2019-08-30 | Low | - | Medium | Risk taken from previous CG | - | - | NA | SPONS A&B | NA | (BEAMS Note 2) The ERC for this item should be added to all other rateable items on the hereditament (except land). Therefore the total of the ERC of the other Building Items and the P&M ERC (where applicable) to enable the correct contract size adjustment to be made. ERC of Building Component + ERC of P&M = Total ERC to which contract size adjustment should be applied. The appropriate % adjustment should be made in accordance with the scale for contract size adjustment specified under section 6 of the RCG 2021 Guidance notes. The currency ERC rates are set at £4m (Four Million Pounds) @ 1st April 2019 (AVD) for the RCG 2021 Publication. | - | - | 2 | TRUE
4464 | 33U1PK | 8639 | 33U1PK | Paving - surfaces | Gravel | 50mm thick gravel | 150mm hardcore base | - | Footpaths on 150mm sub base including excavation. | Location Adjustment Applicable (See Guidance Notes) - ERC = UK mean of 1.00 | (BEAMS Note 2) The ERC for this item should be added to all other rateable items on the hereditament (except land). Therefore the total of the ERC of the other Building Items and the P&M ERC (where applicable) to enable the correct contract size adjustment to be made. ERC of Building Component + ERC of P&M = Total ERC to which contract size adjustment should be applied. The appropriate % adjustment should be made in accordance with the scale for contract size adjustment specified under section 6 of the RCG 2023 Guidance notes. The currency ERC rates are set at £4m (Four Million Pounds) @ 1st April 2021 (AVD) for the RCG 2023 Publication. | Rate excludes kerbs, channels and edgings. | All area = m2 | - | - | - | - | - | Photo 1 & 2 - Gravel ¦(hardstanding). | - | 10180 |  | M2 | - | NA | NA | NA | 13.8389 | Option 2 | 17.1575 | 23.98% | 19.5458 | 14.772 | 6.743% | -13.9% | 14.772 | 6.743% | Indexed | NA | VOA_GPN_GOV_UK\7246041 | 2019-08-30 | Low | - | Medium | Risk taken from previous CG | - | - | NA | SPONS A&B | NA | (BEAMS Note 2) The ERC for this item should be added to all other rateable items on the hereditament (except land). Therefore the total of the ERC of the other Building Items and the P&M ERC (where applicable) to enable the correct contract size adjustment to be made. ERC of Building Component + ERC of P&M = Total ERC to which contract size adjustment should be applied. The appropriate % adjustment should be made in accordance with the scale for contract size adjustment specified under section 6 of the RCG 2021 Guidance notes. The currency ERC rates are set at £4m (Four Million Pounds) @ 1st April 2019 (AVD) for the RCG 2021 Publication. | Photo 1 & 2 - Gravel ¦(hardstanding). | - | 2 | TRUE
4465 | 33U1PM | 7776 | 33U1PM | Paving - surfaces | Gravel | 50mm thick gravel | Prepared earth base | - | Footpaths on prepared earth base. | Location Adjustment Applicable (See Guidance Notes) - ERC = UK mean of 1.00 | (BEAMS Note 2) The ERC for this item should be added to all other rateable items on the hereditament (except land). Therefore the total of the ERC of the other Building Items and the P&M ERC (where applicable) to enable the correct contract size adjustment to be made. ERC of Building Component + ERC of P&M = Total ERC to which contract size adjustment should be applied. The appropriate % adjustment should be made in accordance with the scale for contract size adjustment specified under section 6 of the RCG 2023 Guidance notes. The currency ERC rates are set at £4m (Four Million Pounds) @ 1st April 2021 (AVD) for the RCG 2023 Publication. | Rate excludes kerbs, channels and edgings. | All area = m2 | - | - | - | - | - | Photo 1 & 2 - Gravel. | - | 10180 |  | M2 | - | NA | NA | NA | 6.1506 | Option 2 | 7.6256 | 23.98% | 6.6785 | 5.0474 | -17.94% | -33.81% | 5.0474 | -17.94% | Indexed | NA | VOA_GPN_GOV_UK\7246041 | 2019-08-30 | Low | - | Medium | Risk taken from previous CG | - | - | NA | SPONS A&B | NA | (BEAMS Note 2) The ERC for this item should be added to all other rateable items on the hereditament (except land). Therefore the total of the ERC of the other Building Items and the P&M ERC (where applicable) to enable the correct contract size adjustment to be made. ERC of Building Component + ERC of P&M = Total ERC to which contract size adjustment should be applied. The appropriate % adjustment should be made in accordance with the scale for contract size adjustment specified under section 6 of the RCG 2021 Guidance notes. The currency ERC rates are set at £4m (Four Million Pounds) @ 1st April 2019 (AVD) for the RCG 2021 Publication. | Photo 1 & 2 - Gravel. | - | 2 | TRUE
4466 | 33U10A | 6541 | 33U10A | Paving - surfaces | Kerbs and Edging | 125mm thick | 250mm deep kerbs | Straight | Pre-cast concrete units bedded, jointed and pointed with cement mortar, hunched one side with in-situ concrete on concrete foundation including excavation. | Location Adjustment Applicable (See Guidance Notes) - ERC = UK mean of 1.00 | (BEAMS Note 2) The ERC for this item should be added to all other rateable items on the hereditament (except land). Therefore the total of the ERC of the other Building Items and the P&M ERC (where applicable) to enable the correct contract size adjustment to be made. ERC of Building Component + ERC of P&M = Total ERC to which contract size adjustment should be applied. The appropriate % adjustment should be made in accordance with the scale for contract size adjustment specified under section 6 of the RCG 2023 Guidance notes. The currency ERC rates are set at £4m (Four Million Pounds) @ 1st April 2021 (AVD) for the RCG 2023 Publication. | Extra on inspection unit; Safeticurb, jointed with plastic rings and bedded; jointed and pointed in cement mortar; with grid ductile iron (see 33U10T). Extra on silt box; Safeticurb with solid ductile iron cover (see 33U10W). | Linear metre | - | - | - | - | - | Photo 1 & 2 - Kerbs and Edgings. | - | 10179 |  | M | linear | NA | NA | NA | 23.0648 | Option 2 | 28.5959 | 23.98% | 23.65 | 17.8739 | -22.51% | -37.5% | 17.8739 | -22.51% | Indexed | NA | VOA_GPN_GOV_UK\7246041 | 2019-08-30 | Low | - | Medium | Risk taken from previous CG | - | - | NA | SPONS A&B | NA | (BEAMS Note 2) The ERC for this item should be added to all other rateable items on the hereditament (except land). Therefore the total of the ERC of the other Building Items and the P&M ERC (where applicable) to enable the correct contract size adjustment to be made. ERC of Building Component + ERC of P&M = Total ERC to which contract size adjustment should be applied. The appropriate % adjustment should be made in accordance with the scale for contract size adjustment specified under section 6 of the RCG 2021 Guidance notes. The currency ERC rates are set at £4m (Four Million Pounds) @ 1st April 2019 (AVD) for the RCG 2021 Publication. | Photo 1 & 2 - Kerbs and Edgings. | - | 2 | TRUE
4467 | 33U10D | 8623 | 33U10D | Paving - surfaces | Kerbs and Edging | 125mm thick | 250mm deep kerbs | Curved | Pre-cast concrete units bedded, jointed and pointed with cement mortar, hunched one side with in-situ concrete on concrete foundation including excavation. | Location Adjustment Applicable (See Guidance Notes) - ERC = UK mean of 1.00 | (BEAMS Note 2) The ERC for this item should be added to all other rateable items on the hereditament (except land). Therefore the total of the ERC of the other Building Items and the P&M ERC (where applicable) to enable the correct contract size adjustment to be made. ERC of Building Component + ERC of P&M = Total ERC to which contract size adjustment should be applied. The appropriate % adjustment should be made in accordance with the scale for contract size adjustment specified under section 6 of the RCG 2023 Guidance notes. The currency ERC rates are set at £4m (Four Million Pounds) @ 1st April 2021 (AVD) for the RCG 2023 Publication. | Extra on inspection unit; Safeticurb, jointed with plastic rings and bedded; jointed and pointed in cement mortar; with grid ductile iron (see 33U10T). Extra on silt box; Safeticurb with solid ductile iron cover (see 33U10W). | Linear metre | - | - | - | - | - | Photo 1 & 2 - Kerbs and Edgings. | - | 10179 |  | M | linear | NA | NA | NA | 27.6778 | Option 2 | 34.3151 | 23.98% | 31.5864 | 23.8719 | -13.75% | -30.43% | 23.8719 | -13.75% | Indexed | NA | VOA_GPN_GOV_UK\7246041 | 2019-08-30 | Low | - | Medium | Risk taken from previous CG | - | - | NA | SPONS A&B | NA | (BEAMS Note 2) The ERC for this item should be added to all other rateable items on the hereditament (except land). Therefore the total of the ERC of the other Building Items and the P&M ERC (where applicable) to enable the correct contract size adjustment to be made. ERC of Building Component + ERC of P&M = Total ERC to which contract size adjustment should be applied. The appropriate % adjustment should be made in accordance with the scale for contract size adjustment specified under section 6 of the RCG 2021 Guidance notes. The currency ERC rates are set at £4m (Four Million Pounds) @ 1st April 2019 (AVD) for the RCG 2021 Publication. | Photo 1 & 2 - Kerbs and Edgings. | - | 2 | TRUE
4468 | 33U10E | 7414 | 33U10E | Paving - surfaces | Kerbs and Edging | 125mm thick | 300mm deep kerbs | Straight | Pre-cast concrete units bedded, jointed and pointed with cement mortar, hunched one side with in-situ concrete on concrete foundation including excavation. | Location Adjustment Applicable (See Guidance Notes) - ERC = UK mean of 1.00 | (BEAMS Note 2) The ERC for this item should be added to all other rateable items on the hereditament (except land). Therefore the total of the ERC of the other Building Items and the P&M ERC (where applicable) to enable the correct contract size adjustment to be made. ERC of Building Component + ERC of P&M = Total ERC to which contract size adjustment should be applied. The appropriate % adjustment should be made in accordance with the scale for contract size adjustment specified under section 6 of the RCG 2023 Guidance notes. The currency ERC rates are set at £4m (Four Million Pounds) @ 1st April 2021 (AVD) for the RCG 2023 Publication. | Extra on inspection unit; Safeticurb, jointed with plastic rings and bedded; jointed and pointed in cement mortar; with grid ductile iron (see 33U10T). Extra on silt box; Safeticurb with solid ductile iron cover (see 33U10W). | Linear metre | - | - | - | - | - | Photo 1 & 2 - Kerbs and Edgings. | - | 10179 |  | M | linear | NA | NA | NA | 32.2908 | Option 2 | 40.0342 | 23.98% | 35.0115 | 26.4604 | -18.06% | -33.91% | 26.4604 | -18.06% | Indexed | NA | VOA_GPN_GOV_UK\7246041 | 2019-08-30 | Low | - | Medium | Risk taken from previous CG | - | - | NA | SPONS A&B | NA | (BEAMS Note 2) The ERC for this item should be added to all other rateable items on the hereditament (except land). Therefore the total of the ERC of the other Building Items and the P&M ERC (where applicable) to enable the correct contract size adjustment to be made. ERC of Building Component + ERC of P&M = Total ERC to which contract size adjustment should be applied. The appropriate % adjustment should be made in accordance with the scale for contract size adjustment specified under section 6 of the RCG 2021 Guidance notes. The currency ERC rates are set at £4m (Four Million Pounds) @ 1st April 2019 (AVD) for the RCG 2021 Publication. | Photo 1 & 2 - Kerbs and Edgings. | - | 2 | TRUE
4469 | 33U10H | 7415 | 33U10H | Paving - surfaces | Kerbs and Edging | 125mm thick | 300mm deep kerbs | Curved | Pre-cast concrete units bedded, jointed and pointed with cement mortar, hunched one side with in-situ concrete on concrete foundation including excavation. | Location Adjustment Applicable (See Guidance Notes) - ERC = UK mean of 1.00 | (BEAMS Note 2) The ERC for this item should be added to all other rateable items on the hereditament (except land). Therefore the total of the ERC of the other Building Items and the P&M ERC (where applicable) to enable the correct contract size adjustment to be made. ERC of Building Component + ERC of P&M = Total ERC to which contract size adjustment should be applied. The appropriate % adjustment should be made in accordance with the scale for contract size adjustment specified under section 6 of the RCG 2023 Guidance notes. The currency ERC rates are set at £4m (Four Million Pounds) @ 1st April 2021 (AVD) for the RCG 2023 Publication. | Extra on inspection unit; Safeticurb, jointed with plastic rings and bedded; jointed and pointed in cement mortar; with grid ductile iron (see 33U10T). Extra on silt box; Safeticurb with solid ductile iron cover (see 33U10W). | Linear metre | - | - | - | - | - | Photo 1 & 2 - Kerbs and Edgings. | - | 10179 |  | M | linear | NA | NA | NA | 37.6726 | Option 2 | 46.7066 | 23.98% | 40.7221 | 30.7763 | -18.31% | -34.11% | 30.7763 | -18.31% | Indexed | NA | VOA_GPN_GOV_UK\7246041 | 2019-08-30 | Low | - | Medium | Risk taken from previous CG | - | - | NA | SPONS A&B | NA | (BEAMS Note 2) The ERC for this item should be added to all other rateable items on the hereditament (except land). Therefore the total of the ERC of the other Building Items and the P&M ERC (where applicable) to enable the correct contract size adjustment to be made. ERC of Building Component + ERC of P&M = Total ERC to which contract size adjustment should be applied. The appropriate % adjustment should be made in accordance with the scale for contract size adjustment specified under section 6 of the RCG 2021 Guidance notes. The currency ERC rates are set at £4m (Four Million Pounds) @ 1st April 2019 (AVD) for the RCG 2021 Publication. | Photo 1 & 2 - Kerbs and Edgings. | - | 2 | TRUE
4470 | 33U10Q | 7826 | 33U10Q | Paving - surfaces | Kerbs and Edging | 250mm x 250mm | Safeticurb drainage channel | - | Pre-cast concrete units bedded, jointed and pointed with cement mortar, hunched one side with in-situ concrete on concrete foundation including excavation. | Location Adjustment Applicable (See Guidance Notes) - ERC = UK mean of 1.00 | (BEAMS Note 2) The ERC for this item should be added to all other rateable items on the hereditament (except land). Therefore the total of the ERC of the other Building Items and the P&M ERC (where applicable) to enable the correct contract size adjustment to be made. ERC of Building Component + ERC of P&M = Total ERC to which contract size adjustment should be applied. The appropriate % adjustment should be made in accordance with the scale for contract size adjustment specified under section 6 of the RCG 2023 Guidance notes. The currency ERC rates are set at £4m (Four Million Pounds) @ 1st April 2021 (AVD) for the RCG 2023 Publication. | Extra on inspection unit; Safeticurb, jointed with plastic rings and bedded; jointed and pointed in cement mortar; with grid ductile iron (see 33U10T). Extra on silt box; Safeticurb with solid ductile iron cover (see 33U10W). | Linear metre | - | - | - | - | - | - | - | 10179 |  | M | linear | NA | NA | NA | 52.2803 | Option 2 | 68.5823 | 31.18% | 109.5762 | 76.267 | 45.88% | 11.21% | 76.267 | 45.88% | Indexed | NA | VOA_GPN_GOV_UK\7246041 | 2019-08-30 | Low | - | Medium | Risk taken from previous CG | - | - | NA | SPONS Civils | NA | (BEAMS Note 2) The ERC for this item should be added to all other rateable items on the hereditament (except land). Therefore the total of the ERC of the other Building Items and the P&M ERC (where applicable) to enable the correct contract size adjustment to be made. ERC of Building Component + ERC of P&M = Total ERC to which contract size adjustment should be applied. The appropriate % adjustment should be made in accordance with the scale for contract size adjustment specified under section 6 of the RCG 2021 Guidance notes. The currency ERC rates are set at £4m (Four Million Pounds) @ 1st April 2019 (AVD) for the RCG 2021 Publication. | - | - | 2 | TRUE
4471 | 33U10K | 7429 | 33U10K | Paving - surfaces | Kerbs and Edging | 255mm wide | 125mm deep channels | Straight | Pre-cast concrete units bedded, jointed and pointed with cement mortar, hunched one side with in-situ concrete on concrete foundation including excavation. | Location Adjustment Applicable (See Guidance Notes) - ERC = UK mean of 1.00 | (BEAMS Note 2) The ERC for this item should be added to all other rateable items on the hereditament (except land). Therefore the total of the ERC of the other Building Items and the P&M ERC (where applicable) to enable the correct contract size adjustment to be made. ERC of Building Component + ERC of P&M = Total ERC to which contract size adjustment should be applied. The appropriate % adjustment should be made in accordance with the scale for contract size adjustment specified under section 6 of the RCG 2023 Guidance notes. The currency ERC rates are set at £4m (Four Million Pounds) @ 1st April 2021 (AVD) for the RCG 2023 Publication. | Extra on inspection unit; Safeticurb, jointed with plastic rings and bedded; jointed and pointed in cement mortar; with grid ductile iron (see 33U10T). Extra on silt box; Safeticurb with solid ductile iron cover (see 33U10W). | Linear metre | - | - | - | - | - | Photo 1 & 2 - Kerbs and Edgings. | - | 10179 |  | M | linear | NA | NA | NA | 32.2908 | Option 2 | 40.0342 | 23.98% | 33.5838 | 25.3814 | -21.4% | -36.6% | 25.3814 | -21.4% | Indexed | NA | VOA_GPN_GOV_UK\7246041 | 2019-08-30 | Low | - | Medium | Risk taken from previous CG | - | - | NA | SPONS A&B | NA | (BEAMS Note 2) The ERC for this item should be added to all other rateable items on the hereditament (except land). Therefore the total of the ERC of the other Building Items and the P&M ERC (where applicable) to enable the correct contract size adjustment to be made. ERC of Building Component + ERC of P&M = Total ERC to which contract size adjustment should be applied. The appropriate % adjustment should be made in accordance with the scale for contract size adjustment specified under section 6 of the RCG 2021 Guidance notes. The currency ERC rates are set at £4m (Four Million Pounds) @ 1st April 2019 (AVD) for the RCG 2021 Publication. | Photo 1 & 2 - Kerbs and Edgings. | - | 2 | TRUE
4472 | 33U10N | 8633 | 33U10N | Paving - surfaces | Kerbs and Edging | 255mm wide | 125mm deep channels | Curved | Pre-cast concrete units bedded, jointed and pointed with cement mortar, hunched one side with in-situ concrete on concrete foundation including excavation. | Location Adjustment Applicable (See Guidance Notes) - ERC = UK mean of 1.00 | (BEAMS Note 2) The ERC for this item should be added to all other rateable items on the hereditament (except land). Therefore the total of the ERC of the other Building Items and the P&M ERC (where applicable) to enable the correct contract size adjustment to be made. ERC of Building Component + ERC of P&M = Total ERC to which contract size adjustment should be applied. The appropriate % adjustment should be made in accordance with the scale for contract size adjustment specified under section 6 of the RCG 2023 Guidance notes. The currency ERC rates are set at £4m (Four Million Pounds) @ 1st April 2021 (AVD) for the RCG 2023 Publication. | Extra on inspection unit; Safeticurb, jointed with plastic rings and bedded; jointed and pointed in cement mortar; with grid ductile iron (see 33U10T). Extra on silt box; Safeticurb with solid ductile iron cover (see 33U10W). | Linear metre | - | - | - | - | - | Photo 1 & 2 - Kerbs and Edgings. | - | 10179 |  | M | linear | NA | NA | NA | 37.6726 | Option 2 | 46.7066 | 23.98% | 43.8678 | 33.1537 | -12% | -29.02% | 33.1537 | -12% | Indexed | NA | VOA_GPN_GOV_UK\7246041 | 2019-08-30 | Low | - | Medium | Risk taken from previous CG | - | - | NA | SPONS A&B | NA | (BEAMS Note 2) The ERC for this item should be added to all other rateable items on the hereditament (except land). Therefore the total of the ERC of the other Building Items and the P&M ERC (where applicable) to enable the correct contract size adjustment to be made. ERC of Building Component + ERC of P&M = Total ERC to which contract size adjustment should be applied. The appropriate % adjustment should be made in accordance with the scale for contract size adjustment specified under section 6 of the RCG 2021 Guidance notes. The currency ERC rates are set at £4m (Four Million Pounds) @ 1st April 2019 (AVD) for the RCG 2021 Publication. | Photo 1 & 2 - Kerbs and Edgings. | - | 2 | TRUE
4473 | 33U105 | 6775 | 33U105 | Paving - surfaces | Kerbs and Edging | 50mm thick | 150mm to 250mm deep | - | Pre-cast concrete units bedded, jointed and pointed with cement mortar, hunched one side with in-situ concrete on concrete foundation including excavation. | Location Adjustment Applicable (See Guidance Notes) - ERC = UK mean of 1.00 | (BEAMS Note 2) The ERC for this item should be added to all other rateable items on the hereditament (except land). Therefore the total of the ERC of the other Building Items and the P&M ERC (where applicable) to enable the correct contract size adjustment to be made. ERC of Building Component + ERC of P&M = Total ERC to which contract size adjustment should be applied. The appropriate % adjustment should be made in accordance with the scale for contract size adjustment specified under section 6 of the RCG 2023 Guidance notes. The currency ERC rates are set at £4m (Four Million Pounds) @ 1st April 2021 (AVD) for the RCG 2023 Publication. | Extra on inspection unit; Safeticurb, jointed with plastic rings and bedded; jointed and pointed in cement mortar; with grid ductile iron (see 33U10T). Extra on silt box; Safeticurb with solid ductile iron cover (see 33U10W). | Linear metre | - | - | - | - | - | Photo 1 & 2 - Kerbs and Edgings. | - | 10179 |  | M | linear | NA | NA | NA | 16.1454 | Option 2 | 20.0171 | 23.98% | 19.1223 | 14.4519 | -10.49% | -27.8% | 14.4519 | -10.49% | Indexed | NA | VOA_GPN_GOV_UK\7246041 | 2019-08-30 | Low | - | Medium | Risk taken from previous CG | - | - | NA | SPONS A&B | NA | (BEAMS Note 2) The ERC for this item should be added to all other rateable items on the hereditament (except land). Therefore the total of the ERC of the other Building Items and the P&M ERC (where applicable) to enable the correct contract size adjustment to be made. ERC of Building Component + ERC of P&M = Total ERC to which contract size adjustment should be applied. The appropriate % adjustment should be made in accordance with the scale for contract size adjustment specified under section 6 of the RCG 2021 Guidance notes. The currency ERC rates are set at £4m (Four Million Pounds) @ 1st April 2019 (AVD) for the RCG 2021 Publication. | Photo 1 & 2 - Kerbs and Edgings. | - | 2 | TRUE
4474 | 33U10T | 7350 | 33U10T | Paving - surfaces | Kerbs and Edging | Safetikerb | Inspection unit | Cast iron lid | Pre-cast concrete units bedded, jointed and pointed with cement mortar, hunched one side with in-situ concrete on concrete foundation including excavation. | Location Adjustment Applicable (See Guidance Notes) - ERC = UK mean of 1.00 | (BEAMS Note 2) The ERC for this item should be added to all other rateable items on the hereditament (except land). Therefore the total of the ERC of the other Building Items and the P&M ERC (where applicable) to enable the correct contract size adjustment to be made. ERC of Building Component + ERC of P&M = Total ERC to which contract size adjustment should be applied. The appropriate % adjustment should be made in accordance with the scale for contract size adjustment specified under section 6 of the RCG 2023 Guidance notes. The currency ERC rates are set at £4m (Four Million Pounds) @ 1st April 2021 (AVD) for the RCG 2023 Publication. | Extra on Safeticurb for inspection unit with cast iron lid. Extra on inspection unit; Safeticurb, jointed with plastic rings and bedded; jointed and pointed in cement mortar; with grid ductile iron (see 33U10T). Extra on silt box; Safeticurb with solid ductile iron cover (see 33U10W). | Linear metre | - | - | - | - | - | - | - | 10179 |  | Each | - | NA | NA | NA | 78.4205 | Option 2 | 102.8734 | 31.18% | 178.4692 | 124.2178 | 58.4% | 20.75% | 124.2178 | 58.4% | Indexed | NA | VOA_GPN_GOV_UK\7246041 | 2019-08-30 | Low | - | Medium | Risk taken from previous CG | - | - | NA | SPONS Civils | NA | (BEAMS Note 2) The ERC for this item should be added to all other rateable items on the hereditament (except land). Therefore the total of the ERC of the other Building Items and the P&M ERC (where applicable) to enable the correct contract size adjustment to be made. ERC of Building Component + ERC of P&M = Total ERC to which contract size adjustment should be applied. The appropriate % adjustment should be made in accordance with the scale for contract size adjustment specified under section 6 of the RCG 2021 Guidance notes. The currency ERC rates are set at £4m (Four Million Pounds) @ 1st April 2019 (AVD) for the RCG 2021 Publication. | - | - | 2 | TRUE
4475 | 33U10W | 7351 | 33U10W | Paving - surfaces | Kerbs and Edging | Safetikerb | Silt box | With cast iron grate set over gully | Pre-cast concrete units bedded, jointed and pointed with cement mortar, hunched one side with in-situ concrete on concrete foundation including excavation. | Location Adjustment Applicable (See Guidance Notes) - ERC = UK mean of 1.00 | (BEAMS Note 2) The ERC for this item should be added to all other rateable items on the hereditament (except land). Therefore the total of the ERC of the other Building Items and the P&M ERC (where applicable) to enable the correct contract size adjustment to be made. ERC of Building Component + ERC of P&M = Total ERC to which contract size adjustment should be applied. The appropriate % adjustment should be made in accordance with the scale for contract size adjustment specified under section 6 of the RCG 2023 Guidance notes. The currency ERC rates are set at £4m (Four Million Pounds) @ 1st April 2021 (AVD) for the RCG 2023 Publication. | Extra on Safeticurb for silt box top with cast iron grating, set over road gully. Extra on inspection unit; Safeticurb, jointed with plastic rings and bedded; jointed and pointed in cement mortar; with grid ductile iron (see 33U10T)Extra on silt box; Safeticurb with solid ductile iron cover (see 33U10W) | Linear metre | - | - | - | - | - | - | - | 10179 |  | Each | - | NA | NA | NA | 295.9988 | Option 2 | 388.2967 | 31.18% | 501.837 | 349.2879 | 18% | -10.05% | 349.2879 | 18% | Indexed | NA | VOA_GPN_GOV_UK\7246041 | 2019-08-30 | Low | - | Medium | Risk taken from previous CG | - | - | NA | SPONS Civils | NA | (BEAMS Note 2) The ERC for this item should be added to all other rateable items on the hereditament (except land). Therefore the total of the ERC of the other Building Items and the P&M ERC (where applicable) to enable the correct contract size adjustment to be made. ERC of Building Component + ERC of P&M = Total ERC to which contract size adjustment should be applied. The appropriate % adjustment should be made in accordance with the scale for contract size adjustment specified under section 6 of the RCG 2021 Guidance notes. The currency ERC rates are set at £4m (Four Million Pounds) @ 1st April 2019 (AVD) for the RCG 2021 Publication. | - | - | 2 | TRUE
4476 | 33U1PP | 7767 | 33U1PP | Paving - surfaces | Paving slabs | 900mm x 600mm x 50mm | 150mm hardcore base | - | Footpaths on 150mm sub base including excavation. | Location Adjustment Applicable (See Guidance Notes) - ERC = UK mean of 1.00 | (BEAMS Note 2) The ERC for this item should be added to all other rateable items on the hereditament (except land). Therefore the total of the ERC of the other Building Items and the P&M ERC (where applicable) to enable the correct contract size adjustment to be made. ERC of Building Component + ERC of P&M = Total ERC to which contract size adjustment should be applied. The appropriate % adjustment should be made in accordance with the scale for contract size adjustment specified under section 6 of the RCG 2023 Guidance notes. The currency ERC rates are set at £4m (Four Million Pounds) @ 1st April 2021 (AVD) for the RCG 2023 Publication. | Rate excludes kerbs, channels and edgings. | All area = m2 | - | - | - | - | - | Photo 1, 2 & 3 - Paving slabs. | - | 10180 |  | M2 | - | NA | NA | NA | 22.296 | Option 2 | 27.6427 | 23.98% | 34.3895 | 25.9904 | 16.57% | -5.977% | 25.9904 | 16.57% | Indexed | NA | VOA_GPN_GOV_UK\7246041 | 2019-08-30 | Low | - | Medium | Risk taken from previous CG | - | - | NA | SPONS A&B | NA | (BEAMS Note 2) The ERC for this item should be added to all other rateable items on the hereditament (except land). Therefore the total of the ERC of the other Building Items and the P&M ERC (where applicable) to enable the correct contract size adjustment to be made. ERC of Building Component + ERC of P&M = Total ERC to which contract size adjustment should be applied. The appropriate % adjustment should be made in accordance with the scale for contract size adjustment specified under section 6 of the RCG 2021 Guidance notes. The currency ERC rates are set at £4m (Four Million Pounds) @ 1st April 2019 (AVD) for the RCG 2021 Publication. | Photo 1, 2 & 3 - Paving slabs. | - | 2 | TRUE
4477 | 33U1PT | 8642 | 33U1PT | Paving - surfaces | Tarmac | 20mm wearing course | 45mm base course | - | Footpaths on 150mm sub base including excavation. | Location Adjustment Applicable (See Guidance Notes) - ERC = UK mean of 1.00 | (BEAMS Note 2) The ERC for this item should be added to all other rateable items on the hereditament (except land). Therefore the total of the ERC of the other Building Items and the P&M ERC (where applicable) to enable the correct contract size adjustment to be made. ERC of Building Component + ERC of P&M = Total ERC to which contract size adjustment should be applied. The appropriate % adjustment should be made in accordance with the scale for contract size adjustment specified under section 6 of the RCG 2023 Guidance notes. The currency ERC rates are set at £4m (Four Million Pounds) @ 1st April 2021 (AVD) for the RCG 2023 Publication. | Rate excludes kerbs, channels and edgings. | All area = m2 | - | - | - | - | - | - | - | 10180 |  | M2 | - | NA | NA | NA | 19.2207 | Option 2 | 23.8299 | 23.98% | 36.7466 | 27.7718 | 44.49% | 16.54% | 27.7718 | 44.49% | Indexed | NA | VOA_GPN_GOV_UK\7246041 | 2019-08-30 | Low | - | Medium | Risk taken from previous CG | - | - | NA | SPONS A&B | NA | (BEAMS Note 2) The ERC for this item should be added to all other rateable items on the hereditament (except land). Therefore the total of the ERC of the other Building Items and the P&M ERC (where applicable) to enable the correct contract size adjustment to be made. ERC of Building Component + ERC of P&M = Total ERC to which contract size adjustment should be applied. The appropriate % adjustment should be made in accordance with the scale for contract size adjustment specified under section 6 of the RCG 2021 Guidance notes. The currency ERC rates are set at £4m (Four Million Pounds) @ 1st April 2019 (AVD) for the RCG 2021 Publication. | - | - | 2 | TRUE
4478 | 33U1QK | 8252 | 33U1QK | Paving suitable for stws | Concrete | 100mm thick plain concrete | Prepared earth base | - | 100mm thick concrete fill; laid on a prepared and levelled earth base including excavation. Tamped finish. | Location Adjustment Applicable (See Guidance Notes) - ERC = UK mean of 1.00 | (BEAMS Note 2) The ERC for this item should be added to all other rateable items on the hereditament (except land). Therefore the total of the ERC of the other Building Items and the P&M ERC (where applicable) to enable the correct contract size adjustment to be made. ERC of Building Component + ERC of P&M = Total ERC to which contract size adjustment should be applied. The appropriate % adjustment should be made in accordance with the scale for contract size adjustment specified under section 6 of the RCG 2023 Guidance notes. The currency ERC rates are set at £4m (Four Million Pounds) @ 1st April 2021 (AVD) for the RCG 2023 Publication. | Used for simple pathways. | All area = m2 | - | - | - | - | - | - | - | 10181 |  | M2 | - | NA | NA | NA | 11.5445 | Option 2 | 14.3129 | 23.98% | 32.2393 | 24.3653 | 111.1% | 70.23% | 24.3653 | 111.1% | Indexed | NA | VOA_GPN_GOV_UK\7246041 | 2019-08-30 | Low | - | Medium | Risk taken from previous CG | - | - | NA | SPONS A&B | NA | (BEAMS Note 2) The ERC for this item should be added to all other rateable items on the hereditament (except land). Therefore the total of the ERC of the other Building Items and the P&M ERC (where applicable) to enable the correct contract size adjustment to be made. ERC of Building Component + ERC of P&M = Total ERC to which contract size adjustment should be applied. The appropriate % adjustment should be made in accordance with the scale for contract size adjustment specified under section 6 of the RCG 2021 Guidance notes. The currency ERC rates are set at £4m (Four Million Pounds) @ 1st April 2019 (AVD) for the RCG 2021 Publication. | - | - | 2 | TRUE
4479 | 33U1Q5 | 7900 | 33U1Q5 | Paving suitable for stws | Granular fill | 100mm thick granular fill | Prepared earth base | - | 100mm thick granular fill; laid on a prepared and levelled earth base- used for simple pathways. | Location Adjustment Applicable (See Guidance Notes) - ERC = UK mean of 1.00 | (BEAMS Note 2) The ERC for this item should be added to all other rateable items on the hereditament (except land). Therefore the total of the ERC of the other Building Items and the P&M ERC (where applicable) to enable the correct contract size adjustment to be made. ERC of Building Component + ERC of P&M = Total ERC to which contract size adjustment should be applied. The appropriate % adjustment should be made in accordance with the scale for contract size adjustment specified under section 6 of the RCG 2023 Guidance notes. The currency ERC rates are set at £4m (Four Million Pounds) @ 1st April 2021 (AVD) for the RCG 2023 Publication. | Used for simple pathways. | All area = m2 | - | - | - | - | - | - | - | 10181 |  | M2 | - | NA | NA | NA | 3.8482 | Option 2 | 4.771 | 23.98% | 7.9478 | 6.0067 | 56.09% | 25.9% | 6.0067 | 56.09% | Indexed | NA | VOA_GPN_GOV_UK\7246041 | 2019-08-30 | Low | - | Medium | Risk taken from previous CG | - | - | NA | SPONS A&B | NA | (BEAMS Note 2) The ERC for this item should be added to all other rateable items on the hereditament (except land). Therefore the total of the ERC of the other Building Items and the P&M ERC (where applicable) to enable the correct contract size adjustment to be made. ERC of Building Component + ERC of P&M = Total ERC to which contract size adjustment should be applied. The appropriate % adjustment should be made in accordance with the scale for contract size adjustment specified under section 6 of the RCG 2021 Guidance notes. The currency ERC rates are set at £4m (Four Million Pounds) @ 1st April 2019 (AVD) for the RCG 2021 Publication. | - | - | 2 | TRUE
4480 | 33U1QA | 8625 | 33U1QA | Paving suitable for stws | Gravel | 50mm thick gravel | Prepared earth base | - | 50mm thick gravel; laid on a prepared and levelled earth base including excavation. | Location Adjustment Applicable (See Guidance Notes) - ERC = UK mean of 1.00 | (BEAMS Note 2) The ERC for this item should be added to all other rateable items on the hereditament (except land). Therefore the total of the ERC of the other Building Items and the P&M ERC (where applicable) to enable the correct contract size adjustment to be made. ERC of Building Component + ERC of P&M = Total ERC to which contract size adjustment should be applied. The appropriate % adjustment should be made in accordance with the scale for contract size adjustment specified under section 6 of the RCG 2023 Guidance notes. The currency ERC rates are set at £4m (Four Million Pounds) @ 1st April 2021 (AVD) for the RCG 2023 Publication. | Used for simple pathways. | All area = m2 | - | - | - | - | - | - | - | 10181 |  | M2 | - | NA | NA | NA | 4.6178 | Option 2 | 5.7252 | 23.98% | 6.6785 | 5.0474 | 9.302% | -11.84% | 5.0474 | 9.302% | Indexed | NA | VOA_GPN_GOV_UK\7246041 | 2019-08-30 | Low | - | Medium | Risk taken from previous CG | - | - | NA | SPONS A&B | NA | (BEAMS Note 2) The ERC for this item should be added to all other rateable items on the hereditament (except land). Therefore the total of the ERC of the other Building Items and the P&M ERC (where applicable) to enable the correct contract size adjustment to be made. ERC of Building Component + ERC of P&M = Total ERC to which contract size adjustment should be applied. The appropriate % adjustment should be made in accordance with the scale for contract size adjustment specified under section 6 of the RCG 2021 Guidance notes. The currency ERC rates are set at £4m (Four Million Pounds) @ 1st April 2019 (AVD) for the RCG 2021 Publication. | - | - | 2 | TRUE
4481 | 33U1Q6 | 7748 | 33U1Q6 | Paving suitable for stws | Large pebbles | 100mm diam pebbles | With weed membrane | - | 100mm thick large pebbles; laid on a prepared and levelled earth base including excavation. Tamped finish | Location Adjustment Applicable (See Guidance Notes) - ERC = UK mean of 1.00 | (BEAMS Note 2) The ERC for this item should be added to all other rateable items on the hereditament (except land). Therefore the total of the ERC of the other Building Items and the P&M ERC (where applicable) to enable the correct contract size adjustment to be made. ERC of Building Component + ERC of P&M = Total ERC to which contract size adjustment should be applied. The appropriate % adjustment should be made in accordance with the scale for contract size adjustment specified under section 6 of the RCG 2023 Guidance notes. The currency ERC rates are set at £4m (Four Million Pounds) @ 1st April 2021 (AVD) for the RCG 2023 Publication. | Used for simple pathways. | All area = m2 | - | - | - | - | - | - | - | 10181 |  | M2 | - | NA | NA | NA | 26.9372 | Option 2 | 33.3968 | 23.98% | 46.0402 | 34.7956 | 29.17% | 4.188% | 34.7956 | 29.17% | Indexed | NA | VOA_GPN_GOV_UK\7246041 | 2019-08-30 | Low | - | Medium | Risk taken from previous CG | - | - | NA | SPONS A&B | NA | (BEAMS Note 2) The ERC for this item should be added to all other rateable items on the hereditament (except land). Therefore the total of the ERC of the other Building Items and the P&M ERC (where applicable) to enable the correct contract size adjustment to be made. ERC of Building Component + ERC of P&M = Total ERC to which contract size adjustment should be applied. The appropriate % adjustment should be made in accordance with the scale for contract size adjustment specified under section 6 of the RCG 2021 Guidance notes. The currency ERC rates are set at £4m (Four Million Pounds) @ 1st April 2019 (AVD) for the RCG 2021 Publication. | - | - | 2 | TRUE
4482 | 33U1QF | 7786 | 33U1QF | Paving suitable for stws | Paving Slabs - grey | 900mm x 600mm x 50mm thick | Prepared earth base | - | 50mm thick paving slab; laid on a prepared and levelled earth base including excavation. | Location Adjustment Applicable (See Guidance Notes) - ERC = UK mean of 1.00 | (BEAMS Note 2) The ERC for this item should be added to all other rateable items on the hereditament (except land). Therefore the total of the ERC of the other Building Items and the P&M ERC (where applicable) to enable the correct contract size adjustment to be made. ERC of Building Component + ERC of P&M = Total ERC to which contract size adjustment should be applied. The appropriate % adjustment should be made in accordance with the scale for contract size adjustment specified under section 6 of the RCG 2023 Guidance notes. The currency ERC rates are set at £4m (Four Million Pounds) @ 1st April 2021 (AVD) for the RCG 2023 Publication. | Used for simple pathways. | All area = m2 | - | - | - | - | - | - | - | 10181 |  | M2 | - | NA | NA | NA | 11.5445 | Option 2 | 14.3129 | 23.98% | 20.2758 | 15.3237 | 32.74% | 7.062% | 15.3237 | 32.74% | Indexed | NA | VOA_GPN_GOV_UK\7246041 | 2019-08-30 | Low | - | Medium | Risk taken from previous CG | - | - | NA | SPONS A&B | NA | (BEAMS Note 2) The ERC for this item should be added to all other rateable items on the hereditament (except land). Therefore the total of the ERC of the other Building Items and the P&M ERC (where applicable) to enable the correct contract size adjustment to be made. ERC of Building Component + ERC of P&M = Total ERC to which contract size adjustment should be applied. The appropriate % adjustment should be made in accordance with the scale for contract size adjustment specified under section 6 of the RCG 2021 Guidance notes. The currency ERC rates are set at £4m (Four Million Pounds) @ 1st April 2019 (AVD) for the RCG 2021 Publication. | - | - | 2 | TRUE
4483 | STS027 | 8535 | STS027 | Pipelines (cross country) | Subject to scheme | - | - | - | - | Considered Not Applicable at time of Publication | (BEAMS Note 2) The ERC for this item should be added to all other rateable items on the hereditament (except land). Therefore the total of the ERC of the other Building Items and the P&M ERC (where applicable) to enable the correct contract size adjustment to be made. ERC of Building Component + ERC of P&M = Total ERC to which contract size adjustment should be applied. The appropriate % adjustment should be made in accordance with the scale for contract size adjustment specified under section 6 of the RCG 2023 Guidance notes. The currency ERC rates are set at £4m (Four Million Pounds) @ 1st April 2021 (AVD) for the RCG 2023 Publication. | - | - | - | - | - | - | - | - | - | 77777 |  | - | - | NA | NA | NA | #DIV/0! | Option 2 | ERROR | 0% | 0 | 0 | 0% | 0% | 0 | 0% | Indexed | NA | VOA_GPN_GOV_UK\7246041 | 2019-08-30 | Low | - | - | Risk taken from previous CG | - | - | NA | BCIS | NA | (BEAMS Note 2) The ERC for this item should be added to all other rateable items on the hereditament (except land). Therefore the total of the ERC of the other Building Items and the P&M ERC (where applicable) to enable the correct contract size adjustment to be made. ERC of Building Component + ERC of P&M = Total ERC to which contract size adjustment should be applied. The appropriate % adjustment should be made in accordance with the scale for contract size adjustment specified under section 6 of the RCG 2021 Guidance notes. The currency ERC rates are set at £4m (Four Million Pounds) @ 1st April 2019 (AVD) for the RCG 2021 Publication. | - | - | 2 | TRUE
4484 | 217P01 | 7177 | 217P01 | Pissoir | Rising Urinal | Including pit and lighting | - | - | Located in notorious sites where urination in the street is common. These items are located below ground during the day but are raised up at night or at relevant times. They are usually raised and lowered by an operative who has the relevant key to operate the equipment The units have 3 stalls ( urinals ) with wing screens only and are located on a star basis. The unit is telescopic and thus requires a pit only half its height. The pit is concrete lined and has a connection to the main sewer. There is a hydraulic pump ( and motor ), which raises the central " pole " to which the Pissoir is attached. There is an electrical connection to the mains and a water connection to mains drainage for flushing purposes. The unit is illuminated at night. The pit is some 1.5m in dia. and 1.4 m depth. The Pissoir is some 2.2 m in height when fully extended. | Considered Not Applicable at time of Publication | (BEAMS Note 2) The ERC for this item should be added to all other rateable items on the hereditament (except land). Therefore the total of the ERC of the other Building Items and the P&M ERC (where applicable) to enable the correct contract size adjustment to be made. ERC of Building Component + ERC of P&M = Total ERC to which contract size adjustment should be applied. The appropriate % adjustment should be made in accordance with the scale for contract size adjustment specified under section 6 of the RCG 2023 Guidance notes. The currency ERC rates are set at £4m (Four Million Pounds) @ 1st April 2021 (AVD) for the RCG 2023 Publication. | The Pissoir is regarded as a rateable chattel - The unit is supplied as a complete unit and is installed in a pre formed pit build to the manufactures specifications. The Land element requires adding separately. | - | The Pissoir is regarded as a rateable chattel | - | - | - | Note - the foundations and structural works would attract adjustment but as the effect is minimal on the proportion of the total cost it is to be excluded as de minimums | Retractable Pissoir unit located in Town Centre location. | - | 20106 |  | Nr | - | NA | NA | NA | 19220.7034 | Option 2 | 22626.738 | 17.72% | 60803.0301 | 47820.0123 | 148.8% | 111.3% | 47820.0123 | 148.8% | Indexed | NA | VOA_GPN_GOV_UK\7246041 | 2019-08-30 | Low | - | High | Risk taken from previous CG | - | - | NA | BCIS | NA | (BEAMS Note 2) The ERC for this item should be added to all other rateable items on the hereditament (except land). Therefore the total of the ERC of the other Building Items and the P&M ERC (where applicable) to enable the correct contract size adjustment to be made. ERC of Building Component + ERC of P&M = Total ERC to which contract size adjustment should be applied. The appropriate % adjustment should be made in accordance with the scale for contract size adjustment specified under section 6 of the RCG 2021 Guidance notes. The currency ERC rates are set at £4m (Four Million Pounds) @ 1st April 2019 (AVD) for the RCG 2021 Publication. | Retractable Pissoir unit located in Town Centre location. | - | 2 | TRUE
4485 | STH020 | 9458 | STH020 | Pitch Lighting | Football pitch lighting | Composite item per pitch | - | - | Football pitch lighting: as per FA Guidance 2013 (Rebased). 4-6 Columns, circa 15-16m high, 180 Lux. Cabling allowance based on 6nr columns. No specific code, but all interpolated from data on FA / Rugby Sites : Closest codes 63P10G (55,200), or 63P10J (69,000) 59,000. | Considered Not Applicable at time of Publication | (BEAMS Note 2) The ERC for this item should be added to all other rateable items on the hereditament (except land). Therefore the total of the ERC of the other Building Items and the P&M ERC (where applicable) to enable the correct contract size adjustment to be made. ERC of Building Component + ERC of P&M = Total ERC to which contract size adjustment should be applied. The appropriate % adjustment should be made in accordance with the scale for contract size adjustment specified under section 6 of the RCG 2023 Guidance notes. The currency ERC rates are set at £4m (Four Million Pounds) @ 1st April 2021 (AVD) for the RCG 2023 Publication. | Cabling allowance - 50m per column. Valuer's attention drawn to specific lighting column codes within Sports Ground class category. | - | - | - | - | - | - | - | - | N/A |  | Each | per pitch | NA | NA | NA | #N/A | Option 2 | ERROR | 0% | 70004.0713 | 61495.7417 | 0% | 0% | 61495.7417 | 0% | Indexed | NA | VOA_GPN_GOV_UK\7246041 | 2019-08-30 | Low | - | Medium | Risk taken from previous CG | - | - | NA | SPONS Landscaping | NA | (BEAMS Note 2) The ERC for this item should be added to all other rateable items on the hereditament (except land). Therefore the total of the ERC of the other Building Items and the P&M ERC (where applicable) to enable the correct contract size adjustment to be made. ERC of Building Component + ERC of P&M = Total ERC to which contract size adjustment should be applied. The appropriate % adjustment should be made in accordance with the scale for contract size adjustment specified under section 6 of the RCG 2021 Guidance notes. The currency ERC rates are set at £4m (Four Million Pounds) @ 1st April 2019 (AVD) for the RCG 2021 Publication. | - | - | 2 | TRUE
4486 | STI020 | 9460 | STI020 | Pitch Lighting | Football pitch lighting | Composite item per pitch | - | - | Rugby pitch lighting: as per FRU floodlighting guide. Based on 6 columns, 18m high with 8nr luminaires per column. 100 Lux Level (Training Standard) Full Pitch. Cabling allowance based on 6 nr columns. Criteria altered in above code. | Considered Not Applicable at time of Publication | (BEAMS Note 2) The ERC for this item should be added to all other rateable items on the hereditament (except land). Therefore the total of the ERC of the other Building Items and the P&M ERC (where applicable) to enable the correct contract size adjustment to be made. ERC of Building Component + ERC of P&M = Total ERC to which contract size adjustment should be applied. The appropriate % adjustment should be made in accordance with the scale for contract size adjustment specified under section 6 of the RCG 2023 Guidance notes. The currency ERC rates are set at £4m (Four Million Pounds) @ 1st April 2021 (AVD) for the RCG 2023 Publication. | Cabling allowance - 50m per column. Valuer's attention drawn to specific lighting column codes within Sports Ground class category. | - | - | - | - | - | - | - | - | N/A |  | Each | per pitch | NA | NA | NA | #N/A | Option 2 | ERROR | 0% | 70004.0713 | 61495.7417 | 0% | 0% | 61495.7417 | 0% | Indexed | NA | VOA_GPN_GOV_UK\7246041 | 2019-08-30 | Low | - | Medium | Risk taken from previous CG | - | - | NA | SPONS Landscaping | NA | (BEAMS Note 2) The ERC for this item should be added to all other rateable items on the hereditament (except land). Therefore the total of the ERC of the other Building Items and the P&M ERC (where applicable) to enable the correct contract size adjustment to be made. ERC of Building Component + ERC of P&M = Total ERC to which contract size adjustment should be applied. The appropriate % adjustment should be made in accordance with the scale for contract size adjustment specified under section 6 of the RCG 2021 Guidance notes. The currency ERC rates are set at £4m (Four Million Pounds) @ 1st April 2019 (AVD) for the RCG 2021 Publication. | - | - | 2 | TRUE
4487 | STJ020 | 9461 | STJ020 | Pitch Lighting | Football pitch lighting | Composite item per pitch | - | - | Hockey pitch lighting; 18m columns, 8nr at 350 Lux (Junior Low Grade standard). Benchmarked to 63P 10P 63P20L and it relates well - no exact comparator. | Considered Not Applicable at time of Publication | (BEAMS Note 2) The ERC for this item should be added to all other rateable items on the hereditament (except land). Therefore the total of the ERC of the other Building Items and the P&M ERC (where applicable) to enable the correct contract size adjustment to be made. ERC of Building Component + ERC of P&M = Total ERC to which contract size adjustment should be applied. The appropriate % adjustment should be made in accordance with the scale for contract size adjustment specified under section 6 of the RCG 2023 Guidance notes. The currency ERC rates are set at £4m (Four Million Pounds) @ 1st April 2021 (AVD) for the RCG 2023 Publication. | Cabling allowance - 50m per column. Valuer's attention drawn to specific lighting column codes within Sports Ground class category. | - | - | - | - | - | - | - | - | NA |  | Each | per pitch | NA | NA | NA | #N/A | Option 2 | ERROR | 0% | 74750.11 | 65664.9446 | 0% | 0% | 65664.9446 | 0% | Indexed | NA | VOA_GPN_GOV_UK\7246041 | 2019-08-30 | Low | - | Medium | Risk taken from previous CG | - | - | NA | SPONS Landscaping | NA | (BEAMS Note 2) The ERC for this item should be added to all other rateable items on the hereditament (except land). Therefore the total of the ERC of the other Building Items and the P&M ERC (where applicable) to enable the correct contract size adjustment to be made. ERC of Building Component + ERC of P&M = Total ERC to which contract size adjustment should be applied. The appropriate % adjustment should be made in accordance with the scale for contract size adjustment specified under section 6 of the RCG 2021 Guidance notes. The currency ERC rates are set at £4m (Four Million Pounds) @ 1st April 2019 (AVD) for the RCG 2021 Publication. | - | - | 2 | TRUE
4488 | 3000QA | 7007 | 3000QA | Pits and Ducts | Square or Rectangular 1m deep | 1.0m wide | 1.0m long | 1.0m³ | Pits and ducts comprising 300mm thickness reinforced concrete walls and floors rectangular or square on plan. Excludes any pre cast material | Location Adjustment Applicable (See Guidance Notes) - ERC = UK mean of 1.00 | (BEAMS Note 2) The ERC for this item should be added to all other rateable items on the hereditament (except land). Therefore the total of the ERC of the other Building Items and the P&M ERC (where applicable) to enable the correct contract size adjustment to be made. ERC of Building Component + ERC of P&M = Total ERC to which contract size adjustment should be applied. The appropriate % adjustment should be made in accordance with the scale for contract size adjustment specified under section 6 of the RCG 2023 Guidance notes. The currency ERC rates are set at £4m (Four Million Pounds) @ 1st April 2021 (AVD) for the RCG 2023 Publication. | For covered pits and ducts add for the effective floor area of the pit the cost of £68/m2; (in situ composite floor). For differing wall thicknesses adjust 300mm to reflect: 200mm (-20%), 400mm (21%) and 500mm (44%) | Measure internal dimensions and wall thickness where practicable = m | - | - | - | - | - | Pits and Ducts - Nominal Sizes | - | 10182 |  | M3 | - | NA | NA | NA | 865.8373 | Option 2 | 1073.4686 | 23.98% | 1510 | 1141.2041 | 31.8% | 6.31% | 1141.2041 | 31.8% | Calculator | NA | VOA_GPN_GOV_UK\7246041 | 2019-08-30 | Low | - | High | Risk taken from previous CG | - | - | NA | SPONS A&B | NA | (BEAMS Note 2) The ERC for this item should be added to all other rateable items on the hereditament (except land). Therefore the total of the ERC of the other Building Items and the P&M ERC (where applicable) to enable the correct contract size adjustment to be made. ERC of Building Component + ERC of P&M = Total ERC to which contract size adjustment should be applied. The appropriate % adjustment should be made in accordance with the scale for contract size adjustment specified under section 6 of the RCG 2021 Guidance notes. The currency ERC rates are set at £4m (Four Million Pounds) @ 1st April 2019 (AVD) for the RCG 2021 Publication. | Pits and Ducts - Nominal Sizes | - | 2 | TRUE
4489 | 3000QF | 7008 | 3000QF | Pits and Ducts | Square or Rectangular 1m deep | 1.0m wide | 2.0m long | 2.0m³ | Pits and ducts comprising 300mm thickness reinforced concrete walls and floors rectangular or square on plan. Excludes any pre cast material | Location Adjustment Applicable (See Guidance Notes) - ERC = UK mean of 1.00 | (BEAMS Note 2) The ERC for this item should be added to all other rateable items on the hereditament (except land). Therefore the total of the ERC of the other Building Items and the P&M ERC (where applicable) to enable the correct contract size adjustment to be made. ERC of Building Component + ERC of P&M = Total ERC to which contract size adjustment should be applied. The appropriate % adjustment should be made in accordance with the scale for contract size adjustment specified under section 6 of the RCG 2023 Guidance notes. The currency ERC rates are set at £4m (Four Million Pounds) @ 1st April 2021 (AVD) for the RCG 2023 Publication. | For covered pits and ducts add for the effective floor area of the pit the cost of £68/m2; (in situ composite floor). For differing wall thicknesses adjust 300mm to reflect: 200mm (-20%), 400mm (21%) and 500mm (44%) | Measure internal dimensions and wall thickness where practicable = m | - | - | - | - | - | Pits and Ducts - Nominal Sizes | - | 10182 |  | M3 | - | NA | NA | NA | 619.5547 | Option 2 | 768.1264 | 23.98% | 1070 | 808.6678 | 30.52% | 5.278% | 808.6678 | 30.52% | Calculator | NA | VOA_GPN_GOV_UK\7246041 | 2019-08-30 | Low | - | High | Risk taken from previous CG | - | - | NA | SPONS A&B | NA | (BEAMS Note 2) The ERC for this item should be added to all other rateable items on the hereditament (except land). Therefore the total of the ERC of the other Building Items and the P&M ERC (where applicable) to enable the correct contract size adjustment to be made. ERC of Building Component + ERC of P&M = Total ERC to which contract size adjustment should be applied. The appropriate % adjustment should be made in accordance with the scale for contract size adjustment specified under section 6 of the RCG 2021 Guidance notes. The currency ERC rates are set at £4m (Four Million Pounds) @ 1st April 2019 (AVD) for the RCG 2021 Publication. | Pits and Ducts - Nominal Sizes | - | 2 | TRUE
4490 | 3000QK | 7009 | 3000QK | Pits and Ducts | Square or Rectangular 1m deep | 1.0m wide | 5.0m long | 5.0m³ | Pits and ducts comprising 300mm thickness reinforced concrete walls and floors rectangular or square on plan. Excludes any pre cast material | Location Adjustment Applicable (See Guidance Notes) - ERC = UK mean of 1.00 | (BEAMS Note 2) The ERC for this item should be added to all other rateable items on the hereditament (except land). Therefore the total of the ERC of the other Building Items and the P&M ERC (where applicable) to enable the correct contract size adjustment to be made. ERC of Building Component + ERC of P&M = Total ERC to which contract size adjustment should be applied. The appropriate % adjustment should be made in accordance with the scale for contract size adjustment specified under section 6 of the RCG 2023 Guidance notes. The currency ERC rates are set at £4m (Four Million Pounds) @ 1st April 2021 (AVD) for the RCG 2023 Publication. | For covered pits and ducts add for the effective floor area of the pit the cost of £68/m2; (in situ composite floor). For differing wall thicknesses adjust 300mm to reflect: 200mm (-20%), 400mm (21%) and 500mm (44%) | Measure internal dimensions and wall thickness where practicable = m | - | - | - | - | - | Pits and Ducts - Nominal Sizes | - | 10182 |  | M3 | - | NA | NA | NA | 471.7851 | Option 2 | 584.9211 | 23.98% | 806 | 609.146 | 29.12% | 4.142% | 609.146 | 29.12% | Calculator | NA | VOA_GPN_GOV_UK\7246041 | 2019-08-30 | Low | - | High | Risk taken from previous CG | - | - | NA | SPONS A&B | NA | (BEAMS Note 2) The ERC for this item should be added to all other rateable items on the hereditament (except land). Therefore the total of the ERC of the other Building Items and the P&M ERC (where applicable) to enable the correct contract size adjustment to be made. ERC of Building Component + ERC of P&M = Total ERC to which contract size adjustment should be applied. The appropriate % adjustment should be made in accordance with the scale for contract size adjustment specified under section 6 of the RCG 2021 Guidance notes. The currency ERC rates are set at £4m (Four Million Pounds) @ 1st April 2019 (AVD) for the RCG 2021 Publication. | Pits and Ducts - Nominal Sizes | - | 2 | TRUE
4491 | 3000QP | 7010 | 3000QP | Pits and Ducts | Square or Rectangular 1m deep | 1.0m wide | 10.0m long | 10.0m³ | Pits and ducts comprising 300mm thickness reinforced concrete walls and floors rectangular or square on plan. Excludes any pre cast material | Location Adjustment Applicable (See Guidance Notes) - ERC = UK mean of 1.00 | (BEAMS Note 2) The ERC for this item should be added to all other rateable items on the hereditament (except land). Therefore the total of the ERC of the other Building Items and the P&M ERC (where applicable) to enable the correct contract size adjustment to be made. ERC of Building Component + ERC of P&M = Total ERC to which contract size adjustment should be applied. The appropriate % adjustment should be made in accordance with the scale for contract size adjustment specified under section 6 of the RCG 2023 Guidance notes. The currency ERC rates are set at £4m (Four Million Pounds) @ 1st April 2021 (AVD) for the RCG 2023 Publication. | For covered pits and ducts add for the effective floor area of the pit the cost of £68/m2; (in situ composite floor). For differing wall thicknesses adjust 300mm to reflect: 200mm (-20%), 400mm (21%) and 500mm (44%) | Measure internal dimensions and wall thickness where practicable = m | - | - | - | - | - | Pits and Ducts - Nominal Sizes | - | 10182 |  | M3 | - | NA | NA | NA | 422.5286 | Option 2 | 523.8527 | 23.98% | 718 | 542.6388 | 28.43% | 3.586% | 542.6388 | 28.43% | Calculator | NA | VOA_GPN_GOV_UK\7246041 | 2019-08-30 | Low | - | High | Risk taken from previous CG | - | - | NA | SPONS A&B | NA | (BEAMS Note 2) The ERC for this item should be added to all other rateable items on the hereditament (except land). Therefore the total of the ERC of the other Building Items and the P&M ERC (where applicable) to enable the correct contract size adjustment to be made. ERC of Building Component + ERC of P&M = Total ERC to which contract size adjustment should be applied. The appropriate % adjustment should be made in accordance with the scale for contract size adjustment specified under section 6 of the RCG 2021 Guidance notes. The currency ERC rates are set at £4m (Four Million Pounds) @ 1st April 2019 (AVD) for the RCG 2021 Publication. | Pits and Ducts - Nominal Sizes | - | 2 | TRUE
4492 | 3000QT | 7011 | 3000QT | Pits and Ducts | Square or Rectangular 1m deep | 1.0m wide | 50.0m long | 50.0m³ | Pits and ducts comprising 300mm thickness reinforced concrete walls and floors rectangular or square on plan. Excludes any pre cast material | Location Adjustment Applicable (See Guidance Notes) - ERC = UK mean of 1.00 | (BEAMS Note 2) The ERC for this item should be added to all other rateable items on the hereditament (except land). Therefore the total of the ERC of the other Building Items and the P&M ERC (where applicable) to enable the correct contract size adjustment to be made. ERC of Building Component + ERC of P&M = Total ERC to which contract size adjustment should be applied. The appropriate % adjustment should be made in accordance with the scale for contract size adjustment specified under section 6 of the RCG 2023 Guidance notes. The currency ERC rates are set at £4m (Four Million Pounds) @ 1st April 2021 (AVD) for the RCG 2023 Publication. | For covered pits and ducts add for the effective floor area of the pit the cost of £68/m2; (in situ composite floor). For differing wall thicknesses adjust 300mm to reflect: 200mm (-20%), 400mm (21%) and 500mm (44%) | measure internal dimensions and wall thickness where practicable = m | - | - | - | - | - | Pits and Ducts - Nominal Sizes | - | 10182 |  | M3 | - | NA | NA | NA | 383.2773 | Option 2 | 475.1888 | 23.98% | 647 | 488.9795 | 27.58% | 2.902% | 488.9795 | 27.58% | Calculator | NA | VOA_GPN_GOV_UK\7246041 | 2019-08-30 | Low | - | High | Risk taken from previous CG | - | - | NA | SPONS A&B | NA | (BEAMS Note 2) The ERC for this item should be added to all other rateable items on the hereditament (except land). Therefore the total of the ERC of the other Building Items and the P&M ERC (where applicable) to enable the correct contract size adjustment to be made. ERC of Building Component + ERC of P&M = Total ERC to which contract size adjustment should be applied. The appropriate % adjustment should be made in accordance with the scale for contract size adjustment specified under section 6 of the RCG 2021 Guidance notes. The currency ERC rates are set at £4m (Four Million Pounds) @ 1st April 2019 (AVD) for the RCG 2021 Publication. | Pits and Ducts - Nominal Sizes | - | 2 | TRUE
4493 | 3000TA | 7033 | 3000TA | Pits and Ducts | Square or Rectangular 1m deep | 10.0m wide | 10.0m long | 100.0m³ | Pits and ducts comprising 300mm thickness reinforced concrete walls and floors rectangular or square on plan. Excludes any pre cast material | Location Adjustment Applicable (See Guidance Notes) - ERC = UK mean of 1.00 | (BEAMS Note 2) The ERC for this item should be added to all other rateable items on the hereditament (except land). Therefore the total of the ERC of the other Building Items and the P&M ERC (where applicable) to enable the correct contract size adjustment to be made. ERC of Building Component + ERC of P&M = Total ERC to which contract size adjustment should be applied. The appropriate % adjustment should be made in accordance with the scale for contract size adjustment specified under section 6 of the RCG 2023 Guidance notes. The currency ERC rates are set at £4m (Four Million Pounds) @ 1st April 2021 (AVD) for the RCG 2023 Publication. | For covered pits and ducts add for the effective floor area of the pit the cost of £68/m2; (in situ composite floor). For differing wall thicknesses adjust 300mm to reflect: 200mm (-20%), 400mm (21%) and 500mm (44%) | measure internal dimensions and wall thickness where practicable = m | - | - | - | - | - | Pits and Ducts - Nominal Sizes | - | 10182 |  | M3 | - | NA | NA | NA | 133.1465 | Option 2 | 165.0756 | 23.98% | 236 | 178.3604 | 33.96% | 8.048% | 178.3604 | 33.96% | Calculator | NA | VOA_GPN_GOV_UK\7246041 | 2019-08-30 | Low | - | High | Risk taken from previous CG | - | - | NA | SPONS A&B | NA | (BEAMS Note 2) The ERC for this item should be added to all other rateable items on the hereditament (except land). Therefore the total of the ERC of the other Building Items and the P&M ERC (where applicable) to enable the correct contract size adjustment to be made. ERC of Building Component + ERC of P&M = Total ERC to which contract size adjustment should be applied. The appropriate % adjustment should be made in accordance with the scale for contract size adjustment specified under section 6 of the RCG 2021 Guidance notes. The currency ERC rates are set at £4m (Four Million Pounds) @ 1st April 2019 (AVD) for the RCG 2021 Publication. | Pits and Ducts - Nominal Sizes | - | 2 | TRUE
4494 | 3000TF | 7034 | 3000TF | Pits and Ducts | Square or Rectangular 1m deep | 10.0m wide | 50.0m long | 500.0m³ | Pits and ducts comprising 300mm thickness reinforced concrete walls and floors rectangular or square on plan. Excludes any pre cast material | Location Adjustment Applicable (See Guidance Notes) - ERC = UK mean of 1.00 | (BEAMS Note 2) The ERC for this item should be added to all other rateable items on the hereditament (except land). Therefore the total of the ERC of the other Building Items and the P&M ERC (where applicable) to enable the correct contract size adjustment to be made. ERC of Building Component + ERC of P&M = Total ERC to which contract size adjustment should be applied. The appropriate % adjustment should be made in accordance with the scale for contract size adjustment specified under section 6 of the RCG 2023 Guidance notes. The currency ERC rates are set at £4m (Four Million Pounds) @ 1st April 2021 (AVD) for the RCG 2023 Publication. | For covered pits and ducts add for the effective floor area of the pit the cost of £68/m2; (in situ composite floor). For differing wall thicknesses adjust 300mm to reflect: 200mm (-20%), 400mm (21%) and 500mm (44%) | measure internal dimensions and wall thickness where practicable = m | - | - | - | - | - | Pits and Ducts - Nominal Sizes | - | 10182 |  | M3 | - | NA | NA | NA | 106.979 | Option 2 | 132.633 | 23.98% | 194 | 146.6183 | 37.05% | 10.54% | 146.6183 | 37.05% | Calculator | NA | VOA_GPN_GOV_UK\7246041 | 2019-08-30 | Low | - | High | Risk taken from previous CG | - | - | NA | SPONS A&B | NA | (BEAMS Note 2) The ERC for this item should be added to all other rateable items on the hereditament (except land). Therefore the total of the ERC of the other Building Items and the P&M ERC (where applicable) to enable the correct contract size adjustment to be made. ERC of Building Component + ERC of P&M = Total ERC to which contract size adjustment should be applied. The appropriate % adjustment should be made in accordance with the scale for contract size adjustment specified under section 6 of the RCG 2021 Guidance notes. The currency ERC rates are set at £4m (Four Million Pounds) @ 1st April 2019 (AVD) for the RCG 2021 Publication. | Pits and Ducts - Nominal Sizes | - | 2 | TRUE
4495 | 3000QY | 7012 | 3000QY | Pits and Ducts | Square or Rectangular 1m deep | 2.0m wide | 2.0m long | 4.0m³ | Pits and ducts comprising 300mm thickness reinforced concrete walls and floors rectangular or square on plan. Excludes any pre cast material | Location Adjustment Applicable (See Guidance Notes) - ERC = UK mean of 1.00 | (BEAMS Note 2) The ERC for this item should be added to all other rateable items on the hereditament (except land). Therefore the total of the ERC of the other Building Items and the P&M ERC (where applicable) to enable the correct contract size adjustment to be made. ERC of Building Component + ERC of P&M = Total ERC to which contract size adjustment should be applied. The appropriate % adjustment should be made in accordance with the scale for contract size adjustment specified under section 6 of the RCG 2023 Guidance notes. The currency ERC rates are set at £4m (Four Million Pounds) @ 1st April 2021 (AVD) for the RCG 2023 Publication. | For covered pits and ducts add for the effective floor area of the pit the cost of £68/m2; (in situ composite floor). For differing wall thicknesses adjust 300mm to reflect: 200mm (-20%), 400mm (21%) and 500mm (44%) | measure internal dimensions and wall thickness where practicable = m | - | - | - | - | - | Pits and Ducts - Nominal Sizes | - | 10182 |  | M3 | - | NA | NA | NA | 420.9893 | Option 2 | 521.9443 | 23.98% | 726 | 548.6849 | 30.33% | 5.123% | 548.6849 | 30.33% | Calculator | NA | VOA_GPN_GOV_UK\7246041 | 2019-08-30 | Low | - | High | Risk taken from previous CG | - | - | NA | SPONS A&B | NA | (BEAMS Note 2) The ERC for this item should be added to all other rateable items on the hereditament (except land). Therefore the total of the ERC of the other Building Items and the P&M ERC (where applicable) to enable the correct contract size adjustment to be made. ERC of Building Component + ERC of P&M = Total ERC to which contract size adjustment should be applied. The appropriate % adjustment should be made in accordance with the scale for contract size adjustment specified under section 6 of the RCG 2021 Guidance notes. The currency ERC rates are set at £4m (Four Million Pounds) @ 1st April 2019 (AVD) for the RCG 2021 Publication. | Pits and Ducts - Nominal Sizes | - | 2 | TRUE
4496 | 3000RA | 7013 | 3000RA | Pits and Ducts | Square or Rectangular 1m deep | 2.0m wide | 5.0m long | 10.0m³ | Pits and ducts comprising 300mm thickness reinforced concrete walls and floors rectangular or square on plan. Excludes any pre cast material | Location Adjustment Applicable (See Guidance Notes) - ERC = UK mean of 1.00 | (BEAMS Note 2) The ERC for this item should be added to all other rateable items on the hereditament (except land). Therefore the total of the ERC of the other Building Items and the P&M ERC (where applicable) to enable the correct contract size adjustment to be made. ERC of Building Component + ERC of P&M = Total ERC to which contract size adjustment should be applied. The appropriate % adjustment should be made in accordance with the scale for contract size adjustment specified under section 6 of the RCG 2023 Guidance notes. The currency ERC rates are set at £4m (Four Million Pounds) @ 1st April 2021 (AVD) for the RCG 2023 Publication. | For covered pits and ducts add for the effective floor area of the pit the cost of £68/m2; (in situ composite floor). For differing wall thicknesses adjust 300mm to reflect: 200mm (-20%), 400mm (21%) and 500mm (44%) | measure internal dimensions and wall thickness where practicable = m | - | - | - | - | - | Pits and Ducts - Nominal Sizes | - | 10182 |  | M3 | - | NA | NA | NA | 301.6962 | Option 2 | 374.0442 | 23.98% | 519 | 392.2417 | 30.01% | 4.865% | 392.2417 | 30.01% | Calculator | NA | VOA_GPN_GOV_UK\7246041 | 2019-08-30 | Low | - | High | Risk taken from previous CG | - | - | NA | SPONS A&B | NA | (BEAMS Note 2) The ERC for this item should be added to all other rateable items on the hereditament (except land). Therefore the total of the ERC of the other Building Items and the P&M ERC (where applicable) to enable the correct contract size adjustment to be made. ERC of Building Component + ERC of P&M = Total ERC to which contract size adjustment should be applied. The appropriate % adjustment should be made in accordance with the scale for contract size adjustment specified under section 6 of the RCG 2021 Guidance notes. The currency ERC rates are set at £4m (Four Million Pounds) @ 1st April 2019 (AVD) for the RCG 2021 Publication. | Pits and Ducts - Nominal Sizes | - | 2 | TRUE
4497 | 3000RF | 7014 | 3000RF | Pits and Ducts | Square or Rectangular 1m deep | 2.0m wide | 10.0m long | 20.0m³ | Pits and ducts comprising 300mm thickness reinforced concrete walls and floors rectangular or square on plan. Excludes any pre cast material | Location Adjustment Applicable (See Guidance Notes) - ERC = UK mean of 1.00 | (BEAMS Note 2) The ERC for this item should be added to all other rateable items on the hereditament (except land). Therefore the total of the ERC of the other Building Items and the P&M ERC (where applicable) to enable the correct contract size adjustment to be made. ERC of Building Component + ERC of P&M = Total ERC to which contract size adjustment should be applied. The appropriate % adjustment should be made in accordance with the scale for contract size adjustment specified under section 6 of the RCG 2023 Guidance notes. The currency ERC rates are set at £4m (Four Million Pounds) @ 1st April 2021 (AVD) for the RCG 2023 Publication. | For covered pits and ducts add for the effective floor area of the pit the cost of £68/m2; (in situ composite floor). For differing wall thicknesses adjust 300mm to reflect: 200mm (-20%), 400mm (21%) and 500mm (44%) | measure internal dimensions and wall thickness where practicable = m | - | - | - | - | - | Pits and Ducts - Nominal Sizes | - | 10182 |  | M3 | - | NA | NA | NA | 261.6753 | Option 2 | 324.4261 | 23.98% | 450 | 340.0939 | 29.97% | 4.829% | 340.0939 | 29.97% | Calculator | NA | VOA_GPN_GOV_UK\7246041 | 2019-08-30 | Low | - | High | Risk taken from previous CG | - | - | NA | SPONS A&B | NA | (BEAMS Note 2) The ERC for this item should be added to all other rateable items on the hereditament (except land). Therefore the total of the ERC of the other Building Items and the P&M ERC (where applicable) to enable the correct contract size adjustment to be made. ERC of Building Component + ERC of P&M = Total ERC to which contract size adjustment should be applied. The appropriate % adjustment should be made in accordance with the scale for contract size adjustment specified under section 6 of the RCG 2021 Guidance notes. The currency ERC rates are set at £4m (Four Million Pounds) @ 1st April 2019 (AVD) for the RCG 2021 Publication. | Pits and Ducts - Nominal Sizes | - | 2 | TRUE
4498 | 3000RK | 7015 | 3000RK | Pits and Ducts | Square or Rectangular 1m deep | 2.0m wide | 50.0m long | 100.0m³ | Pits and ducts comprising 300mm thickness reinforced concrete walls and floors rectangular or square on plan. Excludes any pre cast material | Location Adjustment Applicable (See Guidance Notes) - ERC = UK mean of 1.00 | (BEAMS Note 2) The ERC for this item should be added to all other rateable items on the hereditament (except land). Therefore the total of the ERC of the other Building Items and the P&M ERC (where applicable) to enable the correct contract size adjustment to be made. ERC of Building Component + ERC of P&M = Total ERC to which contract size adjustment should be applied. The appropriate % adjustment should be made in accordance with the scale for contract size adjustment specified under section 6 of the RCG 2023 Guidance notes. The currency ERC rates are set at £4m (Four Million Pounds) @ 1st April 2021 (AVD) for the RCG 2023 Publication. | For covered pits and ducts add for the effective floor area of the pit the cost of £68/m2; (in situ composite floor). For differing wall thicknesses adjust 300mm to reflect: 200mm (-20%), 400mm (21%) and 500mm (44%) | measure internal dimensions and wall thickness where practicable = m | - | - | - | - | - | Pits and Ducts - Nominal Sizes | - | 10182 |  | M3 | - | NA | NA | NA | 230.1203 | Option 2 | 285.3041 | 23.98% | 395 | 298.5269 | 29.73% | 4.635% | 298.5269 | 29.73% | Calculator | NA | VOA_GPN_GOV_UK\7246041 | 2019-08-30 | Low | - | High | Risk taken from previous CG | - | - | NA | SPONS A&B | NA | (BEAMS Note 2) The ERC for this item should be added to all other rateable items on the hereditament (except land). Therefore the total of the ERC of the other Building Items and the P&M ERC (where applicable) to enable the correct contract size adjustment to be made. ERC of Building Component + ERC of P&M = Total ERC to which contract size adjustment should be applied. The appropriate % adjustment should be made in accordance with the scale for contract size adjustment specified under section 6 of the RCG 2021 Guidance notes. The currency ERC rates are set at £4m (Four Million Pounds) @ 1st April 2019 (AVD) for the RCG 2021 Publication. | Pits and Ducts - Nominal Sizes | - | 2 | TRUE
4499 | 3000RP | 7021 | 3000RP | Pits and Ducts | Square or Rectangular 1m deep | 3.0m wide | 5.0m long | 15.0m³ | Pits and ducts comprising 300mm thickness reinforced concrete walls and floors rectangular or square on plan. Excludes any pre cast material | Location Adjustment Applicable (See Guidance Notes) - ERC = UK mean of 1.00 | (BEAMS Note 2) The ERC for this item should be added to all other rateable items on the hereditament (except land). Therefore the total of the ERC of the other Building Items and the P&M ERC (where applicable) to enable the correct contract size adjustment to be made. ERC of Building Component + ERC of P&M = Total ERC to which contract size adjustment should be applied. The appropriate % adjustment should be made in accordance with the scale for contract size adjustment specified under section 6 of the RCG 2023 Guidance notes. The currency ERC rates are set at £4m (Four Million Pounds) @ 1st April 2021 (AVD) for the RCG 2023 Publication. | For covered pits and ducts add for the effective floor area of the pit the cost of £68/m2; (in situ composite floor). For differing wall thicknesses adjust 300mm to reflect: 200mm (-20%), 400mm (21%) and 500mm (44%) | measure internal dimensions and wall thickness where practicable = m | - | - | - | - | - | Pits and Ducts - Nominal Sizes | - | 10182 |  | M3 | - | NA | NA | NA | 244.7433 | Option 2 | 303.4338 | 23.98% | 424 | 320.4441 | 30.93% | 5.606% | 320.4441 | 30.93% | Calculator | NA | VOA_GPN_GOV_UK\7246041 | 2019-08-30 | Low | - | High | Risk taken from previous CG | - | - | NA | SPONS A&B | NA | (BEAMS Note 2) The ERC for this item should be added to all other rateable items on the hereditament (except land). Therefore the total of the ERC of the other Building Items and the P&M ERC (where applicable) to enable the correct contract size adjustment to be made. ERC of Building Component + ERC of P&M = Total ERC to which contract size adjustment should be applied. The appropriate % adjustment should be made in accordance with the scale for contract size adjustment specified under section 6 of the RCG 2021 Guidance notes. The currency ERC rates are set at £4m (Four Million Pounds) @ 1st April 2019 (AVD) for the RCG 2021 Publication. | Pits and Ducts - Nominal Sizes | - | 2 | TRUE
4500 | 3000RT | 7025 | 3000RT | Pits and Ducts | Square or Rectangular 1m deep | 3.0m wide | 10.0m long | 30.0m³ | Pits and ducts comprising 300mm thickness reinforced concrete walls and floors rectangular or square on plan. Excludes any pre cast material | Location Adjustment Applicable (See Guidance Notes) - ERC = UK mean of 1.00 | (BEAMS Note 2) The ERC for this item should be added to all other rateable items on the hereditament (except land). Therefore the total of the ERC of the other Building Items and the P&M ERC (where applicable) to enable the correct contract size adjustment to be made. ERC of Building Component + ERC of P&M = Total ERC to which contract size adjustment should be applied. The appropriate % adjustment should be made in accordance with the scale for contract size adjustment specified under section 6 of the RCG 2023 Guidance notes. The currency ERC rates are set at £4m (Four Million Pounds) @ 1st April 2021 (AVD) for the RCG 2023 Publication. | For covered pits and ducts add for the effective floor area of the pit the cost of £68/m2; (in situ composite floor). For differing wall thicknesses adjust 300mm to reflect: 200mm (-20%), 400mm (21%) and 500mm (44%) | measure internal dimensions and wall thickness where practicable = m | - | - | - | - | - | Pits and Ducts - Nominal Sizes | - | 10182 |  | M3 | - | NA | NA | NA | 207.8009 | Option 2 | 257.6325 | 23.98% | 361 | 272.8309 | 31.29% | 5.899% | 272.8309 | 31.29% | Calculator | NA | VOA_GPN_GOV_UK\7246041 | 2019-08-30 | Low | - | High | Risk taken from previous CG | - | - | NA | SPONS A&B | NA | (BEAMS Note 2) The ERC for this item should be added to all other rateable items on the hereditament (except land). Therefore the total of the ERC of the other Building Items and the P&M ERC (where applicable) to enable the correct contract size adjustment to be made. ERC of Building Component + ERC of P&M = Total ERC to which contract size adjustment should be applied. The appropriate % adjustment should be made in accordance with the scale for contract size adjustment specified under section 6 of the RCG 2021 Guidance notes. The currency ERC rates are set at £4m (Four Million Pounds) @ 1st April 2019 (AVD) for the RCG 2021 Publication. | Pits and Ducts - Nominal Sizes | - | 2 | TRUE
4501 | 3000RY | 7026 | 3000RY | Pits and Ducts | Square or Rectangular 1m deep | 3.0m wide | 50.0m long | 150.0m³ | Pits and ducts comprising 300mm thickness reinforced concrete walls and floors rectangular or square on plan. Excludes any pre cast material | Location Adjustment Applicable (See Guidance Notes) - ERC = UK mean of 1.00 | (BEAMS Note 2) The ERC for this item should be added to all other rateable items on the hereditament (except land). Therefore the total of the ERC of the other Building Items and the P&M ERC (where applicable) to enable the correct contract size adjustment to be made. ERC of Building Component + ERC of P&M = Total ERC to which contract size adjustment should be applied. The appropriate % adjustment should be made in accordance with the scale for contract size adjustment specified under section 6 of the RCG 2023 Guidance notes. The currency ERC rates are set at £4m (Four Million Pounds) @ 1st April 2021 (AVD) for the RCG 2023 Publication. | For covered pits and ducts add for the effective floor area of the pit the cost of £68/m2; (in situ composite floor). For differing wall thicknesses adjust 300mm to reflect: 200mm (-20%), 400mm (21%) and 500mm (44%) | measure internal dimensions and wall thickness where practicable = m | - | - | - | - | - | Pits and Ducts - Nominal Sizes | - | 10182 |  | M3 | - | NA | NA | NA | 178.5549 | Option 2 | 221.3731 | 23.98% | 311 | 235.0427 | 31.64% | 6.175% | 235.0427 | 31.64% | Calculator | NA | VOA_GPN_GOV_UK\7246041 | 2019-08-30 | Low | - | High | Risk taken from previous CG | - | - | NA | SPONS A&B | NA | (BEAMS Note 2) The ERC for this item should be added to all other rateable items on the hereditament (except land). Therefore the total of the ERC of the other Building Items and the P&M ERC (where applicable) to enable the correct contract size adjustment to be made. ERC of Building Component + ERC of P&M = Total ERC to which contract size adjustment should be applied. The appropriate % adjustment should be made in accordance with the scale for contract size adjustment specified under section 6 of the RCG 2021 Guidance notes. The currency ERC rates are set at £4m (Four Million Pounds) @ 1st April 2019 (AVD) for the RCG 2021 Publication. | Pits and Ducts - Nominal Sizes | - | 2 | TRUE
4502 | 3000SA | 7027 | 3000SA | Pits and Ducts | Square or Rectangular 1m deep | 4.0m wide | 5.0m long | 20.0m³ | Pits and ducts comprising 300mm thickness reinforced concrete walls and floors rectangular or square on plan. Excludes any pre cast material | Location Adjustment Applicable (See Guidance Notes) - ERC = UK mean of 1.00 | (BEAMS Note 2) The ERC for this item should be added to all other rateable items on the hereditament (except land). Therefore the total of the ERC of the other Building Items and the P&M ERC (where applicable) to enable the correct contract size adjustment to be made. ERC of Building Component + ERC of P&M = Total ERC to which contract size adjustment should be applied. The appropriate % adjustment should be made in accordance with the scale for contract size adjustment specified under section 6 of the RCG 2023 Guidance notes. The currency ERC rates are set at £4m (Four Million Pounds) @ 1st April 2021 (AVD) for the RCG 2023 Publication. | For covered pits and ducts add for the effective floor area of the pit the cost of £68/m2; (in situ composite floor). For differing wall thicknesses adjust 300mm to reflect: 200mm (-20%), 400mm (21%) and 500mm (44%) | measure internal dimensions and wall thickness where practicable = m | - | - | - | - | - | Pits and Ducts - Nominal Sizes | - | 10182 |  | M3 | - | NA | NA | NA | 216.2669 | Option 2 | 268.1286 | 23.98% | 376 | 284.1674 | 31.4% | 5.982% | 284.1674 | 31.4% | Calculator | NA | VOA_GPN_GOV_UK\7246041 | 2019-08-30 | Low | - | High | Risk taken from previous CG | - | - | NA | SPONS A&B | NA | (BEAMS Note 2) The ERC for this item should be added to all other rateable items on the hereditament (except land). Therefore the total of the ERC of the other Building Items and the P&M ERC (where applicable) to enable the correct contract size adjustment to be made. ERC of Building Component + ERC of P&M = Total ERC to which contract size adjustment should be applied. The appropriate % adjustment should be made in accordance with the scale for contract size adjustment specified under section 6 of the RCG 2021 Guidance notes. The currency ERC rates are set at £4m (Four Million Pounds) @ 1st April 2019 (AVD) for the RCG 2021 Publication. | Pits and Ducts - Nominal Sizes | - | 2 | TRUE
4503 | 3000SF | 7028 | 3000SF | Pits and Ducts | Square or Rectangular 1m deep | 4.0m wide | 10.0m long | 40.0m³ | Pits and ducts comprising 300mm thickness reinforced concrete walls and floors rectangular or square on plan. Excludes any pre cast material | Location Adjustment Applicable (See Guidance Notes) - ERC = UK mean of 1.00 | (BEAMS Note 2) The ERC for this item should be added to all other rateable items on the hereditament (except land). Therefore the total of the ERC of the other Building Items and the P&M ERC (where applicable) to enable the correct contract size adjustment to be made. ERC of Building Component + ERC of P&M = Total ERC to which contract size adjustment should be applied. The appropriate % adjustment should be made in accordance with the scale for contract size adjustment specified under section 6 of the RCG 2023 Guidance notes. The currency ERC rates are set at £4m (Four Million Pounds) @ 1st April 2021 (AVD) for the RCG 2023 Publication. | For covered pits and ducts add for the effective floor area of the pit the cost of £68/m2; (in situ composite floor). For differing wall thicknesses adjust 300mm to reflect: 200mm (-20%), 400mm (21%) and 500mm (44%) | measure internal dimensions and wall thickness where practicable = m | - | - | - | - | - | Pits and Ducts - Nominal Sizes | - | 10182 |  | M3 | - | NA | NA | NA | 180.8638 | Option 2 | 224.2357 | 23.98% | 317 | 239.5773 | 32.46% | 6.842% | 239.5773 | 32.46% | Calculator | NA | VOA_GPN_GOV_UK\7246041 | 2019-08-30 | Low | - | High | Risk taken from previous CG | - | - | NA | SPONS A&B | NA | (BEAMS Note 2) The ERC for this item should be added to all other rateable items on the hereditament (except land). Therefore the total of the ERC of the other Building Items and the P&M ERC (where applicable) to enable the correct contract size adjustment to be made. ERC of Building Component + ERC of P&M = Total ERC to which contract size adjustment should be applied. The appropriate % adjustment should be made in accordance with the scale for contract size adjustment specified under section 6 of the RCG 2021 Guidance notes. The currency ERC rates are set at £4m (Four Million Pounds) @ 1st April 2019 (AVD) for the RCG 2021 Publication. | Pits and Ducts - Nominal Sizes | - | 2 | TRUE
4504 | 3000SK | 7029 | 3000SK | Pits and Ducts | Square or Rectangular 1m deep | 4.0m wide | 50.0m long | 200.0m³ | Pits and ducts comprising 300mm thickness reinforced concrete walls and floors rectangular or square on plan. Excludes any pre cast material | Location Adjustment Applicable (See Guidance Notes) - ERC = UK mean of 1.00 | (BEAMS Note 2) The ERC for this item should be added to all other rateable items on the hereditament (except land). Therefore the total of the ERC of the other Building Items and the P&M ERC (where applicable) to enable the correct contract size adjustment to be made. ERC of Building Component + ERC of P&M = Total ERC to which contract size adjustment should be applied. The appropriate % adjustment should be made in accordance with the scale for contract size adjustment specified under section 6 of the RCG 2023 Guidance notes. The currency ERC rates are set at £4m (Four Million Pounds) @ 1st April 2021 (AVD) for the RCG 2023 Publication. | For covered pits and ducts add for the effective floor area of the pit the cost of £68/m2; (in situ composite floor). For differing wall thicknesses adjust 300mm to reflect: 200mm (-20%), 400mm (21%) and 500mm (44%) | measure internal dimensions and wall thickness where practicable = m | - | - | - | - | - | Pits and Ducts - Nominal Sizes | - | 10182 |  | M3 | - | NA | NA | NA | 153.157 | Option 2 | 189.8847 | 23.98% | 269 | 203.3006 | 32.74% | 7.065% | 203.3006 | 32.74% | Calculator | NA | VOA_GPN_GOV_UK\7246041 | 2019-08-30 | Low | - | High | Risk taken from previous CG | - | - | NA | SPONS A&B | NA | (BEAMS Note 2) The ERC for this item should be added to all other rateable items on the hereditament (except land). Therefore the total of the ERC of the other Building Items and the P&M ERC (where applicable) to enable the correct contract size adjustment to be made. ERC of Building Component + ERC of P&M = Total ERC to which contract size adjustment should be applied. The appropriate % adjustment should be made in accordance with the scale for contract size adjustment specified under section 6 of the RCG 2021 Guidance notes. The currency ERC rates are set at £4m (Four Million Pounds) @ 1st April 2019 (AVD) for the RCG 2021 Publication. | Pits and Ducts - Nominal Sizes | - | 2 | TRUE
4505 | 3000SP | 7030 | 3000SP | Pits and Ducts | Square or Rectangular 1m deep | 5.0m wide | 5.0m long | 25.0m³ | Pits and ducts comprising 300mm thickness reinforced concrete walls and floors rectangular or square on plan. Excludes any pre cast material | Location Adjustment Applicable (See Guidance Notes) - ERC = UK mean of 1.00 | (BEAMS Note 2) The ERC for this item should be added to all other rateable items on the hereditament (except land). Therefore the total of the ERC of the other Building Items and the P&M ERC (where applicable) to enable the correct contract size adjustment to be made. ERC of Building Component + ERC of P&M = Total ERC to which contract size adjustment should be applied. The appropriate % adjustment should be made in accordance with the scale for contract size adjustment specified under section 6 of the RCG 2023 Guidance notes. The currency ERC rates are set at £4m (Four Million Pounds) @ 1st April 2021 (AVD) for the RCG 2023 Publication. | For covered pits and ducts add for the effective floor area of the pit the cost of £68/m2; (in situ composite floor). For differing wall thicknesses adjust 300mm to reflect: 200mm (-20%), 400mm (21%) and 500mm (44%) | measure internal dimensions and wall thickness where practicable = m | - | - | - | - | - | Pits and Ducts - Nominal Sizes | - | 10182 |  | M3 | - | NA | NA | NA | 199.335 | Option 2 | 247.1363 | 23.98% | 347 | 262.2502 | 31.56% | 6.116% | 262.2502 | 31.56% | Calculator | NA | VOA_GPN_GOV_UK\7246041 | 2019-08-30 | Low | - | High | Risk taken from previous CG | - | - | NA | SPONS A&B | NA | (BEAMS Note 2) The ERC for this item should be added to all other rateable items on the hereditament (except land). Therefore the total of the ERC of the other Building Items and the P&M ERC (where applicable) to enable the correct contract size adjustment to be made. ERC of Building Component + ERC of P&M = Total ERC to which contract size adjustment should be applied. The appropriate % adjustment should be made in accordance with the scale for contract size adjustment specified under section 6 of the RCG 2021 Guidance notes. The currency ERC rates are set at £4m (Four Million Pounds) @ 1st April 2019 (AVD) for the RCG 2021 Publication. | Pits and Ducts - Nominal Sizes | - | 2 | TRUE
4506 | 3000ST | 7031 | 3000ST | Pits and Ducts | Square or Rectangular 1m deep | 5.0m wide | 10.0m long | 50.0m³ | Pits and ducts comprising 300mm thickness reinforced concrete walls and floors rectangular or square on plan. Excludes any pre cast material | Location Adjustment Applicable (See Guidance Notes) - ERC = UK mean of 1.00 | (BEAMS Note 2) The ERC for this item should be added to all other rateable items on the hereditament (except land). Therefore the total of the ERC of the other Building Items and the P&M ERC (where applicable) to enable the correct contract size adjustment to be made. ERC of Building Component + ERC of P&M = Total ERC to which contract size adjustment should be applied. The appropriate % adjustment should be made in accordance with the scale for contract size adjustment specified under section 6 of the RCG 2023 Guidance notes. The currency ERC rates are set at £4m (Four Million Pounds) @ 1st April 2021 (AVD) for the RCG 2023 Publication. | For covered pits and ducts add for the effective floor area of the pit the cost of £68/m2; (in situ composite floor). For differing wall thicknesses adjust 300mm to reflect: 200mm (-20%), 400mm (21%) and 500mm (44%) | measure internal dimensions and wall thickness where practicable = m | - | - | - | - | - | Pits and Ducts - Nominal Sizes | - | 10182 |  | M3 | - | NA | NA | NA | 164.7015 | Option 2 | 204.1976 | 23.98% | 290 | 219.1716 | 33.07% | 7.333% | 219.1716 | 33.07% | Calculator | NA | VOA_GPN_GOV_UK\7246041 | 2019-08-30 | Low | - | High | Risk taken from previous CG | - | - | NA | SPONS A&B | NA | (BEAMS Note 2) The ERC for this item should be added to all other rateable items on the hereditament (except land). Therefore the total of the ERC of the other Building Items and the P&M ERC (where applicable) to enable the correct contract size adjustment to be made. ERC of Building Component + ERC of P&M = Total ERC to which contract size adjustment should be applied. The appropriate % adjustment should be made in accordance with the scale for contract size adjustment specified under section 6 of the RCG 2021 Guidance notes. The currency ERC rates are set at £4m (Four Million Pounds) @ 1st April 2019 (AVD) for the RCG 2021 Publication. | Pits and Ducts - Nominal Sizes | - | 2 | TRUE
4507 | 3000SY | 7032 | 3000SY | Pits and Ducts | Square or Rectangular 1m deep | 5.0m wide | 50.0m long | 250.0m³ | Pits and ducts comprising 300mm thickness reinforced concrete walls and floors rectangular or square on plan. Excludes any pre cast material | Location Adjustment Applicable (See Guidance Notes) - ERC = UK mean of 1.00 | (BEAMS Note 2) The ERC for this item should be added to all other rateable items on the hereditament (except land). Therefore the total of the ERC of the other Building Items and the P&M ERC (where applicable) to enable the correct contract size adjustment to be made. ERC of Building Component + ERC of P&M = Total ERC to which contract size adjustment should be applied. The appropriate % adjustment should be made in accordance with the scale for contract size adjustment specified under section 6 of the RCG 2023 Guidance notes. The currency ERC rates are set at £4m (Four Million Pounds) @ 1st April 2021 (AVD) for the RCG 2023 Publication. | For covered pits and ducts add for the effective floor area of the pit the cost of £68/m2; (in situ composite floor). For differing wall thicknesses adjust 300mm to reflect: 200mm (-20%), 400mm (21%) and 500mm (44%) | measure internal dimensions and wall thickness where practicable = m | - | - | - | - | - | Pits and Ducts - Nominal Sizes | - | 10182 |  | M3 | - | NA | NA | NA | 137.7643 | Option 2 | 170.8008 | 23.98% | 244 | 184.4065 | 33.86% | 7.966% | 184.4065 | 33.86% | Calculator | NA | VOA_GPN_GOV_UK\7246041 | 2019-08-30 | Low | - | High | Risk taken from previous CG | - | - | NA | SPONS A&B | NA | (BEAMS Note 2) The ERC for this item should be added to all other rateable items on the hereditament (except land). Therefore the total of the ERC of the other Building Items and the P&M ERC (where applicable) to enable the correct contract size adjustment to be made. ERC of Building Component + ERC of P&M = Total ERC to which contract size adjustment should be applied. The appropriate % adjustment should be made in accordance with the scale for contract size adjustment specified under section 6 of the RCG 2021 Guidance notes. The currency ERC rates are set at £4m (Four Million Pounds) @ 1st April 2019 (AVD) for the RCG 2021 Publication. | Pits and Ducts - Nominal Sizes | - | 2 | TRUE
4508 | 3000TK | 7035 | 3000TK | Pits and Ducts | Square or Rectangular 2m deep | 1.0m wide | 1.0m long | 2.0m³ | Pits and ducts comprising 300mm thickness reinforced concrete walls and floors rectangular or square on plan. Excludes any pre cast material | Location Adjustment Applicable (See Guidance Notes) - ERC = UK mean of 1.00 | (BEAMS Note 2) The ERC for this item should be added to all other rateable items on the hereditament (except land). Therefore the total of the ERC of the other Building Items and the P&M ERC (where applicable) to enable the correct contract size adjustment to be made. ERC of Building Component + ERC of P&M = Total ERC to which contract size adjustment should be applied. The appropriate % adjustment should be made in accordance with the scale for contract size adjustment specified under section 6 of the RCG 2023 Guidance notes. The currency ERC rates are set at £4m (Four Million Pounds) @ 1st April 2021 (AVD) for the RCG 2023 Publication. | For covered pits and ducts add for the effective floor area of the pit the cost of £68/m2; (in situ composite floor). For differing wall thicknesses adjust 300mm to reflect: 200mm (-20%), 400mm (21%) and 500mm (44%) | Measure internal dimensions and wall thickness where practicable = m | - | - | - | - | For covered pits and ducts add for the effective floor area of the pit the cost of £120/m2 to include the cost of the | Pits and Ducts - Nominal Sizes | - | 10183 |  | M3 | - | NA | NA | NA | 861.9891 | Option 2 | 1068.6976 | 23.98% | 1395 | 1054.2912 | 22.31% | -1.348% | 1054.2912 | 22.31% | Calculator | NA | VOA_GPN_GOV_UK\7246041 | 2019-08-30 | Low | - | High | Risk taken from previous CG | - | - | NA | SPONS A&B | NA | (BEAMS Note 2) The ERC for this item should be added to all other rateable items on the hereditament (except land). Therefore the total of the ERC of the other Building Items and the P&M ERC (where applicable) to enable the correct contract size adjustment to be made. ERC of Building Component + ERC of P&M = Total ERC to which contract size adjustment should be applied. The appropriate % adjustment should be made in accordance with the scale for contract size adjustment specified under section 6 of the RCG 2021 Guidance notes. The currency ERC rates are set at £4m (Four Million Pounds) @ 1st April 2019 (AVD) for the RCG 2021 Publication. | Pits and Ducts - Nominal Sizes | - | 2 | TRUE
4509 | 3000TP | 7036 | 3000TP | Pits and Ducts | Square or Rectangular 2m deep | 1.0m wide | 2.0m long | 4.0m³ | Pits and ducts comprising 300mm thickness reinforced concrete walls and floors rectangular or square on plan. Excludes any pre cast material | Location Adjustment Applicable (See Guidance Notes) - ERC = UK mean of 1.00 | (BEAMS Note 2) The ERC for this item should be added to all other rateable items on the hereditament (except land). Therefore the total of the ERC of the other Building Items and the P&M ERC (where applicable) to enable the correct contract size adjustment to be made. ERC of Building Component + ERC of P&M = Total ERC to which contract size adjustment should be applied. The appropriate % adjustment should be made in accordance with the scale for contract size adjustment specified under section 6 of the RCG 2023 Guidance notes. The currency ERC rates are set at £4m (Four Million Pounds) @ 1st April 2021 (AVD) for the RCG 2023 Publication. | For covered pits and ducts add for the effective floor area of the pit the cost of £68/m2; (in situ composite floor). For differing wall thicknesses adjust 300mm to reflect: 200mm (-20%), 400mm (21%) and 500mm (44%) | Measure internal dimensions and wall thickness where practicable = m | - | - | - | - | For covered pits and ducts add for the effective floor area of the pit the cost of £120/m2 to include the cost of the | Pits and Ducts - Nominal Sizes | - | 10183 |  | M3 | - | NA | NA | NA | 610.3191 | Option 2 | 756.6761 | 23.98% | 979 | 739.8933 | 21.23% | -2.218% | 739.8933 | 21.23% | Calculator | NA | VOA_GPN_GOV_UK\7246041 | 2019-08-30 | Low | - | High | Risk taken from previous CG | - | - | NA | SPONS A&B | NA | (BEAMS Note 2) The ERC for this item should be added to all other rateable items on the hereditament (except land). Therefore the total of the ERC of the other Building Items and the P&M ERC (where applicable) to enable the correct contract size adjustment to be made. ERC of Building Component + ERC of P&M = Total ERC to which contract size adjustment should be applied. The appropriate % adjustment should be made in accordance with the scale for contract size adjustment specified under section 6 of the RCG 2021 Guidance notes. The currency ERC rates are set at £4m (Four Million Pounds) @ 1st April 2019 (AVD) for the RCG 2021 Publication. | Pits and Ducts - Nominal Sizes | - | 2 | TRUE
4510 | 3000TT | 7037 | 3000TT | Pits and Ducts | Square or Rectangular 2m deep | 1.0m wide | 5.0m long | 10.0m³ | Pits and ducts comprising 300mm thickness reinforced concrete walls and floors rectangular or square on plan. Excludes any pre cast material | Location Adjustment Applicable (See Guidance Notes) - ERC = UK mean of 1.00 | (BEAMS Note 2) The ERC for this item should be added to all other rateable items on the hereditament (except land). Therefore the total of the ERC of the other Building Items and the P&M ERC (where applicable) to enable the correct contract size adjustment to be made. ERC of Building Component + ERC of P&M = Total ERC to which contract size adjustment should be applied. The appropriate % adjustment should be made in accordance with the scale for contract size adjustment specified under section 6 of the RCG 2023 Guidance notes. The currency ERC rates are set at £4m (Four Million Pounds) @ 1st April 2021 (AVD) for the RCG 2023 Publication. | For covered pits and ducts add for the effective floor area of the pit the cost of £68/m2; (in situ composite floor). For differing wall thicknesses adjust 300mm to reflect: 200mm (-20%), 400mm (21%) and 500mm (44%) | Measure internal dimensions and wall thickness where practicable = m | - | - | - | - | For covered pits and ducts add for the effective floor area of the pit the cost of £120/m2 to include the cost of the | Pits and Ducts - Nominal Sizes | - | 10183 |  | M3 | - | NA | NA | NA | 459.471 | Option 2 | 569.654 | 23.98% | 729 | 550.9522 | 19.91% | -3.283% | 550.9522 | 19.91% | Calculator | NA | VOA_GPN_GOV_UK\7246041 | 2019-08-30 | Low | - | High | Risk taken from previous CG | - | - | NA | SPONS A&B | NA | (BEAMS Note 2) The ERC for this item should be added to all other rateable items on the hereditament (except land). Therefore the total of the ERC of the other Building Items and the P&M ERC (where applicable) to enable the correct contract size adjustment to be made. ERC of Building Component + ERC of P&M = Total ERC to which contract size adjustment should be applied. The appropriate % adjustment should be made in accordance with the scale for contract size adjustment specified under section 6 of the RCG 2021 Guidance notes. The currency ERC rates are set at £4m (Four Million Pounds) @ 1st April 2019 (AVD) for the RCG 2021 Publication. | Pits and Ducts - Nominal Sizes | - | 2 | TRUE
4511 | 3000TY | 7038 | 3000TY | Pits and Ducts | Square or Rectangular 2m deep | 1.0m wide | 10.0m long | 20.0m³ | Pits and ducts comprising 300mm thickness reinforced concrete walls and floors rectangular or square on plan. Excludes any pre cast material | Location Adjustment Applicable (See Guidance Notes) - ERC = UK mean of 1.00 | (BEAMS Note 2) The ERC for this item should be added to all other rateable items on the hereditament (except land). Therefore the total of the ERC of the other Building Items and the P&M ERC (where applicable) to enable the correct contract size adjustment to be made. ERC of Building Component + ERC of P&M = Total ERC to which contract size adjustment should be applied. The appropriate % adjustment should be made in accordance with the scale for contract size adjustment specified under section 6 of the RCG 2023 Guidance notes. The currency ERC rates are set at £4m (Four Million Pounds) @ 1st April 2021 (AVD) for the RCG 2023 Publication. | For covered pits and ducts add for the effective floor area of the pit the cost of £68/m2; (in situ composite floor). For differing wall thicknesses adjust 300mm to reflect: 200mm (-20%), 400mm (21%) and 500mm (44%) | Measure internal dimensions and wall thickness where practicable = m | - | - | - | - | For covered pits and ducts add for the effective floor area of the pit the cost of £120/m2 to include the cost of the | Pits and Ducts - Nominal Sizes | - | 10183 |  | M3 | - | NA | NA | NA | 409.4448 | Option 2 | 507.6314 | 23.98% | 646 | 488.2237 | 19.24% | -3.823% | 488.2237 | 19.24% | Calculator | NA | VOA_GPN_GOV_UK\7246041 | 2019-08-30 | Low | - | High | Risk taken from previous CG | - | - | NA | SPONS A&B | NA | (BEAMS Note 2) The ERC for this item should be added to all other rateable items on the hereditament (except land). Therefore the total of the ERC of the other Building Items and the P&M ERC (where applicable) to enable the correct contract size adjustment to be made. ERC of Building Component + ERC of P&M = Total ERC to which contract size adjustment should be applied. The appropriate % adjustment should be made in accordance with the scale for contract size adjustment specified under section 6 of the RCG 2021 Guidance notes. The currency ERC rates are set at £4m (Four Million Pounds) @ 1st April 2019 (AVD) for the RCG 2021 Publication. | Pits and Ducts - Nominal Sizes | - | 2 | TRUE
4512 | 3000UA | 7039 | 3000UA | Pits and Ducts | Square or Rectangular 2m deep | 1.0m wide | 50.0m long | 100.0m³ | Pits and ducts comprising 300mm thickness reinforced concrete walls and floors rectangular or square on plan. Excludes any pre cast material | Location Adjustment Applicable (See Guidance Notes) - ERC = UK mean of 1.00 | (BEAMS Note 2) The ERC for this item should be added to all other rateable items on the hereditament (except land). Therefore the total of the ERC of the other Building Items and the P&M ERC (where applicable) to enable the correct contract size adjustment to be made. ERC of Building Component + ERC of P&M = Total ERC to which contract size adjustment should be applied. The appropriate % adjustment should be made in accordance with the scale for contract size adjustment specified under section 6 of the RCG 2023 Guidance notes. The currency ERC rates are set at £4m (Four Million Pounds) @ 1st April 2021 (AVD) for the RCG 2023 Publication. | For covered pits and ducts add for the effective floor area of the pit the cost of £68/m2; (in situ composite floor). For differing wall thicknesses adjust 300mm to reflect: 200mm (-20%), 400mm (21%) and 500mm (44%) | Measure internal dimensions and wall thickness where practicable = m | - | - | - | - | For covered pits and ducts add for the effective floor area of the pit the cost of £120/m2 to include the cost of the | Pits and Ducts - Nominal Sizes | - | 10183 |  | M3 | - | NA | NA | NA | 369.4239 | Option 2 | 458.0133 | 23.98% | 580 | 438.3433 | 18.66% | -4.295% | 438.3433 | 18.66% | Calculator | NA | VOA_GPN_GOV_UK\7246041 | 2019-08-30 | Low | - | High | Risk taken from previous CG | - | - | NA | SPONS A&B | NA | (BEAMS Note 2) The ERC for this item should be added to all other rateable items on the hereditament (except land). Therefore the total of the ERC of the other Building Items and the P&M ERC (where applicable) to enable the correct contract size adjustment to be made. ERC of Building Component + ERC of P&M = Total ERC to which contract size adjustment should be applied. The appropriate % adjustment should be made in accordance with the scale for contract size adjustment specified under section 6 of the RCG 2021 Guidance notes. The currency ERC rates are set at £4m (Four Million Pounds) @ 1st April 2019 (AVD) for the RCG 2021 Publication. | Pits and Ducts - Nominal Sizes | - | 2 | TRUE
4513 | 3000WK | 7055 | 3000WK | Pits and Ducts | Square or Rectangular 2m deep | 10.0m wide | 10.0m long | 200.0m³ | Pits and ducts comprising 300mm thickness reinforced concrete walls and floors rectangular or square on plan. Excludes any pre cast material | Location Adjustment Applicable (See Guidance Notes) - ERC = UK mean of 1.00 | (BEAMS Note 2) The ERC for this item should be added to all other rateable items on the hereditament (except land). Therefore the total of the ERC of the other Building Items and the P&M ERC (where applicable) to enable the correct contract size adjustment to be made. ERC of Building Component + ERC of P&M = Total ERC to which contract size adjustment should be applied. The appropriate % adjustment should be made in accordance with the scale for contract size adjustment specified under section 6 of the RCG 2023 Guidance notes. The currency ERC rates are set at £4m (Four Million Pounds) @ 1st April 2021 (AVD) for the RCG 2023 Publication. | For covered pits and ducts add for the effective floor area of the pit the cost of £68/m2; (in situ composite floor). For differing wall thicknesses adjust 300mm to reflect: 200mm (-20%), 400mm (21%) and 500mm (44%) | Measure internal dimensions and wall thickness where practicable = m | - | - | - | - | - | Pits and Ducts - Nominal Sizes | - | 10183 |  | M3 | - | NA | NA | NA | 112.3664 | Option 2 | 139.3124 | 23.98% | 191 | 144.351 | 28.46% | 3.617% | 144.351 | 28.46% | Calculator | NA | VOA_GPN_GOV_UK\7246041 | 2019-08-30 | Low | - | High | Risk taken from previous CG | - | - | NA | SPONS A&B | NA | (BEAMS Note 2) The ERC for this item should be added to all other rateable items on the hereditament (except land). Therefore the total of the ERC of the other Building Items and the P&M ERC (where applicable) to enable the correct contract size adjustment to be made. ERC of Building Component + ERC of P&M = Total ERC to which contract size adjustment should be applied. The appropriate % adjustment should be made in accordance with the scale for contract size adjustment specified under section 6 of the RCG 2021 Guidance notes. The currency ERC rates are set at £4m (Four Million Pounds) @ 1st April 2019 (AVD) for the RCG 2021 Publication. | Pits and Ducts - Nominal Sizes | - | 2 | TRUE
4514 | 3000WP | 7056 | 3000WP | Pits and Ducts | Square or Rectangular 2m deep | 10.0m wide | 50.0m long | 1000.0m³ | Pits and ducts comprising 300mm thickness reinforced concrete walls and floors rectangular or square on plan. Excludes any pre cast material | Location Adjustment Applicable (See Guidance Notes) - ERC = UK mean of 1.00 | (BEAMS Note 2) The ERC for this item should be added to all other rateable items on the hereditament (except land). Therefore the total of the ERC of the other Building Items and the P&M ERC (where applicable) to enable the correct contract size adjustment to be made. ERC of Building Component + ERC of P&M = Total ERC to which contract size adjustment should be applied. The appropriate % adjustment should be made in accordance with the scale for contract size adjustment specified under section 6 of the RCG 2023 Guidance notes. The currency ERC rates are set at £4m (Four Million Pounds) @ 1st April 2021 (AVD) for the RCG 2023 Publication. | For covered pits and ducts add for the effective floor area of the pit the cost of £68/m2; (in situ composite floor). For differing wall thicknesses adjust 300mm to reflect: 200mm (-20%), 400mm (21%) and 500mm (44%) | Measure internal dimensions and wall thickness where practicable = m | - | - | - | - | - | Pits and Ducts - Nominal Sizes | - | 10183 |  | M3 | - | NA | NA | NA | 86.1989 | Option 2 | 106.8698 | 23.98% | 151 | 114.1204 | 32.39% | 6.785% | 114.1204 | 32.39% | Calculator | NA | VOA_GPN_GOV_UK\7246041 | 2019-08-30 | Low | - | High | Risk taken from previous CG | - | - | NA | SPONS A&B | NA | (BEAMS Note 2) The ERC for this item should be added to all other rateable items on the hereditament (except land). Therefore the total of the ERC of the other Building Items and the P&M ERC (where applicable) to enable the correct contract size adjustment to be made. ERC of Building Component + ERC of P&M = Total ERC to which contract size adjustment should be applied. The appropriate % adjustment should be made in accordance with the scale for contract size adjustment specified under section 6 of the RCG 2021 Guidance notes. The currency ERC rates are set at £4m (Four Million Pounds) @ 1st April 2019 (AVD) for the RCG 2021 Publication. | Pits and Ducts - Nominal Sizes | - | 2 | TRUE
4515 | 3000UF | 7040 | 3000UF | Pits and Ducts | Square or Rectangular 2m deep | 2.0m wide | 2.0m long | 8.0m³ | Pits and ducts comprising 300mm thickness reinforced concrete walls and floors rectangular or square on plan. Excludes any pre cast material | Location Adjustment Applicable (See Guidance Notes) - ERC = UK mean of 1.00 | (BEAMS Note 2) The ERC for this item should be added to all other rateable items on the hereditament (except land). Therefore the total of the ERC of the other Building Items and the P&M ERC (where applicable) to enable the correct contract size adjustment to be made. ERC of Building Component + ERC of P&M = Total ERC to which contract size adjustment should be applied. The appropriate % adjustment should be made in accordance with the scale for contract size adjustment specified under section 6 of the RCG 2023 Guidance notes. The currency ERC rates are set at £4m (Four Million Pounds) @ 1st April 2021 (AVD) for the RCG 2023 Publication. | For covered pits and ducts add for the effective floor area of the pit the cost of £68/m2; (in situ composite floor). For differing wall thicknesses adjust 300mm to reflect: 200mm (-20%), 400mm (21%) and 500mm (44%) | Measure internal dimensions and wall thickness where practicable = m | - | - | - | - | For covered pits and ducts add for the effective floor area of the pit the cost of £120/m2 to include the cost of the | Pits and Ducts - Nominal Sizes | - | 10183 |  | M3 | - | NA | NA | NA | 407.1359 | Option 2 | 504.7688 | 23.98% | 654 | 494.2699 | 21.4% | -2.08% | 494.2699 | 21.4% | Calculator | NA | VOA_GPN_GOV_UK\7246041 | 2019-08-30 | Low | - | High | Risk taken from previous CG | - | - | NA | SPONS A&B | NA | (BEAMS Note 2) The ERC for this item should be added to all other rateable items on the hereditament (except land). Therefore the total of the ERC of the other Building Items and the P&M ERC (where applicable) to enable the correct contract size adjustment to be made. ERC of Building Component + ERC of P&M = Total ERC to which contract size adjustment should be applied. The appropriate % adjustment should be made in accordance with the scale for contract size adjustment specified under section 6 of the RCG 2021 Guidance notes. The currency ERC rates are set at £4m (Four Million Pounds) @ 1st April 2019 (AVD) for the RCG 2021 Publication. | Pits and Ducts - Nominal Sizes | - | 2 | TRUE
4516 | 3000UK | 7044 | 3000UK | Pits and Ducts | Square or Rectangular 2m deep | 2.0m wide | 5.0m long | 20.0m³ | Pits and ducts comprising 300mm thickness reinforced concrete walls and floors rectangular or square on plan. Excludes any pre cast material | Location Adjustment Applicable (See Guidance Notes) - ERC = UK mean of 1.00 | (BEAMS Note 2) The ERC for this item should be added to all other rateable items on the hereditament (except land). Therefore the total of the ERC of the other Building Items and the P&M ERC (where applicable) to enable the correct contract size adjustment to be made. ERC of Building Component + ERC of P&M = Total ERC to which contract size adjustment should be applied. The appropriate % adjustment should be made in accordance with the scale for contract size adjustment specified under section 6 of the RCG 2023 Guidance notes. The currency ERC rates are set at £4m (Four Million Pounds) @ 1st April 2021 (AVD) for the RCG 2023 Publication. | For covered pits and ducts add for the effective floor area of the pit the cost of £68/m2; (in situ composite floor). For differing wall thicknesses adjust 300mm to reflect: 200mm (-20%), 400mm (21%) and 500mm (44%) | Measure internal dimensions and wall thickness where practicable = m | - | - | - | - | For covered pits and ducts add for the effective floor area of the pit the cost of £120/m2 to include the cost of the | Pits and Ducts - Nominal Sizes | - | 10183 |  | M3 | - | NA | NA | NA | 285.5339 | Option 2 | 354.0061 | 23.98% | 458 | 346.1401 | 21.23% | -2.222% | 346.1401 | 21.23% | Calculator | NA | VOA_GPN_GOV_UK\7246041 | 2019-08-30 | Low | - | High | Risk taken from previous CG | - | - | NA | SPONS A&B | NA | (BEAMS Note 2) The ERC for this item should be added to all other rateable items on the hereditament (except land). Therefore the total of the ERC of the other Building Items and the P&M ERC (where applicable) to enable the correct contract size adjustment to be made. ERC of Building Component + ERC of P&M = Total ERC to which contract size adjustment should be applied. The appropriate % adjustment should be made in accordance with the scale for contract size adjustment specified under section 6 of the RCG 2021 Guidance notes. The currency ERC rates are set at £4m (Four Million Pounds) @ 1st April 2019 (AVD) for the RCG 2021 Publication. | Pits and Ducts - Nominal Sizes | - | 2 | TRUE
4517 | 3000UP | 7016 | 3000UP | Pits and Ducts | Square or Rectangular 2m deep | 2.0m wide | 10.0m long | 40.0m³ | Pits and ducts comprising 300mm thickness reinforced concrete walls and floors rectangular or square on plan. Excludes any pre cast material | Location Adjustment Applicable (See Guidance Notes) - ERC = UK mean of 1.00 | (BEAMS Note 2) The ERC for this item should be added to all other rateable items on the hereditament (except land). Therefore the total of the ERC of the other Building Items and the P&M ERC (where applicable) to enable the correct contract size adjustment to be made. ERC of Building Component + ERC of P&M = Total ERC to which contract size adjustment should be applied. The appropriate % adjustment should be made in accordance with the scale for contract size adjustment specified under section 6 of the RCG 2023 Guidance notes. The currency ERC rates are set at £4m (Four Million Pounds) @ 1st April 2021 (AVD) for the RCG 2023 Publication. | For covered pits and ducts add for the effective floor area of the pit the cost of £68/m2; (in situ composite floor). For differing wall thicknesses adjust 300mm to reflect: 200mm (-20%), 400mm (21%) and 500mm (44%) | Measure internal dimensions and wall thickness where practicable = m | - | - | - | - | For covered pits and ducts add for the effective floor area of the pit the cost of £120/m2 to include the cost of the | Pits and Ducts - Nominal Sizes | - | 10183 |  | M3 | - | NA | NA | NA | 244.7433 | Option 2 | 303.4338 | 23.98% | 393 | 297.0154 | 21.36% | -2.115% | 297.0154 | 21.36% | Calculator | NA | VOA_GPN_GOV_UK\7246041 | 2019-08-30 | Low | - | High | Risk taken from previous CG | - | - | NA | SPONS A&B | NA | (BEAMS Note 2) The ERC for this item should be added to all other rateable items on the hereditament (except land). Therefore the total of the ERC of the other Building Items and the P&M ERC (where applicable) to enable the correct contract size adjustment to be made. ERC of Building Component + ERC of P&M = Total ERC to which contract size adjustment should be applied. The appropriate % adjustment should be made in accordance with the scale for contract size adjustment specified under section 6 of the RCG 2021 Guidance notes. The currency ERC rates are set at £4m (Four Million Pounds) @ 1st April 2019 (AVD) for the RCG 2021 Publication. | Pits and Ducts - Nominal Sizes | - | 2 | TRUE
4518 | 3000UT | 7045 | 3000UT | Pits and Ducts | Square or Rectangular 2m deep | 2.0m wide | 50.0m long | 200.0m³ | Pits and ducts comprising 300mm thickness reinforced concrete walls and floors rectangular or square on plan. Excludes any pre cast material | Location Adjustment Applicable (See Guidance Notes) - ERC = UK mean of 1.00 | (BEAMS Note 2) The ERC for this item should be added to all other rateable items on the hereditament (except land). Therefore the total of the ERC of the other Building Items and the P&M ERC (where applicable) to enable the correct contract size adjustment to be made. ERC of Building Component + ERC of P&M = Total ERC to which contract size adjustment should be applied. The appropriate % adjustment should be made in accordance with the scale for contract size adjustment specified under section 6 of the RCG 2023 Guidance notes. The currency ERC rates are set at £4m (Four Million Pounds) @ 1st April 2021 (AVD) for the RCG 2023 Publication. | For covered pits and ducts add for the effective floor area of the pit the cost of £68/m2; (in situ composite floor). For differing wall thicknesses adjust 300mm to reflect: 200mm (-20%), 400mm (21%) and 500mm (44%) | Measure internal dimensions and wall thickness where practicable = m | - | - | - | - | For covered pits and ducts add for the effective floor area of the pit the cost of £120/m2 to include the cost of the | Pits and Ducts - Nominal Sizes | - | 10183 |  | M3 | - | NA | NA | NA | 211.6491 | Option 2 | 262.4034 | 23.98% | 341 | 257.7156 | 21.77% | -1.786% | 257.7156 | 21.77% | Calculator | NA | VOA_GPN_GOV_UK\7246041 | 2019-08-30 | Low | - | High | Risk taken from previous CG | - | - | NA | SPONS A&B | NA | (BEAMS Note 2) The ERC for this item should be added to all other rateable items on the hereditament (except land). Therefore the total of the ERC of the other Building Items and the P&M ERC (where applicable) to enable the correct contract size adjustment to be made. ERC of Building Component + ERC of P&M = Total ERC to which contract size adjustment should be applied. The appropriate % adjustment should be made in accordance with the scale for contract size adjustment specified under section 6 of the RCG 2021 Guidance notes. The currency ERC rates are set at £4m (Four Million Pounds) @ 1st April 2019 (AVD) for the RCG 2021 Publication. | Pits and Ducts - Nominal Sizes | - | 2 | TRUE
4519 | 3000UY | 7046 | 3000UY | Pits and Ducts | Square or Rectangular 2m deep | 3.0m wide | 5.0m long | 30.0m³ | Pits and ducts comprising 300mm thickness reinforced concrete walls and floors rectangular or square on plan. Excludes any pre cast material | Location Adjustment Applicable (See Guidance Notes) - ERC = UK mean of 1.00 | (BEAMS Note 2) The ERC for this item should be added to all other rateable items on the hereditament (except land). Therefore the total of the ERC of the other Building Items and the P&M ERC (where applicable) to enable the correct contract size adjustment to be made. ERC of Building Component + ERC of P&M = Total ERC to which contract size adjustment should be applied. The appropriate % adjustment should be made in accordance with the scale for contract size adjustment specified under section 6 of the RCG 2023 Guidance notes. The currency ERC rates are set at £4m (Four Million Pounds) @ 1st April 2021 (AVD) for the RCG 2023 Publication. | For covered pits and ducts add for the effective floor area of the pit the cost of £68/m2; (in situ composite floor). For differing wall thicknesses adjust 300mm to reflect: 200mm (-20%), 400mm (21%) and 500mm (44%) | Measure internal dimensions and wall thickness where practicable = m | - | - | - | - | For covered pits and ducts add for the effective floor area of the pit the cost of £120/m2 to include the cost of the | Pits and Ducts - Nominal Sizes | - | 10183 |  | M3 | - | NA | NA | NA | 227.0418 | Option 2 | 281.4873 | 23.98% | 368 | 278.1213 | 22.5% | -1.196% | 278.1213 | 22.5% | Calculator | NA | VOA_GPN_GOV_UK\7246041 | 2019-08-30 | Low | - | High | Risk taken from previous CG | - | - | NA | SPONS A&B | NA | (BEAMS Note 2) The ERC for this item should be added to all other rateable items on the hereditament (except land). Therefore the total of the ERC of the other Building Items and the P&M ERC (where applicable) to enable the correct contract size adjustment to be made. ERC of Building Component + ERC of P&M = Total ERC to which contract size adjustment should be applied. The appropriate % adjustment should be made in accordance with the scale for contract size adjustment specified under section 6 of the RCG 2021 Guidance notes. The currency ERC rates are set at £4m (Four Million Pounds) @ 1st April 2019 (AVD) for the RCG 2021 Publication. | Pits and Ducts - Nominal Sizes | - | 2 | TRUE
4520 | 3000VA | 7047 | 3000VA | Pits and Ducts | Square or Rectangular 2m deep | 3.0m wide | 10.0m long | 60.0m³ | Pits and ducts comprising 300mm thickness reinforced concrete walls and floors rectangular or square on plan. Excludes any pre cast material | Location Adjustment Applicable (See Guidance Notes) - ERC = UK mean of 1.00 | (BEAMS Note 2) The ERC for this item should be added to all other rateable items on the hereditament (except land). Therefore the total of the ERC of the other Building Items and the P&M ERC (where applicable) to enable the correct contract size adjustment to be made. ERC of Building Component + ERC of P&M = Total ERC to which contract size adjustment should be applied. The appropriate % adjustment should be made in accordance with the scale for contract size adjustment specified under section 6 of the RCG 2023 Guidance notes. The currency ERC rates are set at £4m (Four Million Pounds) @ 1st April 2021 (AVD) for the RCG 2023 Publication. | For covered pits and ducts add for the effective floor area of the pit the cost of £68/m2; (in situ composite floor). For differing wall thicknesses adjust 300mm to reflect: 200mm (-20%), 400mm (21%) and 500mm (44%) | Measure internal dimensions and wall thickness where practicable = m | - | - | - | - | For covered pits and ducts add for the effective floor area of the pit the cost of £120/m2 to include the cost of the | Pits and Ducts - Nominal Sizes | - | 10183 |  | M3 | - | NA | NA | NA | 189.3297 | Option 2 | 234.7318 | 23.98% | 309 | 233.5312 | 23.35% | -0.5115% | 233.5312 | 23.35% | Calculator | NA | VOA_GPN_GOV_UK\7246041 | 2019-08-30 | Low | - | High | Risk taken from previous CG | - | - | NA | SPONS A&B | NA | (BEAMS Note 2) The ERC for this item should be added to all other rateable items on the hereditament (except land). Therefore the total of the ERC of the other Building Items and the P&M ERC (where applicable) to enable the correct contract size adjustment to be made. ERC of Building Component + ERC of P&M = Total ERC to which contract size adjustment should be applied. The appropriate % adjustment should be made in accordance with the scale for contract size adjustment specified under section 6 of the RCG 2021 Guidance notes. The currency ERC rates are set at £4m (Four Million Pounds) @ 1st April 2019 (AVD) for the RCG 2021 Publication. | Pits and Ducts - Nominal Sizes | - | 2 | TRUE
4521 | 3000VF | 7048 | 3000VF | Pits and Ducts | Square or Rectangular 2m deep | 3.0m wide | 50.0m long | 300.0m³ | Pits and ducts comprising 300mm thickness reinforced concrete walls and floors rectangular or square on plan. Excludes any pre cast material | Location Adjustment Applicable (See Guidance Notes) - ERC = UK mean of 1.00 | (BEAMS Note 2) The ERC for this item should be added to all other rateable items on the hereditament (except land). Therefore the total of the ERC of the other Building Items and the P&M ERC (where applicable) to enable the correct contract size adjustment to be made. ERC of Building Component + ERC of P&M = Total ERC to which contract size adjustment should be applied. The appropriate % adjustment should be made in accordance with the scale for contract size adjustment specified under section 6 of the RCG 2023 Guidance notes. The currency ERC rates are set at £4m (Four Million Pounds) @ 1st April 2021 (AVD) for the RCG 2023 Publication. | For covered pits and ducts add for the effective floor area of the pit the cost of £68/m2; (in situ composite floor). For differing wall thicknesses adjust 300mm to reflect: 200mm (-20%), 400mm (21%) and 500mm (44%) | Measure internal dimensions and wall thickness where practicable = m | - | - | - | - | For covered pits and ducts add for the effective floor area of the pit the cost of £120/m2 to include the cost of the | Pits and Ducts - Nominal Sizes | - | 10183 |  | M3 | - | NA | NA | NA | 159.3141 | Option 2 | 197.5182 | 23.98% | 262 | 198.0102 | 24.29% | 0.2491% | 198.0102 | 24.29% | Calculator | NA | VOA_GPN_GOV_UK\7246041 | 2019-08-30 | Low | - | High | Risk taken from previous CG | - | - | NA | SPONS A&B | NA | (BEAMS Note 2) The ERC for this item should be added to all other rateable items on the hereditament (except land). Therefore the total of the ERC of the other Building Items and the P&M ERC (where applicable) to enable the correct contract size adjustment to be made. ERC of Building Component + ERC of P&M = Total ERC to which contract size adjustment should be applied. The appropriate % adjustment should be made in accordance with the scale for contract size adjustment specified under section 6 of the RCG 2021 Guidance notes. The currency ERC rates are set at £4m (Four Million Pounds) @ 1st April 2019 (AVD) for the RCG 2021 Publication. | Pits and Ducts - Nominal Sizes | - | 2 | TRUE
4522 | 3000VK | 7049 | 3000VK | Pits and Ducts | Square or Rectangular 2m deep | 4.0m wide | 5.0m long | 40.0m³ | Pits and ducts comprising 300mm thickness reinforced concrete walls and floors rectangular or square on plan. Excludes any pre cast material | Location Adjustment Applicable (See Guidance Notes) - ERC = UK mean of 1.00 | (BEAMS Note 2) The ERC for this item should be added to all other rateable items on the hereditament (except land). Therefore the total of the ERC of the other Building Items and the P&M ERC (where applicable) to enable the correct contract size adjustment to be made. ERC of Building Component + ERC of P&M = Total ERC to which contract size adjustment should be applied. The appropriate % adjustment should be made in accordance with the scale for contract size adjustment specified under section 6 of the RCG 2023 Guidance notes. The currency ERC rates are set at £4m (Four Million Pounds) @ 1st April 2021 (AVD) for the RCG 2023 Publication. | For covered pits and ducts add for the effective floor area of the pit the cost of £68/m2; (in situ composite floor). For differing wall thicknesses adjust 300mm to reflect: 200mm (-20%), 400mm (21%) and 500mm (44%) | Measure internal dimensions and wall thickness where practicable = m | - | - | - | - | For covered pits and ducts add for the effective floor area of the pit the cost of £120/m2 to include the cost of the | Pits and Ducts - Nominal Sizes | - | 10183 |  | M3 | - | NA | NA | NA | 197.7957 | Option 2 | 245.2279 | 23.98% | 323 | 244.1119 | 23.42% | -0.4551% | 244.1119 | 23.42% | Calculator | NA | VOA_GPN_GOV_UK\7246041 | 2019-08-30 | Low | - | High | Risk taken from previous CG | - | - | NA | SPONS A&B | NA | (BEAMS Note 2) The ERC for this item should be added to all other rateable items on the hereditament (except land). Therefore the total of the ERC of the other Building Items and the P&M ERC (where applicable) to enable the correct contract size adjustment to be made. ERC of Building Component + ERC of P&M = Total ERC to which contract size adjustment should be applied. The appropriate % adjustment should be made in accordance with the scale for contract size adjustment specified under section 6 of the RCG 2021 Guidance notes. The currency ERC rates are set at £4m (Four Million Pounds) @ 1st April 2019 (AVD) for the RCG 2021 Publication. | Pits and Ducts - Nominal Sizes | - | 2 | TRUE
4523 | 3000VP | 7050 | 3000VP | Pits and Ducts | Square or Rectangular 2m deep | 4.0m wide | 10.0m long | 80.0m³ | Pits and ducts comprising 300mm thickness reinforced concrete walls and floors rectangular or square on plan. Excludes any pre cast material | Location Adjustment Applicable (See Guidance Notes) - ERC = UK mean of 1.00 | (BEAMS Note 2) The ERC for this item should be added to all other rateable items on the hereditament (except land). Therefore the total of the ERC of the other Building Items and the P&M ERC (where applicable) to enable the correct contract size adjustment to be made. ERC of Building Component + ERC of P&M = Total ERC to which contract size adjustment should be applied. The appropriate % adjustment should be made in accordance with the scale for contract size adjustment specified under section 6 of the RCG 2023 Guidance notes. The currency ERC rates are set at £4m (Four Million Pounds) @ 1st April 2021 (AVD) for the RCG 2023 Publication. | For covered pits and ducts add for the effective floor area of the pit the cost of £68/m2; (in situ composite floor). For differing wall thicknesses adjust 300mm to reflect: 200mm (-20%), 400mm (21%) and 500mm (44%) | Measure internal dimensions and wall thickness where practicable = m | - | - | - | - | For covered pits and ducts add for the effective floor area of the pit the cost of £120/m2 to include the cost of the | Pits and Ducts - Nominal Sizes | - | 10183 |  | M3 | - | NA | NA | NA | 162.3926 | Option 2 | 201.335 | 23.98% | 267 | 201.7891 | 24.26% | 0.2255% | 201.7891 | 24.26% | Calculator | NA | VOA_GPN_GOV_UK\7246041 | 2019-08-30 | Low | - | High | Risk taken from previous CG | - | - | NA | SPONS A&B | NA | (BEAMS Note 2) The ERC for this item should be added to all other rateable items on the hereditament (except land). Therefore the total of the ERC of the other Building Items and the P&M ERC (where applicable) to enable the correct contract size adjustment to be made. ERC of Building Component + ERC of P&M = Total ERC to which contract size adjustment should be applied. The appropriate % adjustment should be made in accordance with the scale for contract size adjustment specified under section 6 of the RCG 2021 Guidance notes. The currency ERC rates are set at £4m (Four Million Pounds) @ 1st April 2019 (AVD) for the RCG 2021 Publication. | Pits and Ducts - Nominal Sizes | - | 2 | TRUE
4524 | 3000VT | 7051 | 3000VT | Pits and Ducts | Square or Rectangular 2m deep | 4.0m wide | 50.0m long | 400.0m³ | Pits and ducts comprising 300mm thickness reinforced concrete walls and floors rectangular or square on plan. Excludes any pre cast material | Location Adjustment Applicable (See Guidance Notes) - ERC = UK mean of 1.00 | (BEAMS Note 2) The ERC for this item should be added to all other rateable items on the hereditament (except land). Therefore the total of the ERC of the other Building Items and the P&M ERC (where applicable) to enable the correct contract size adjustment to be made. ERC of Building Component + ERC of P&M = Total ERC to which contract size adjustment should be applied. The appropriate % adjustment should be made in accordance with the scale for contract size adjustment specified under section 6 of the RCG 2023 Guidance notes. The currency ERC rates are set at £4m (Four Million Pounds) @ 1st April 2021 (AVD) for the RCG 2023 Publication. | For covered pits and ducts add for the effective floor area of the pit the cost of £68/m2; (in situ composite floor). For differing wall thicknesses adjust 300mm to reflect: 200mm (-20%), 400mm (21%) and 500mm (44%) | Measure internal dimensions and wall thickness where practicable = m | - | - | - | - | For covered pits and ducts add for the effective floor area of the pit the cost of £120/m2 to include the cost of the | Pits and Ducts - Nominal Sizes | - | 10183 |  | M3 | - | NA | NA | NA | 133.1465 | Option 2 | 165.0756 | 23.98% | 222 | 167.7797 | 26.01% | 1.638% | 167.7797 | 26.01% | Calculator | NA | VOA_GPN_GOV_UK\7246041 | 2019-08-30 | Low | - | High | Risk taken from previous CG | - | - | NA | SPONS A&B | NA | (BEAMS Note 2) The ERC for this item should be added to all other rateable items on the hereditament (except land). Therefore the total of the ERC of the other Building Items and the P&M ERC (where applicable) to enable the correct contract size adjustment to be made. ERC of Building Component + ERC of P&M = Total ERC to which contract size adjustment should be applied. The appropriate % adjustment should be made in accordance with the scale for contract size adjustment specified under section 6 of the RCG 2021 Guidance notes. The currency ERC rates are set at £4m (Four Million Pounds) @ 1st April 2019 (AVD) for the RCG 2021 Publication. | Pits and Ducts - Nominal Sizes | - | 2 | TRUE
4525 | 3000VY | 7052 | 3000VY | Pits and Ducts | Square or Rectangular 2m deep | 5.0m wide | 5.0m long | 50.0m³ | Pits and ducts comprising 300mm thickness reinforced concrete walls and floors rectangular or square on plan. Excludes any pre cast material | Location Adjustment Applicable (See Guidance Notes) - ERC = UK mean of 1.00 | (BEAMS Note 2) The ERC for this item should be added to all other rateable items on the hereditament (except land). Therefore the total of the ERC of the other Building Items and the P&M ERC (where applicable) to enable the correct contract size adjustment to be made. ERC of Building Component + ERC of P&M = Total ERC to which contract size adjustment should be applied. The appropriate % adjustment should be made in accordance with the scale for contract size adjustment specified under section 6 of the RCG 2023 Guidance notes. The currency ERC rates are set at £4m (Four Million Pounds) @ 1st April 2021 (AVD) for the RCG 2023 Publication. | For covered pits and ducts add for the effective floor area of the pit the cost of £68/m2; (in situ composite floor). For differing wall thicknesses adjust 300mm to reflect: 200mm (-20%), 400mm (21%) and 500mm (44%) | Measure internal dimensions and wall thickness where practicable = m | - | - | - | - | For covered pits and ducts add for the effective floor area of the pit the cost of £120/m2 to include the cost of the | Pits and Ducts - Nominal Sizes | - | 10183 |  | M3 | - | NA | NA | NA | 180.8638 | Option 2 | 224.2357 | 23.98% | 296 | 223.7062 | 23.69% | -0.2361% | 223.7062 | 23.69% | Calculator | NA | VOA_GPN_GOV_UK\7246041 | 2019-08-30 | Low | - | High | Risk taken from previous CG | - | - | NA | SPONS A&B | NA | (BEAMS Note 2) The ERC for this item should be added to all other rateable items on the hereditament (except land). Therefore the total of the ERC of the other Building Items and the P&M ERC (where applicable) to enable the correct contract size adjustment to be made. ERC of Building Component + ERC of P&M = Total ERC to which contract size adjustment should be applied. The appropriate % adjustment should be made in accordance with the scale for contract size adjustment specified under section 6 of the RCG 2021 Guidance notes. The currency ERC rates are set at £4m (Four Million Pounds) @ 1st April 2019 (AVD) for the RCG 2021 Publication. | Pits and Ducts - Nominal Sizes | - | 2 | TRUE
4526 | 3000WA | 7053 | 3000WA | Pits and Ducts | Square or Rectangular 2m deep | 5.0m wide | 10.0m long | 100.0m³ | Pits and ducts comprising 300mm thickness reinforced concrete walls and floors rectangular or square on plan. Excludes any pre cast material | Location Adjustment Applicable (See Guidance Notes) - ERC = UK mean of 1.00 | (BEAMS Note 2) The ERC for this item should be added to all other rateable items on the hereditament (except land). Therefore the total of the ERC of the other Building Items and the P&M ERC (where applicable) to enable the correct contract size adjustment to be made. ERC of Building Component + ERC of P&M = Total ERC to which contract size adjustment should be applied. The appropriate % adjustment should be made in accordance with the scale for contract size adjustment specified under section 6 of the RCG 2023 Guidance notes. The currency ERC rates are set at £4m (Four Million Pounds) @ 1st April 2021 (AVD) for the RCG 2023 Publication. | For covered pits and ducts add for the effective floor area of the pit the cost of £68/m2; (in situ composite floor). For differing wall thicknesses adjust 300mm to reflect: 200mm (-20%), 400mm (21%) and 500mm (44%) | Measure internal dimensions and wall thickness where practicable = m | - | - | - | - | For covered pits and ducts add for the effective floor area of the pit the cost of £120/m2 to include the cost of the | Pits and Ducts - Nominal Sizes | - | 10183 |  | M3 | - | NA | NA | NA | 145.4607 | Option 2 | 180.3427 | 23.98% | 242 | 182.895 | 25.74% | 1.415% | 182.895 | 25.74% | Calculator | NA | VOA_GPN_GOV_UK\7246041 | 2019-08-30 | Low | - | High | Risk taken from previous CG | - | - | NA | SPONS A&B | NA | (BEAMS Note 2) The ERC for this item should be added to all other rateable items on the hereditament (except land). Therefore the total of the ERC of the other Building Items and the P&M ERC (where applicable) to enable the correct contract size adjustment to be made. ERC of Building Component + ERC of P&M = Total ERC to which contract size adjustment should be applied. The appropriate % adjustment should be made in accordance with the scale for contract size adjustment specified under section 6 of the RCG 2021 Guidance notes. The currency ERC rates are set at £4m (Four Million Pounds) @ 1st April 2019 (AVD) for the RCG 2021 Publication. | Pits and Ducts - Nominal Sizes | - | 2 | TRUE
4527 | 3000WF | 7054 | 3000WF | Pits and Ducts | Square or Rectangular 2m deep | 5.0m wide | 50.0m long | 500.0m³ | Pits and ducts comprising 300mm thickness reinforced concrete walls and floors rectangular or square on plan. Excludes any pre cast material | Location Adjustment Applicable (See Guidance Notes) - ERC = UK mean of 1.00 | (BEAMS Note 2) The ERC for this item should be added to all other rateable items on the hereditament (except land). Therefore the total of the ERC of the other Building Items and the P&M ERC (where applicable) to enable the correct contract size adjustment to be made. ERC of Building Component + ERC of P&M = Total ERC to which contract size adjustment should be applied. The appropriate % adjustment should be made in accordance with the scale for contract size adjustment specified under section 6 of the RCG 2023 Guidance notes. The currency ERC rates are set at £4m (Four Million Pounds) @ 1st April 2021 (AVD) for the RCG 2023 Publication. | For covered pits and ducts add for the effective floor area of the pit the cost of £68/m2; (in situ composite floor). For differing wall thicknesses adjust 300mm to reflect: 200mm (-20%), 400mm (21%) and 500mm (44%) | Measure internal dimensions and wall thickness where practicable = m | - | - | - | - | - | Pits and Ducts - Nominal Sizes | - | 10183 |  | M3 | - | NA | NA | NA | 117.7539 | Option 2 | 145.9917 | 23.98% | 198 | 149.6413 | 27.08% | 2.5% | 149.6413 | 27.08% | Calculator | NA | VOA_GPN_GOV_UK\7246041 | 2019-08-30 | Low | - | High | Risk taken from previous CG | - | - | NA | SPONS A&B | NA | (BEAMS Note 2) The ERC for this item should be added to all other rateable items on the hereditament (except land). Therefore the total of the ERC of the other Building Items and the P&M ERC (where applicable) to enable the correct contract size adjustment to be made. ERC of Building Component + ERC of P&M = Total ERC to which contract size adjustment should be applied. The appropriate % adjustment should be made in accordance with the scale for contract size adjustment specified under section 6 of the RCG 2021 Guidance notes. The currency ERC rates are set at £4m (Four Million Pounds) @ 1st April 2019 (AVD) for the RCG 2021 Publication. | Pits and Ducts - Nominal Sizes | - | 2 | TRUE
4528 | 3000WT | 7057 | 3000WT | Pits and Ducts | Square or Rectangular 5m deep | 1.0m wide | 1.0m long | 5.0m³ | Pits and ducts comprising 300mm thickness reinforced concrete walls and floors rectangular or square on plan. Excludes any pre cast material | Location Adjustment Applicable (See Guidance Notes) - ERC = UK mean of 1.00 | (BEAMS Note 2) The ERC for this item should be added to all other rateable items on the hereditament (except land). Therefore the total of the ERC of the other Building Items and the P&M ERC (where applicable) to enable the correct contract size adjustment to be made. ERC of Building Component + ERC of P&M = Total ERC to which contract size adjustment should be applied. The appropriate % adjustment should be made in accordance with the scale for contract size adjustment specified under section 6 of the RCG 2023 Guidance notes. The currency ERC rates are set at £4m (Four Million Pounds) @ 1st April 2021 (AVD) for the RCG 2023 Publication. | For covered pits and ducts add for the effective floor area of the pit the cost of £68/m2; (in situ composite floor). For differing wall thicknesses adjust 300mm to reflect: 200mm (-20%), 400mm (21%) and 500mm (44%) | measure internal dimensions in m Measure wall thickness where practicable | - | - | - | - | - | Pits and Ducts - Nominal Sizes | - | 10184 |  | M3 | - | NA | NA | NA | 868.9158 | Option 2 | 1077.2854 | 23.98% | 1474 | 1113.9966 | 28.21% | 3.408% | 1113.9966 | 28.21% | Calculator | NA | VOA_GPN_GOV_UK\7246041 | 2019-08-30 | Low | - | High | Risk taken from previous CG | - | - | NA | SPONS A&B | NA | (BEAMS Note 2) The ERC for this item should be added to all other rateable items on the hereditament (except land). Therefore the total of the ERC of the other Building Items and the P&M ERC (where applicable) to enable the correct contract size adjustment to be made. ERC of Building Component + ERC of P&M = Total ERC to which contract size adjustment should be applied. The appropriate % adjustment should be made in accordance with the scale for contract size adjustment specified under section 6 of the RCG 2021 Guidance notes. The currency ERC rates are set at £4m (Four Million Pounds) @ 1st April 2019 (AVD) for the RCG 2021 Publication. | Pits and Ducts - Nominal Sizes | - | 2 | TRUE
4529 | 3000WY | 7058 | 3000WY | Pits and Ducts | Square or Rectangular 5m deep | 1.0m wide | 2.0m long | 10.0m³ | Pits and ducts comprising 300mm thickness reinforced concrete walls and floors rectangular or square on plan. Excludes any pre cast material | Location Adjustment Applicable (See Guidance Notes) - ERC = UK mean of 1.00 | (BEAMS Note 2) The ERC for this item should be added to all other rateable items on the hereditament (except land). Therefore the total of the ERC of the other Building Items and the P&M ERC (where applicable) to enable the correct contract size adjustment to be made. ERC of Building Component + ERC of P&M = Total ERC to which contract size adjustment should be applied. The appropriate % adjustment should be made in accordance with the scale for contract size adjustment specified under section 6 of the RCG 2023 Guidance notes. The currency ERC rates are set at £4m (Four Million Pounds) @ 1st April 2021 (AVD) for the RCG 2023 Publication. | For covered pits and ducts add for the effective floor area of the pit the cost of £68/m2; (in situ composite floor). For differing wall thicknesses adjust 300mm to reflect: 200mm (-20%), 400mm (21%) and 500mm (44%) | Measure internal dimensions and wall thickness where practicable = m | - | - | - | - | - | Pits and Ducts - Nominal Sizes | - | 10184 |  | M3 | - | NA | NA | NA | 608.0102 | Option 2 | 753.8135 | 23.98% | 1020 | 770.8796 | 26.79% | 2.264% | 770.8796 | 26.79% | Calculator | NA | VOA_GPN_GOV_UK\7246041 | 2019-08-30 | Low | - | High | Risk taken from previous CG | - | - | NA | SPONS A&B | NA | (BEAMS Note 2) The ERC for this item should be added to all other rateable items on the hereditament (except land). Therefore the total of the ERC of the other Building Items and the P&M ERC (where applicable) to enable the correct contract size adjustment to be made. ERC of Building Component + ERC of P&M = Total ERC to which contract size adjustment should be applied. The appropriate % adjustment should be made in accordance with the scale for contract size adjustment specified under section 6 of the RCG 2021 Guidance notes. The currency ERC rates are set at £4m (Four Million Pounds) @ 1st April 2019 (AVD) for the RCG 2021 Publication. | Pits and Ducts - Nominal Sizes | - | 2 | TRUE
4530 | 3000XA | 7059 | 3000XA | Pits and Ducts | Square or Rectangular 5m deep | 1.0m wide | 5.0m long | 25.0m³ | Pits and ducts comprising 300mm thickness reinforced concrete walls and floors rectangular or square on plan. Excludes any pre cast material | Location Adjustment Applicable (See Guidance Notes) - ERC = UK mean of 1.00 | (BEAMS Note 2) The ERC for this item should be added to all other rateable items on the hereditament (except land). Therefore the total of the ERC of the other Building Items and the P&M ERC (where applicable) to enable the correct contract size adjustment to be made. ERC of Building Component + ERC of P&M = Total ERC to which contract size adjustment should be applied. The appropriate % adjustment should be made in accordance with the scale for contract size adjustment specified under section 6 of the RCG 2023 Guidance notes. The currency ERC rates are set at £4m (Four Million Pounds) @ 1st April 2021 (AVD) for the RCG 2023 Publication. | For covered pits and ducts add for the effective floor area of the pit the cost of £68/m2; (in situ composite floor). For differing wall thicknesses adjust 300mm to reflect: 200mm (-20%), 400mm (21%) and 500mm (44%) | Measure internal dimensions and wall thickness where practicable = m | - | - | - | - | - | Pits and Ducts - Nominal Sizes | - | 10184 |  | M3 | - | NA | NA | NA | 451.005 | Option 2 | 559.1579 | 23.98% | 748 | 565.3117 | 25.34% | 1.101% | 565.3117 | 25.34% | Calculator | NA | VOA_GPN_GOV_UK\7246041 | 2019-08-30 | Low | - | High | Risk taken from previous CG | - | - | NA | SPONS A&B | NA | (BEAMS Note 2) The ERC for this item should be added to all other rateable items on the hereditament (except land). Therefore the total of the ERC of the other Building Items and the P&M ERC (where applicable) to enable the correct contract size adjustment to be made. ERC of Building Component + ERC of P&M = Total ERC to which contract size adjustment should be applied. The appropriate % adjustment should be made in accordance with the scale for contract size adjustment specified under section 6 of the RCG 2021 Guidance notes. The currency ERC rates are set at £4m (Four Million Pounds) @ 1st April 2019 (AVD) for the RCG 2021 Publication. | Pits and Ducts - Nominal Sizes | - | 2 | TRUE
4531 | 3000XF | 7063 | 3000XF | Pits and Ducts | Square or Rectangular 5m deep | 1.0m wide | 10.0m long | 50.0m³ | Pits and ducts comprising 300mm thickness reinforced concrete walls and floors rectangular or square on plan. Excludes any pre cast material | Location Adjustment Applicable (See Guidance Notes) - ERC = UK mean of 1.00 | (BEAMS Note 2) The ERC for this item should be added to all other rateable items on the hereditament (except land). Therefore the total of the ERC of the other Building Items and the P&M ERC (where applicable) to enable the correct contract size adjustment to be made. ERC of Building Component + ERC of P&M = Total ERC to which contract size adjustment should be applied. The appropriate % adjustment should be made in accordance with the scale for contract size adjustment specified under section 6 of the RCG 2023 Guidance notes. The currency ERC rates are set at £4m (Four Million Pounds) @ 1st April 2021 (AVD) for the RCG 2023 Publication. | For covered pits and ducts add for the effective floor area of the pit the cost of £68/m2; (in situ composite floor). For differing wall thicknesses adjust 300mm to reflect: 200mm (-20%), 400mm (21%) and 500mm (44%) | Measure internal dimensions and wall thickness where practicable = m | - | - | - | - | - | Pits and Ducts - Nominal Sizes | - | 10184 |  | M3 | - | NA | NA | NA | 398.67 | Option 2 | 494.2726 | 23.98% | 657 | 496.5371 | 24.55% | 0.4581% | 496.5371 | 24.55% | Calculator | NA | VOA_GPN_GOV_UK\7246041 | 2019-08-30 | Low | - | High | Risk taken from previous CG | - | - | NA | SPONS A&B | NA | (BEAMS Note 2) The ERC for this item should be added to all other rateable items on the hereditament (except land). Therefore the total of the ERC of the other Building Items and the P&M ERC (where applicable) to enable the correct contract size adjustment to be made. ERC of Building Component + ERC of P&M = Total ERC to which contract size adjustment should be applied. The appropriate % adjustment should be made in accordance with the scale for contract size adjustment specified under section 6 of the RCG 2021 Guidance notes. The currency ERC rates are set at £4m (Four Million Pounds) @ 1st April 2019 (AVD) for the RCG 2021 Publication. | Pits and Ducts - Nominal Sizes | - | 2 | TRUE
4532 | 3000XK | 7064 | 3000XK | Pits and Ducts | Square or Rectangular 5m deep | 1.0m wide | 50.0m long | 250.0m³ | Pits and ducts comprising 300mm thickness reinforced concrete walls and floors rectangular or square on plan. Excludes any pre cast material | Location Adjustment Applicable (See Guidance Notes) - ERC = UK mean of 1.00 | (BEAMS Note 2) The ERC for this item should be added to all other rateable items on the hereditament (except land). Therefore the total of the ERC of the other Building Items and the P&M ERC (where applicable) to enable the correct contract size adjustment to be made. ERC of Building Component + ERC of P&M = Total ERC to which contract size adjustment should be applied. The appropriate % adjustment should be made in accordance with the scale for contract size adjustment specified under section 6 of the RCG 2023 Guidance notes. The currency ERC rates are set at £4m (Four Million Pounds) @ 1st April 2021 (AVD) for the RCG 2023 Publication. | For covered pits and ducts add for the effective floor area of the pit the cost of £68/m2; (in situ composite floor). For differing wall thicknesses adjust 300mm to reflect: 200mm (-20%), 400mm (21%) and 500mm (44%) | Measure internal dimensions and wall thickness where practicable = m | - | - | - | - | - | Pits and Ducts - Nominal Sizes | - | 10184 |  | M3 | - | NA | NA | NA | 357.1098 | Option 2 | 442.7462 | 23.98% | 585 | 442.1221 | 23.81% | -0.1409% | 442.1221 | 23.81% | Calculator | NA | VOA_GPN_GOV_UK\7246041 | 2019-08-30 | Low | - | High | Risk taken from previous CG | - | - | NA | SPONS A&B | NA | (BEAMS Note 2) The ERC for this item should be added to all other rateable items on the hereditament (except land). Therefore the total of the ERC of the other Building Items and the P&M ERC (where applicable) to enable the correct contract size adjustment to be made. ERC of Building Component + ERC of P&M = Total ERC to which contract size adjustment should be applied. The appropriate % adjustment should be made in accordance with the scale for contract size adjustment specified under section 6 of the RCG 2021 Guidance notes. The currency ERC rates are set at £4m (Four Million Pounds) @ 1st April 2019 (AVD) for the RCG 2021 Publication. | Pits and Ducts - Nominal Sizes | - | 2 | TRUE
4533 | 3000Z5 | 7019 | 3000Z5 | Pits and Ducts | Square or Rectangular 5m deep | 10.0m wide | 10.0m long | 500.0m³ | Pits and ducts comprising 300mm thickness reinforced concrete walls and floors rectangular or square on plan. Excludes any pre cast material | Location Adjustment Applicable (See Guidance Notes) - ERC = UK mean of 1.00 | (BEAMS Note 2) The ERC for this item should be added to all other rateable items on the hereditament (except land). Therefore the total of the ERC of the other Building Items and the P&M ERC (where applicable) to enable the correct contract size adjustment to be made. ERC of Building Component + ERC of P&M = Total ERC to which contract size adjustment should be applied. The appropriate % adjustment should be made in accordance with the scale for contract size adjustment specified under section 6 of the RCG 2023 Guidance notes. The currency ERC rates are set at £4m (Four Million Pounds) @ 1st April 2021 (AVD) for the RCG 2023 Publication. | For covered pits and ducts add for the effective floor area of the pit the cost of £68/m2; (in situ composite floor). For differing wall thicknesses adjust 300mm to reflect: 200mm (-20%), 400mm (21%) and 500mm (44%) | Measure internal dimensions and wall thickness where practicable = m | - | - | - | - | - | Pits and Ducts - Nominal Sizes | - | 10184 |  | M3 | - | NA | NA | NA | 99.2827 | Option 2 | 123.0911 | 23.98% | 171 | 129.2357 | 30.17% | 4.992% | 129.2357 | 30.17% | Calculator | NA | VOA_GPN_GOV_UK\7246041 | 2019-08-30 | Low | - | High | Risk taken from previous CG | - | - | NA | SPONS A&B | NA | (BEAMS Note 2) The ERC for this item should be added to all other rateable items on the hereditament (except land). Therefore the total of the ERC of the other Building Items and the P&M ERC (where applicable) to enable the correct contract size adjustment to be made. ERC of Building Component + ERC of P&M = Total ERC to which contract size adjustment should be applied. The appropriate % adjustment should be made in accordance with the scale for contract size adjustment specified under section 6 of the RCG 2021 Guidance notes. The currency ERC rates are set at £4m (Four Million Pounds) @ 1st April 2019 (AVD) for the RCG 2021 Publication. | Pits and Ducts - Nominal Sizes | - | 2 | TRUE
4534 | 3000Z6 | 7020 | 3000Z6 | Pits and Ducts | Square or Rectangular 5m deep | 10.0m wide | 50.0m long | 2500.m³ | Pits and ducts comprising 300mm thickness reinforced concrete walls and floors rectangular or square on plan. Excludes any pre cast material | Location Adjustment Applicable (See Guidance Notes) - ERC = UK mean of 1.00 | (BEAMS Note 2) The ERC for this item should be added to all other rateable items on the hereditament (except land). Therefore the total of the ERC of the other Building Items and the P&M ERC (where applicable) to enable the correct contract size adjustment to be made. ERC of Building Component + ERC of P&M = Total ERC to which contract size adjustment should be applied. The appropriate % adjustment should be made in accordance with the scale for contract size adjustment specified under section 6 of the RCG 2023 Guidance notes. The currency ERC rates are set at £4m (Four Million Pounds) @ 1st April 2021 (AVD) for the RCG 2023 Publication. | For covered pits and ducts add for the effective floor area of the pit the cost of £68/m2; (in situ composite floor). For differing wall thicknesses adjust 300mm to reflect: 200mm (-20%), 400mm (21%) and 500mm (44%) | Measure internal dimensions and wall thickness where practicable = m | - | - | - | - | - | Pits and Ducts - Nominal Sizes | - | 10184 |  | M3 | - | NA | NA | NA | 72.3455 | Option 2 | 89.6943 | 23.98% | 128 | 96.7378 | 33.72% | 7.853% | 96.7378 | 33.72% | Calculator | NA | VOA_GPN_GOV_UK\7246041 | 2019-08-30 | Low | - | High | Risk taken from previous CG | - | - | NA | SPONS A&B | NA | (BEAMS Note 2) The ERC for this item should be added to all other rateable items on the hereditament (except land). Therefore the total of the ERC of the other Building Items and the P&M ERC (where applicable) to enable the correct contract size adjustment to be made. ERC of Building Component + ERC of P&M = Total ERC to which contract size adjustment should be applied. The appropriate % adjustment should be made in accordance with the scale for contract size adjustment specified under section 6 of the RCG 2021 Guidance notes. The currency ERC rates are set at £4m (Four Million Pounds) @ 1st April 2019 (AVD) for the RCG 2021 Publication. | Pits and Ducts - Nominal Sizes | - | 2 | TRUE
4535 | 3000XP | 7065 | 3000XP | Pits and Ducts | Square or Rectangular 5m deep | 2.0m wide | 2.0m long | 20.0m³ | Pits and ducts comprising 300mm thickness reinforced concrete walls and floors rectangular or square on plan. Excludes any pre cast material | Location Adjustment Applicable (See Guidance Notes) - ERC = UK mean of 1.00 | (BEAMS Note 2) The ERC for this item should be added to all other rateable items on the hereditament (except land). Therefore the total of the ERC of the other Building Items and the P&M ERC (where applicable) to enable the correct contract size adjustment to be made. ERC of Building Component + ERC of P&M = Total ERC to which contract size adjustment should be applied. The appropriate % adjustment should be made in accordance with the scale for contract size adjustment specified under section 6 of the RCG 2023 Guidance notes. The currency ERC rates are set at £4m (Four Million Pounds) @ 1st April 2021 (AVD) for the RCG 2023 Publication. | For covered pits and ducts add for the effective floor area of the pit the cost of £68/m2; (in situ composite floor). For differing wall thicknesses adjust 300mm to reflect: 200mm (-20%), 400mm (21%) and 500mm (44%) | Measure internal dimensions and wall thickness where practicable = m | - | - | - | - | - | Pits and Ducts - Nominal Sizes | - | 10184 |  | M3 | - | NA | NA | NA | 399.4396 | Option 2 | 495.2268 | 23.98% | 669 | 505.6063 | 26.58% | 2.096% | 505.6063 | 26.58% | Calculator | NA | VOA_GPN_GOV_UK\7246041 | 2019-08-30 | Low | - | High | Risk taken from previous CG | - | - | NA | SPONS A&B | NA | (BEAMS Note 2) The ERC for this item should be added to all other rateable items on the hereditament (except land). Therefore the total of the ERC of the other Building Items and the P&M ERC (where applicable) to enable the correct contract size adjustment to be made. ERC of Building Component + ERC of P&M = Total ERC to which contract size adjustment should be applied. The appropriate % adjustment should be made in accordance with the scale for contract size adjustment specified under section 6 of the RCG 2021 Guidance notes. The currency ERC rates are set at £4m (Four Million Pounds) @ 1st April 2019 (AVD) for the RCG 2021 Publication. | Pits and Ducts - Nominal Sizes | - | 2 | TRUE
4536 | 3000XT | 7066 | 3000XT | Pits and Ducts | Square or Rectangular 5m deep | 2.0m wide | 5.0m long | 50.0m³ | Pits and ducts comprising 300mm thickness reinforced concrete walls and floors rectangular or square on plan. Excludes any pre cast material | Location Adjustment Applicable (See Guidance Notes) - ERC = UK mean of 1.00 | (BEAMS Note 2) The ERC for this item should be added to all other rateable items on the hereditament (except land). Therefore the total of the ERC of the other Building Items and the P&M ERC (where applicable) to enable the correct contract size adjustment to be made. ERC of Building Component + ERC of P&M = Total ERC to which contract size adjustment should be applied. The appropriate % adjustment should be made in accordance with the scale for contract size adjustment specified under section 6 of the RCG 2023 Guidance notes. The currency ERC rates are set at £4m (Four Million Pounds) @ 1st April 2021 (AVD) for the RCG 2023 Publication. | For covered pits and ducts add for the effective floor area of the pit the cost of £68/m2; (in situ composite floor). For differing wall thicknesses adjust 300mm to reflect: 200mm (-20%), 400mm (21%) and 500mm (44%) | Measure internal dimensions and wall thickness where practicable = m | - | - | - | - | - | Pits and Ducts - Nominal Sizes | - | 10184 |  | M3 | - | NA | NA | NA | 273.9894 | Option 2 | 339.6932 | 23.98% | 458 | 346.1401 | 26.33% | 1.898% | 346.1401 | 26.33% | Calculator | NA | VOA_GPN_GOV_UK\7246041 | 2019-08-30 | Low | - | High | Risk taken from previous CG | - | - | NA | SPONS A&B | NA | (BEAMS Note 2) The ERC for this item should be added to all other rateable items on the hereditament (except land). Therefore the total of the ERC of the other Building Items and the P&M ERC (where applicable) to enable the correct contract size adjustment to be made. ERC of Building Component + ERC of P&M = Total ERC to which contract size adjustment should be applied. The appropriate % adjustment should be made in accordance with the scale for contract size adjustment specified under section 6 of the RCG 2021 Guidance notes. The currency ERC rates are set at £4m (Four Million Pounds) @ 1st April 2019 (AVD) for the RCG 2021 Publication. | Pits and Ducts - Nominal Sizes | - | 2 | TRUE
4537 | 3000XY | 7067 | 3000XY | Pits and Ducts | Square or Rectangular 5m deep | 2.0m wide | 10.0m long | 100.0m³ | Pits and ducts comprising 300mm thickness reinforced concrete walls and floors rectangular or square on plan. Excludes any pre cast material | Location Adjustment Applicable (See Guidance Notes) - ERC = UK mean of 1.00 | (BEAMS Note 2) The ERC for this item should be added to all other rateable items on the hereditament (except land). Therefore the total of the ERC of the other Building Items and the P&M ERC (where applicable) to enable the correct contract size adjustment to be made. ERC of Building Component + ERC of P&M = Total ERC to which contract size adjustment should be applied. The appropriate % adjustment should be made in accordance with the scale for contract size adjustment specified under section 6 of the RCG 2023 Guidance notes. The currency ERC rates are set at £4m (Four Million Pounds) @ 1st April 2021 (AVD) for the RCG 2023 Publication. | For covered pits and ducts add for the effective floor area of the pit the cost of £68/m2; (in situ composite floor). For differing wall thicknesses adjust 300mm to reflect: 200mm (-20%), 400mm (21%) and 500mm (44%) | Measure internal dimensions and wall thickness where practicable = m | - | - | - | - | - | Pits and Ducts - Nominal Sizes | - | 10184 |  | M3 | - | NA | NA | NA | 232.4292 | Option 2 | 288.1667 | 23.98% | 387 | 292.4808 | 25.84% | 1.497% | 292.4808 | 25.84% | Calculator | NA | VOA_GPN_GOV_UK\7246041 | 2019-08-30 | Low | - | High | Risk taken from previous CG | - | - | NA | SPONS A&B | NA | (BEAMS Note 2) The ERC for this item should be added to all other rateable items on the hereditament (except land). Therefore the total of the ERC of the other Building Items and the P&M ERC (where applicable) to enable the correct contract size adjustment to be made. ERC of Building Component + ERC of P&M = Total ERC to which contract size adjustment should be applied. The appropriate % adjustment should be made in accordance with the scale for contract size adjustment specified under section 6 of the RCG 2021 Guidance notes. The currency ERC rates are set at £4m (Four Million Pounds) @ 1st April 2019 (AVD) for the RCG 2021 Publication. | Pits and Ducts - Nominal Sizes | - | 2 | TRUE
4538 | 3000YA | 7068 | 3000YA | Pits and Ducts | Square or Rectangular 5m deep | 2.0m wide | 50.0m long | 500.0m³ | Pits and ducts comprising 300mm thickness reinforced concrete walls and floors rectangular or square on plan. Excludes any pre cast material | Location Adjustment Applicable (See Guidance Notes) - ERC = UK mean of 1.00 | (BEAMS Note 2) The ERC for this item should be added to all other rateable items on the hereditament (except land). Therefore the total of the ERC of the other Building Items and the P&M ERC (where applicable) to enable the correct contract size adjustment to be made. ERC of Building Component + ERC of P&M = Total ERC to which contract size adjustment should be applied. The appropriate % adjustment should be made in accordance with the scale for contract size adjustment specified under section 6 of the RCG 2023 Guidance notes. The currency ERC rates are set at £4m (Four Million Pounds) @ 1st April 2021 (AVD) for the RCG 2023 Publication. | For covered pits and ducts add for the effective floor area of the pit the cost of £68/m2; (in situ composite floor). For differing wall thicknesses adjust 300mm to reflect: 200mm (-20%), 400mm (21%) and 500mm (44%) | Measure internal dimensions and wall thickness where practicable = m | - | - | - | - | - | Pits and Ducts - Nominal Sizes | - | 10184 |  | M3 | - | NA | NA | NA | 199.335 | Option 2 | 247.1363 | 23.98% | 331 | 250.158 | 25.5% | 1.223% | 250.158 | 25.5% | Calculator | NA | VOA_GPN_GOV_UK\7246041 | 2019-08-30 | Low | - | High | Risk taken from previous CG | - | - | NA | SPONS A&B | NA | (BEAMS Note 2) The ERC for this item should be added to all other rateable items on the hereditament (except land). Therefore the total of the ERC of the other Building Items and the P&M ERC (where applicable) to enable the correct contract size adjustment to be made. ERC of Building Component + ERC of P&M = Total ERC to which contract size adjustment should be applied. The appropriate % adjustment should be made in accordance with the scale for contract size adjustment specified under section 6 of the RCG 2021 Guidance notes. The currency ERC rates are set at £4m (Four Million Pounds) @ 1st April 2019 (AVD) for the RCG 2021 Publication. | Pits and Ducts - Nominal Sizes | - | 2 | TRUE
4539 | 3000YF | 7069 | 3000YF | Pits and Ducts | Square or Rectangular 5m deep | 3.0m wide | 5.0m long | 75.0m³ | Pits and ducts comprising 300mm thickness reinforced concrete walls and floors rectangular or square on plan. Excludes any pre cast material | Location Adjustment Applicable (See Guidance Notes) - ERC = UK mean of 1.00 | (BEAMS Note 2) The ERC for this item should be added to all other rateable items on the hereditament (except land). Therefore the total of the ERC of the other Building Items and the P&M ERC (where applicable) to enable the correct contract size adjustment to be made. ERC of Building Component + ERC of P&M = Total ERC to which contract size adjustment should be applied. The appropriate % adjustment should be made in accordance with the scale for contract size adjustment specified under section 6 of the RCG 2023 Guidance notes. The currency ERC rates are set at £4m (Four Million Pounds) @ 1st April 2021 (AVD) for the RCG 2023 Publication. | For covered pits and ducts add for the effective floor area of the pit the cost of £68/m2; (in situ composite floor). For differing wall thicknesses adjust 300mm to reflect: 200mm (-20%), 400mm (21%) and 500mm (44%) | Measure internal dimensions and wall thickness where practicable = m | - | - | - | - | - | Pits and Ducts - Nominal Sizes | - | 10184 |  | M3 | - | NA | NA | NA | 215.4973 | Option 2 | 267.1744 | 23.98% | 361 | 272.8309 | 26.61% | 2.117% | 272.8309 | 26.61% | Calculator | NA | VOA_GPN_GOV_UK\7246041 | 2019-08-30 | Low | - | High | Risk taken from previous CG | - | - | NA | SPONS A&B | NA | (BEAMS Note 2) The ERC for this item should be added to all other rateable items on the hereditament (except land). Therefore the total of the ERC of the other Building Items and the P&M ERC (where applicable) to enable the correct contract size adjustment to be made. ERC of Building Component + ERC of P&M = Total ERC to which contract size adjustment should be applied. The appropriate % adjustment should be made in accordance with the scale for contract size adjustment specified under section 6 of the RCG 2021 Guidance notes. The currency ERC rates are set at £4m (Four Million Pounds) @ 1st April 2019 (AVD) for the RCG 2021 Publication. | Pits and Ducts - Nominal Sizes | - | 2 | TRUE
4540 | 3000YK | 7070 | 3000YK | Pits and Ducts | Square or Rectangular 5m deep | 3.0m wide | 10.0m long | 150.0m³ | Pits and ducts comprising 300mm thickness reinforced concrete walls and floors rectangular or square on plan. Excludes any pre cast material | Location Adjustment Applicable (See Guidance Notes) - ERC = UK mean of 1.00 | (BEAMS Note 2) The ERC for this item should be added to all other rateable items on the hereditament (except land). Therefore the total of the ERC of the other Building Items and the P&M ERC (where applicable) to enable the correct contract size adjustment to be made. ERC of Building Component + ERC of P&M = Total ERC to which contract size adjustment should be applied. The appropriate % adjustment should be made in accordance with the scale for contract size adjustment specified under section 6 of the RCG 2023 Guidance notes. The currency ERC rates are set at £4m (Four Million Pounds) @ 1st April 2021 (AVD) for the RCG 2023 Publication. | For covered pits and ducts add for the effective floor area of the pit the cost of £68/m2; (in situ composite floor). For differing wall thicknesses adjust 300mm to reflect: 200mm (-20%), 400mm (21%) and 500mm (44%) | Measure internal dimensions and wall thickness where practicable = m | - | - | - | - | - | Pits and Ducts - Nominal Sizes | - | 10184 |  | M3 | - | NA | NA | NA | 177.0156 | Option 2 | 219.4647 | 23.98% | 297 | 224.462 | 26.8% | 2.277% | 224.462 | 26.8% | Calculator | NA | VOA_GPN_GOV_UK\7246041 | 2019-08-30 | Low | - | High | Risk taken from previous CG | - | - | NA | SPONS A&B | NA | (BEAMS Note 2) The ERC for this item should be added to all other rateable items on the hereditament (except land). Therefore the total of the ERC of the other Building Items and the P&M ERC (where applicable) to enable the correct contract size adjustment to be made. ERC of Building Component + ERC of P&M = Total ERC to which contract size adjustment should be applied. The appropriate % adjustment should be made in accordance with the scale for contract size adjustment specified under section 6 of the RCG 2021 Guidance notes. The currency ERC rates are set at £4m (Four Million Pounds) @ 1st April 2019 (AVD) for the RCG 2021 Publication. | Pits and Ducts - Nominal Sizes | - | 2 | TRUE
4541 | 3000YP | 7071 | 3000YP | Pits and Ducts | Square or Rectangular 5m deep | 3.0m wide | 50.0m long | 750.0m³ | Pits and ducts comprising 300mm thickness reinforced concrete walls and floors rectangular or square on plan. Excludes any pre cast material | Location Adjustment Applicable (See Guidance Notes) - ERC = UK mean of 1.00 | (BEAMS Note 2) The ERC for this item should be added to all other rateable items on the hereditament (except land). Therefore the total of the ERC of the other Building Items and the P&M ERC (where applicable) to enable the correct contract size adjustment to be made. ERC of Building Component + ERC of P&M = Total ERC to which contract size adjustment should be applied. The appropriate % adjustment should be made in accordance with the scale for contract size adjustment specified under section 6 of the RCG 2023 Guidance notes. The currency ERC rates are set at £4m (Four Million Pounds) @ 1st April 2021 (AVD) for the RCG 2023 Publication. | For covered pits and ducts add for the effective floor area of the pit the cost of £68/m2; (in situ composite floor). For differing wall thicknesses adjust 300mm to reflect: 200mm (-20%), 400mm (21%) and 500mm (44%) | Measure internal dimensions and wall thickness where practicable = m | - | - | - | - | - | Pits and Ducts - Nominal Sizes | - | 10184 |  | M3 | - | NA | NA | NA | 146.2303 | Option 2 | 181.2969 | 23.98% | 246 | 185.918 | 27.14% | 2.549% | 185.918 | 27.14% | Calculator | NA | VOA_GPN_GOV_UK\7246041 | 2019-08-30 | Low | - | High | Risk taken from previous CG | - | - | NA | SPONS A&B | NA | (BEAMS Note 2) The ERC for this item should be added to all other rateable items on the hereditament (except land). Therefore the total of the ERC of the other Building Items and the P&M ERC (where applicable) to enable the correct contract size adjustment to be made. ERC of Building Component + ERC of P&M = Total ERC to which contract size adjustment should be applied. The appropriate % adjustment should be made in accordance with the scale for contract size adjustment specified under section 6 of the RCG 2021 Guidance notes. The currency ERC rates are set at £4m (Four Million Pounds) @ 1st April 2019 (AVD) for the RCG 2021 Publication. | Pits and Ducts - Nominal Sizes | - | 2 | TRUE
4542 | 3000YT | 7072 | 3000YT | Pits and Ducts | Square or Rectangular 5m deep | 4.0m wide | 5.0m long | 100.0m³ | Pits and ducts comprising 300mm thickness reinforced concrete walls and floors rectangular or square on plan. Excludes any pre cast material | Location Adjustment Applicable (See Guidance Notes) - ERC = UK mean of 1.00 | (BEAMS Note 2) The ERC for this item should be added to all other rateable items on the hereditament (except land). Therefore the total of the ERC of the other Building Items and the P&M ERC (where applicable) to enable the correct contract size adjustment to be made. ERC of Building Component + ERC of P&M = Total ERC to which contract size adjustment should be applied. The appropriate % adjustment should be made in accordance with the scale for contract size adjustment specified under section 6 of the RCG 2023 Guidance notes. The currency ERC rates are set at £4m (Four Million Pounds) @ 1st April 2021 (AVD) for the RCG 2023 Publication. | For covered pits and ducts add for the effective floor area of the pit the cost of £68/m2; (in situ composite floor). For differing wall thicknesses adjust 300mm to reflect: 200mm (-20%), 400mm (21%) and 500mm (44%) | Measure internal dimensions and wall thickness where practicable = m | - | - | - | - | - | Pits and Ducts - Nominal Sizes | - | 10184 |  | M3 | - | NA | NA | NA | 185.4816 | Option 2 | 229.9608 | 23.98% | 312 | 235.7985 | 27.13% | 2.539% | 235.7985 | 27.13% | Calculator | NA | VOA_GPN_GOV_UK\7246041 | 2019-08-30 | Low | - | High | Risk taken from previous CG | - | - | NA | SPONS A&B | NA | (BEAMS Note 2) The ERC for this item should be added to all other rateable items on the hereditament (except land). Therefore the total of the ERC of the other Building Items and the P&M ERC (where applicable) to enable the correct contract size adjustment to be made. ERC of Building Component + ERC of P&M = Total ERC to which contract size adjustment should be applied. The appropriate % adjustment should be made in accordance with the scale for contract size adjustment specified under section 6 of the RCG 2021 Guidance notes. The currency ERC rates are set at £4m (Four Million Pounds) @ 1st April 2019 (AVD) for the RCG 2021 Publication. | Pits and Ducts - Nominal Sizes | - | 2 | TRUE
4543 | 3000YY | 7073 | 3000YY | Pits and Ducts | Square or Rectangular 5m deep | 4.0m wide | 10.0m long | 200.0m³ | Pits and ducts comprising 300mm thickness reinforced concrete walls and floors rectangular or square on plan. Excludes any pre cast material | Location Adjustment Applicable (See Guidance Notes) - ERC = UK mean of 1.00 | (BEAMS Note 2) The ERC for this item should be added to all other rateable items on the hereditament (except land). Therefore the total of the ERC of the other Building Items and the P&M ERC (where applicable) to enable the correct contract size adjustment to be made. ERC of Building Component + ERC of P&M = Total ERC to which contract size adjustment should be applied. The appropriate % adjustment should be made in accordance with the scale for contract size adjustment specified under section 6 of the RCG 2023 Guidance notes. The currency ERC rates are set at £4m (Four Million Pounds) @ 1st April 2021 (AVD) for the RCG 2023 Publication. | For covered pits and ducts add for the effective floor area of the pit the cost of £68/m2; (in situ composite floor). For differing wall thicknesses adjust 300mm to reflect: 200mm (-20%), 400mm (21%) and 500mm (44%) | Measure internal dimensions and wall thickness where practicable = m | - | - | - | - | - | Pits and Ducts - Nominal Sizes | - | 10184 |  | M3 | - | NA | NA | NA | 149.3088 | Option 2 | 185.1137 | 23.98% | 252 | 190.4526 | 27.56% | 2.884% | 190.4526 | 27.56% | Calculator | NA | VOA_GPN_GOV_UK\7246041 | 2019-08-30 | Low | - | High | Risk taken from previous CG | - | - | NA | SPONS A&B | NA | (BEAMS Note 2) The ERC for this item should be added to all other rateable items on the hereditament (except land). Therefore the total of the ERC of the other Building Items and the P&M ERC (where applicable) to enable the correct contract size adjustment to be made. ERC of Building Component + ERC of P&M = Total ERC to which contract size adjustment should be applied. The appropriate % adjustment should be made in accordance with the scale for contract size adjustment specified under section 6 of the RCG 2021 Guidance notes. The currency ERC rates are set at £4m (Four Million Pounds) @ 1st April 2019 (AVD) for the RCG 2021 Publication. | Pits and Ducts - Nominal Sizes | - | 2 | TRUE
4544 | 3000Z1 | 7074 | 3000Z1 | Pits and Ducts | Square or Rectangular 5m deep | 4.0m wide | 50.0m long | 1000.0m³ | Pits and ducts comprising 300mm thickness reinforced concrete walls and floors rectangular or square on plan. Excludes any pre cast material | Location Adjustment Applicable (See Guidance Notes) - ERC = UK mean of 1.00 | (BEAMS Note 2) The ERC for this item should be added to all other rateable items on the hereditament (except land). Therefore the total of the ERC of the other Building Items and the P&M ERC (where applicable) to enable the correct contract size adjustment to be made. ERC of Building Component + ERC of P&M = Total ERC to which contract size adjustment should be applied. The appropriate % adjustment should be made in accordance with the scale for contract size adjustment specified under section 6 of the RCG 2023 Guidance notes. The currency ERC rates are set at £4m (Four Million Pounds) @ 1st April 2021 (AVD) for the RCG 2023 Publication. | For covered pits and ducts add for the effective floor area of the pit the cost of £68/m2; (in situ composite floor). For differing wall thicknesses adjust 300mm to reflect: 200mm (-20%), 400mm (21%) and 500mm (44%) | Measure internal dimensions and wall thickness where practicable = m | - | - | - | - | - | Pits and Ducts - Nominal Sizes | - | 10184 |  | M3 | - | NA | NA | NA | 120.0628 | Option 2 | 148.8543 | 23.98% | 204 | 154.1759 | 28.41% | 3.575% | 154.1759 | 28.41% | Calculator | NA | VOA_GPN_GOV_UK\7246041 | 2019-08-30 | Low | - | High | Risk taken from previous CG | - | - | NA | SPONS A&B | NA | (BEAMS Note 2) The ERC for this item should be added to all other rateable items on the hereditament (except land). Therefore the total of the ERC of the other Building Items and the P&M ERC (where applicable) to enable the correct contract size adjustment to be made. ERC of Building Component + ERC of P&M = Total ERC to which contract size adjustment should be applied. The appropriate % adjustment should be made in accordance with the scale for contract size adjustment specified under section 6 of the RCG 2021 Guidance notes. The currency ERC rates are set at £4m (Four Million Pounds) @ 1st April 2019 (AVD) for the RCG 2021 Publication. | Pits and Ducts - Nominal Sizes | - | 2 | TRUE
4545 | 3000Z2 | 7075 | 3000Z2 | Pits and Ducts | Square or Rectangular 5m deep | 5.0m wide | 5.0m long | 125.0m³ | Pits and ducts comprising 300mm thickness reinforced concrete walls and floors rectangular or square on plan. Excludes any pre cast material | Location Adjustment Applicable (See Guidance Notes) - ERC = UK mean of 1.00 | (BEAMS Note 2) The ERC for this item should be added to all other rateable items on the hereditament (except land). Therefore the total of the ERC of the other Building Items and the P&M ERC (where applicable) to enable the correct contract size adjustment to be made. ERC of Building Component + ERC of P&M = Total ERC to which contract size adjustment should be applied. The appropriate % adjustment should be made in accordance with the scale for contract size adjustment specified under section 6 of the RCG 2023 Guidance notes. The currency ERC rates are set at £4m (Four Million Pounds) @ 1st April 2021 (AVD) for the RCG 2023 Publication. | For covered pits and ducts add for the effective floor area of the pit the cost of £68/m2; (in situ composite floor). For differing wall thicknesses adjust 300mm to reflect: 200mm (-20%), 400mm (21%) and 500mm (44%) | Measure internal dimensions and wall thickness where practicable = m | - | - | - | - | - | Pits and Ducts - Nominal Sizes | - | 10184 |  | M3 | - | NA | NA | NA | 167.78 | Option 2 | 208.0144 | 23.98% | 283 | 213.8813 | 27.48% | 2.82% | 213.8813 | 27.48% | Calculator | NA | VOA_GPN_GOV_UK\7246041 | 2019-08-30 | Low | - | High | Risk taken from previous CG | - | - | NA | SPONS A&B | NA | (BEAMS Note 2) The ERC for this item should be added to all other rateable items on the hereditament (except land). Therefore the total of the ERC of the other Building Items and the P&M ERC (where applicable) to enable the correct contract size adjustment to be made. ERC of Building Component + ERC of P&M = Total ERC to which contract size adjustment should be applied. The appropriate % adjustment should be made in accordance with the scale for contract size adjustment specified under section 6 of the RCG 2021 Guidance notes. The currency ERC rates are set at £4m (Four Million Pounds) @ 1st April 2019 (AVD) for the RCG 2021 Publication. | Pits and Ducts - Nominal Sizes | - | 2 | TRUE
4546 | 3000Z3 | 7017 | 3000Z3 | Pits and Ducts | Square or Rectangular 5m deep | 5.0m wide | 10.0m long | 250.0m³ | Pits and ducts comprising 300mm thickness reinforced concrete walls and floors rectangular or square on plan. Excludes any pre cast material | Location Adjustment Applicable (See Guidance Notes) - ERC = UK mean of 1.00 | (BEAMS Note 2) The ERC for this item should be added to all other rateable items on the hereditament (except land). Therefore the total of the ERC of the other Building Items and the P&M ERC (where applicable) to enable the correct contract size adjustment to be made. ERC of Building Component + ERC of P&M = Total ERC to which contract size adjustment should be applied. The appropriate % adjustment should be made in accordance with the scale for contract size adjustment specified under section 6 of the RCG 2023 Guidance notes. The currency ERC rates are set at £4m (Four Million Pounds) @ 1st April 2021 (AVD) for the RCG 2023 Publication. | For covered pits and ducts add for the effective floor area of the pit the cost of £68/m2; (in situ composite floor). For differing wall thicknesses adjust 300mm to reflect: 200mm (-20%), 400mm (21%) and 500mm (44%) | Measure internal dimensions and wall thickness where practicable = m | - | - | - | - | - | Pits and Ducts - Nominal Sizes | - | 10184 |  | M3 | - | NA | NA | NA | 132.3769 | Option 2 | 164.1214 | 23.98% | 225 | 170.047 | 28.46% | 3.61% | 170.047 | 28.46% | Calculator | NA | VOA_GPN_GOV_UK\7246041 | 2019-08-30 | Low | - | High | Risk taken from previous CG | - | - | NA | SPONS A&B | NA | (BEAMS Note 2) The ERC for this item should be added to all other rateable items on the hereditament (except land). Therefore the total of the ERC of the other Building Items and the P&M ERC (where applicable) to enable the correct contract size adjustment to be made. ERC of Building Component + ERC of P&M = Total ERC to which contract size adjustment should be applied. The appropriate % adjustment should be made in accordance with the scale for contract size adjustment specified under section 6 of the RCG 2021 Guidance notes. The currency ERC rates are set at £4m (Four Million Pounds) @ 1st April 2019 (AVD) for the RCG 2021 Publication. | Pits and Ducts - Nominal Sizes | - | 2 | TRUE
4547 | 3000Z4 | 7018 | 3000Z4 | Pits and Ducts | Square or Rectangular 5m deep | 5.0m wide | 50.0m long | 1250.0m³ | Pits and ducts comprising 300mm thickness reinforced concrete walls and floors rectangular or square on plan. Excludes any pre cast material | Location Adjustment Applicable (See Guidance Notes) - ERC = UK mean of 1.00 | (BEAMS Note 2) The ERC for this item should be added to all other rateable items on the hereditament (except land). Therefore the total of the ERC of the other Building Items and the P&M ERC (where applicable) to enable the correct contract size adjustment to be made. ERC of Building Component + ERC of P&M = Total ERC to which contract size adjustment should be applied. The appropriate % adjustment should be made in accordance with the scale for contract size adjustment specified under section 6 of the RCG 2023 Guidance notes. The currency ERC rates are set at £4m (Four Million Pounds) @ 1st April 2021 (AVD) for the RCG 2023 Publication. | For covered pits and ducts add for the effective floor area of the pit the cost of £68/m2; (in situ composite floor). For differing wall thicknesses adjust 300mm to reflect: 200mm (-20%), 400mm (21%) and 500mm (44%) | Measure internal dimensions and wall thickness where practicable = m | - | - | - | - | - | Pits and Ducts - Nominal Sizes | - | 10184 |  | M3 | - | NA | NA | NA | 103.9005 | Option 2 | 128.8162 | 23.98% | 179 | 135.2818 | 30.2% | 5.019% | 135.2818 | 30.2% | Calculator | NA | VOA_GPN_GOV_UK\7246041 | 2019-08-30 | Low | - | High | Risk taken from previous CG | - | - | NA | SPONS A&B | NA | (BEAMS Note 2) The ERC for this item should be added to all other rateable items on the hereditament (except land). Therefore the total of the ERC of the other Building Items and the P&M ERC (where applicable) to enable the correct contract size adjustment to be made. ERC of Building Component + ERC of P&M = Total ERC to which contract size adjustment should be applied. The appropriate % adjustment should be made in accordance with the scale for contract size adjustment specified under section 6 of the RCG 2021 Guidance notes. The currency ERC rates are set at £4m (Four Million Pounds) @ 1st April 2019 (AVD) for the RCG 2021 Publication. | Pits and Ducts - Nominal Sizes | - | 2 | TRUE
4548 | STM020 | 9464 | STM020 | Playing surfaces | 3G Multi Sport Surfaces | Rates include - Excavation, drainage, lighting, fencing etc. | - | - | 3G Multi Sport Surfaces £/m2 £88. Artificial sports pitches, third generation rubber crumb to respective national governing body standards. Rates include - Excavation, drainage, lighting, fencing etc. | Location Adjustment Applicable (See Guidance Notes) - ERC = UK mean of 1.00 | (BEAMS Note 2) The ERC for this item should be added to all other rateable items on the hereditament (except land). Therefore the total of the ERC of the other Building Items and the P&M ERC (where applicable) to enable the correct contract size adjustment to be made. ERC of Building Component + ERC of P&M = Total ERC to which contract size adjustment should be applied. The appropriate % adjustment should be made in accordance with the scale for contract size adjustment specified under section 6 of the RCG 2023 Guidance notes. The currency ERC rates are set at £4m (Four Million Pounds) @ 1st April 2021 (AVD) for the RCG 2023 Publication. | Please note: All adjusted to contract value size £5m, TPI 260. | - | - | - | - | - | - | - | - | N/A |  | Each | per pitch | NA | NA | NA | #N/A | Option 2 | ERROR | 0% | 104.1282 | 91.4724 | 0% | 0% | 91.4724 | 0% | Indexed | NA | VOA_GPN_GOV_UK\7246041 | 2019-08-30 | Low | - | Medium | Risk taken from previous CG | - | - | NA | SPONS Landscaping | NA | (BEAMS Note 2) The ERC for this item should be added to all other rateable items on the hereditament (except land). Therefore the total of the ERC of the other Building Items and the P&M ERC (where applicable) to enable the correct contract size adjustment to be made. ERC of Building Component + ERC of P&M = Total ERC to which contract size adjustment should be applied. The appropriate % adjustment should be made in accordance with the scale for contract size adjustment specified under section 6 of the RCG 2021 Guidance notes. The currency ERC rates are set at £4m (Four Million Pounds) @ 1st April 2019 (AVD) for the RCG 2021 Publication. | - | - | 2 | TRUE
4549 | STK020 | 9462 | STK020 | Playing surfaces | Astroturf (Sand filled NOT DRESSED) | Rates include - Excavation, drainage, lighting, fencing etc. | - | - | Astroturf (Sand filled NOT DRESSED). £/m2 £65. Lump Sum £408,918. Area allowance in Lump Sum (m2) 6,388. Artificial sports pitches, third generation rubber crumb to respective national governing body standards. Rates include - Excavation, drainage, lighting, fencing etc. | Location Adjustment Applicable (See Guidance Notes) - ERC = UK mean of 1.00 | (BEAMS Note 2) The ERC for this item should be added to all other rateable items on the hereditament (except land). Therefore the total of the ERC of the other Building Items and the P&M ERC (where applicable) to enable the correct contract size adjustment to be made. ERC of Building Component + ERC of P&M = Total ERC to which contract size adjustment should be applied. The appropriate % adjustment should be made in accordance with the scale for contract size adjustment specified under section 6 of the RCG 2023 Guidance notes. The currency ERC rates are set at £4m (Four Million Pounds) @ 1st April 2021 (AVD) for the RCG 2023 Publication. | Please note: All adjusted to contract value size £5m, TPI 260. | - | - | - | - | - | - | - | - | N/A |  | Each | per pitch | NA | NA | NA | #N/A | Option 2 | ERROR | 0% | 77.4692 | 68.0536 | 0% | 0% | 68.0536 | 0% | Indexed | NA | VOA_GPN_GOV_UK\7246041 | 2019-08-30 | Low | - | Medium | Risk taken from previous CG | - | - | NA | SPONS Landscaping | NA | (BEAMS Note 2) The ERC for this item should be added to all other rateable items on the hereditament (except land). Therefore the total of the ERC of the other Building Items and the P&M ERC (where applicable) to enable the correct contract size adjustment to be made. ERC of Building Component + ERC of P&M = Total ERC to which contract size adjustment should be applied. The appropriate % adjustment should be made in accordance with the scale for contract size adjustment specified under section 6 of the RCG 2021 Guidance notes. The currency ERC rates are set at £4m (Four Million Pounds) @ 1st April 2019 (AVD) for the RCG 2021 Publication. | - | - | 2 | TRUE
4550 | STL020 | 9463 | STL020 | Playing surfaces | Water based Hockey Pitches | Rates include - Excavation, drainage, lighting, fencing etc. | - | - | Water based Hockey Pitches. £/m2 £106. Lump Sum £674,715. Area allowance in Lump Sum (m2) 6,388. Artificial sports pitches, third generation rubber crumb to respective national governing body standards. Rates include - Excavation, drainage, lighting, fencing etc. | Location Adjustment Applicable (See Guidance Notes) - ERC = UK mean of 1.00 | (BEAMS Note 2) The ERC for this item should be added to all other rateable items on the hereditament (except land). Therefore the total of the ERC of the other Building Items and the P&M ERC (where applicable) to enable the correct contract size adjustment to be made. ERC of Building Component + ERC of P&M = Total ERC to which contract size adjustment should be applied. The appropriate % adjustment should be made in accordance with the scale for contract size adjustment specified under section 6 of the RCG 2023 Guidance notes. The currency ERC rates are set at £4m (Four Million Pounds) @ 1st April 2021 (AVD) for the RCG 2023 Publication. | Please note: All adjusted to contract value size £5m, TPI 260. | - | - | - | - | - | - | - | - | N/A |  | Each | per pitch | NA | NA | NA | #N/A | Option 2 | ERROR | 0% | 125.3179 | 110.0867 | 0% | 0% | 110.0867 | 0% | Indexed | NA | VOA_GPN_GOV_UK\7246041 | 2019-08-30 | Low | - | Medium | Risk taken from previous CG | - | - | NA | SPONS Landscaping | NA | (BEAMS Note 2) The ERC for this item should be added to all other rateable items on the hereditament (except land). Therefore the total of the ERC of the other Building Items and the P&M ERC (where applicable) to enable the correct contract size adjustment to be made. ERC of Building Component + ERC of P&M = Total ERC to which contract size adjustment should be applied. The appropriate % adjustment should be made in accordance with the scale for contract size adjustment specified under section 6 of the RCG 2021 Guidance notes. The currency ERC rates are set at £4m (Four Million Pounds) @ 1st April 2019 (AVD) for the RCG 2021 Publication. | - | - | 2 | TRUE
4551 | 63A00D | 9519 | 63A00D | Police Station | Custody centres | - | - | - | Custody buildings designed to be fully compliant with home office guidelines | Location Adjustment Applicable (See Guidance Notes) - ERC = UK mean of 1.00 | (BEAMS Note 2) The ERC for this item should be added to all other rateable items on the hereditament (except land). Therefore the total of the ERC of the other Building Items and the P&M ERC (where applicable) to enable the correct contract size adjustment to be made. ERC of Building Component + ERC of P&M = Total ERC to which contract size adjustment should be applied. The appropriate % adjustment should be made in accordance with the scale for contract size adjustment specified under section 6 of the RCG 2023 Guidance notes. The currency ERC rates are set at £4m (Four Million Pounds) @ 1st April 2021 (AVD) for the RCG 2023 Publication. | - | - | - | - | - | - | - | - | - | NA |  | M2 | m2 | NA | NA | NA | #N/A | Option 1 | ERROR | 0% | 3289 | 2457.3778 | 0% | 0% | 2390.8815 | 0% | VP4 ERC | NA | VOA_GPN_GOV_UK\7246041 | 2022-07-28 | Low | - | High | Risk taken from previous CG | - | - | NA | BCIS | NA | (BEAMS Note 2) The ERC for this item should be added to all other rateable items on the hereditament (except land). Therefore the total of the ERC of the other Building Items and the P&M ERC (where applicable) to enable the correct contract size adjustment to be made. ERC of Building Component + ERC of P&M = Total ERC to which contract size adjustment should be applied. The appropriate % adjustment should be made in accordance with the scale for contract size adjustment specified under section 6 of the RCG 2021 Guidance notes. The currency ERC rates are set at £4m (Four Million Pounds) @ 1st April 2019 (AVD) for the RCG 2021 Publication. | - | - | 2 | TRUE
4552 | 63A00H | 9525 | 63A00H | Police Station | Firearms training facility | A shooting range, firing range or gun range, a specialized facility designed for firearms qualifications, training or practice. | - | - | Firing range walls are usually constructed of poured concrete, precast concrete, or masonry block. The walls must be impenetrable and provide adequate ballistic protection from stray bullets and back splatter. Floors are constructed from dense reinforced concrete with a smooth surface finish. Floors are usually slanted slightly from up range (shooting lanes) toward the bullet trap downrange to allow for better maintenance and cleaning. Indoor firing range roofs are constructed from steel joists or precast concrete panels with a smooth flat surface that will redirect misfired bullets, facilitate maintenance, and prevent lead build-up. Roof baffles are installed at a 25–30 degree angle protect ceilings, lighting fixtures, ventilation ducts, and any other unprotected element from stray bullets. Baffles are typically constructed of armoured plate steel covered with fire-rated plywood. Deflectors are similar to baffles, but are not usually covered with plywood; they can be installed either vertically or horizontally and are used to redirect stray bullets from unprotected fixtures and elements inside the firing range such as doors, windows, and ventilation registers. Shields are constructed of plate steel and plywood. Control rooms or stations houses the central controls for the firing range equipment, communication, lights, and security. The controls are operated by the range master–the designated official responsible for range operation and management. The control station must provide the range master with unobstructed line of sight of the firing lanes and all shooters. Control stations are usually constructed of concrete blocks with bulletproof observation windows. Backstops and bullet traps are used to absorb the energy from the bullet and capture it to prevent overflight beyond the range area. Bullet traps come in a variety of designs and are usually constructed of impenetrable metal plates. The thickness of the plates and the materials used depend on the velocity and energy levels of the projectiles to be fired in the range. Most modern traps consist of angled hardened steel plates that deflect the bullets into other metal plates to remove their energy. The plates must be resistant to penetration, abrasion and metal fatigue. The traps direct the spent bullets to a collection area in front of the trap or, for high-energy projectiles, at the back of the trap. | Location Adjustment Applicable (See Guidance Notes) - ERC = UK mean of 1.00 | (BEAMS Note 2) The ERC for this item should be added to all other rateable items on the hereditament (except land). Therefore the total of the ERC of the other Building Items and the P&M ERC (where applicable) to enable the correct contract size adjustment to be made. ERC of Building Component + ERC of P&M = Total ERC to which contract size adjustment should be applied. The appropriate % adjustment should be made in accordance with the scale for contract size adjustment specified under section 6 of the RCG 2023 Guidance notes. The currency ERC rates are set at £4m (Four Million Pounds) @ 1st April 2021 (AVD) for the RCG 2023 Publication. | - | - | - | - | - | - | - | - | - | NA |  | M2 | m2 | NA | NA | NA | #N/A | Option 1 | ERROR | 0% | 2115.6909 | 1580.7394 | 0% | 0% | 1681.0885 | 0% | Indexed | NA | VOA_GPN_GOV_UK\7246041 | 2022-06-29 | Low | - | High | Risk taken from previous CG | - | - | NA | BCIS | NA | (BEAMS Note 2) The ERC for this item should be added to all other rateable items on the hereditament (except land). Therefore the total of the ERC of the other Building Items and the P&M ERC (where applicable) to enable the correct contract size adjustment to be made. ERC of Building Component + ERC of P&M = Total ERC to which contract size adjustment should be applied. The appropriate % adjustment should be made in accordance with the scale for contract size adjustment specified under section 6 of the RCG 2021 Guidance notes. The currency ERC rates are set at £4m (Four Million Pounds) @ 1st April 2019 (AVD) for the RCG 2021 Publication. | - | - | 2 | TRUE
4553 | 63A00M | 9527 | 63A00M | Police Station | Police Station | Kennel Complex | Single storey dog runs with external works including precast and insitu concrete paving, landscaping, timber fencing, drainage and external services. | - | Concrete strip and pad foundations; timber floor above store rooms. Steel framed American barn, pitched roof with fibre cement sheets and Man safe. Facing brick, timber weatherboard walls. Aluminium windows. Block/ metal framed partitions. Flush/ steel doors. Plasterboard/ timber panels to walls; vinyl/ paint only flooring; plasterboard and Fermacell ceilings. Fittings. Sanitary ware. Solar hot water and rainwater harvesting. Local electric heating, ventilation and electrics. Fire/intruder alarms, emergency lighting. Separate dog runs. | Location Adjustment Applicable (See Guidance Notes) - ERC = UK mean of 1.00 | (BEAMS Note 2) The ERC for this item should be added to all other rateable items on the hereditament (except land). Therefore the total of the ERC of the other Building Items and the P&M ERC (where applicable) to enable the correct contract size adjustment to be made. ERC of Building Component + ERC of P&M = Total ERC to which contract size adjustment should be applied. The appropriate % adjustment should be made in accordance with the scale for contract size adjustment specified under section 6 of the RCG 2023 Guidance notes. The currency ERC rates are set at £4m (Four Million Pounds) @ 1st April 2021 (AVD) for the RCG 2023 Publication. | - | - | - | - | - | - | - | - | - | NA |  | M2 | m2 | NA | NA | NA | #N/A | Option 1 | ERROR | 0% | 1510.3682 | 1128.4723 | 0% | 0% | 1128.4723 | 0% | Indexed | NA | VOA_GPN_GOV_UK\7246041 | 2019-08-30 | Low | - | High | Risk taken from previous CG | - | - | NA | BCIS | NA | (BEAMS Note 2) The ERC for this item should be added to all other rateable items on the hereditament (except land). Therefore the total of the ERC of the other Building Items and the P&M ERC (where applicable) to enable the correct contract size adjustment to be made. ERC of Building Component + ERC of P&M = Total ERC to which contract size adjustment should be applied. The appropriate % adjustment should be made in accordance with the scale for contract size adjustment specified under section 6 of the RCG 2021 Guidance notes. The currency ERC rates are set at £4m (Four Million Pounds) @ 1st April 2019 (AVD) for the RCG 2021 Publication. | - | - | 2 | TRUE
4554 | 63A00C | 9503 | 63A00C | Police Station | Police Stations with Custody | - | - | - | Police Headquarters comprising multi storey administration, ancillary and custody accommodation. Concrete foundations supporting steel frame enclosed by brick cavity walls and curtain walling, double glazed windows and doors with flat or pitched roof over. High quality internal fit out with modern custody suite and office accomodation with full airconditioning and high quality M&E installations. | Location Adjustment Applicable (See Guidance Notes) - ERC = UK mean of 1.00 | (BEAMS Note 2) The ERC for this item should be added to all other rateable items on the hereditament (except land). Therefore the total of the ERC of the other Building Items and the P&M ERC (where applicable) to enable the correct contract size adjustment to be made. ERC of Building Component + ERC of P&M = Total ERC to which contract size adjustment should be applied. The appropriate % adjustment should be made in accordance with the scale for contract size adjustment specified under section 6 of the RCG 2023 Guidance notes. The currency ERC rates are set at £4m (Four Million Pounds) @ 1st April 2021 (AVD) for the RCG 2023 Publication. | - | - | - | - | - | - | - | - | - | - | 63A00A, 63A00B | m2 | - | 4 - HEALTHCARE, EDUCATION & Miscellaneous | Nathan Place | Peter Reeds | #N/A | Option 1 | ERROR | 0% | 2408 | 1799.1383 | 0% | 0% | 1718.446 | 0% | Elemental Analysis (multiple) | P Tompkinson | VOA_GPN_GOV_UK\7249103 | 2022-06-29 | Low | - | Low | - | Additional samples would be favourable | Redirect codes missed, now added. | NA | BCIS | 1.56 | (BEAMS Note 2) The ERC for this item should be added to all other rateable items on the hereditament (except land). Therefore the total of the ERC of the other Building Items and the P&M ERC (where applicable) to enable the correct contract size adjustment to be made. ERC of Building Component + ERC of P&M = Total ERC to which contract size adjustment should be applied. The appropriate % adjustment should be made in accordance with the scale for contract size adjustment specified under section 6 of the RCG 2021 Guidance notes. The currency ERC rates are set at £4m (Four Million Pounds) @ 1st April 2019 (AVD) for the RCG 2021 Publication. | - | - | 2 | TRUE
4555 | 63A00A | 9898 | 63A00A | Police Station | Police Station | Police Station over 2,000m2 GIA | - | - | Detached police station comprising two to four storey administation and ancillary accommodation formed of concrete foundations supporting steel frame enclosed by curtain walling and terra cotta rainscreen, double glazed windows and doors and curved aluminium roof over. Internally, block or metal demountable partitions, veneered flush doors, plastered and painted walls, screeded floors, raised access flooring, suspended ceilings, fixed fittings, sanitary installation, centrally heated, mechanical ventilation, partial air conditioning, electric installation, lift, alarms, communications and IT services, security and CCTV installations | Location Adjustment Applicable (See Guidance Notes) - ERC = UK mean of 1.00 | (BEAMS Note 2) The ERC for this item should be added to all other rateable items on the hereditament (except land). Therefore the total of the ERC of the other Building Items and the P&M ERC (where applicable) to enable the correct contract size adjustment to be made. ERC of Building Component + ERC of P&M = Total ERC to which contract size adjustment should be applied. The appropriate % adjustment should be made in accordance with the scale for contract size adjustment specified under section 6 of the RCG 2023 Guidance notes. The currency ERC rates are set at £4m (Four Million Pounds) @ 1st April 2021 (AVD) for the RCG 2023 Publication. | FOR (1) Not applicable to Police Stations incorporating Custody Suites | BCIS | - | - | - | - | - | - | - | N/A |  | M2 | m2 | NA | NA | NA | #N/A | Option 1 | ERROR | 0% | 2150.5 | 1606.7471 | 0% | 0% | 0 | 0% | VP4 ERC | NA | VOA_GPN_GOV_UK\7246041 | 2022-06-29 | Low | - | High | Risk taken from previous CG | - | - | NA | BCIS | NA | (BEAMS Note 2) The ERC for this item should be added to all other rateable items on the hereditament (except land). Therefore the total of the ERC of the other Building Items and the P&M ERC (where applicable) to enable the correct contract size adjustment to be made. ERC of Building Component + ERC of P&M = Total ERC to which contract size adjustment should be applied. The appropriate % adjustment should be made in accordance with the scale for contract size adjustment specified under section 6 of the RCG 2021 Guidance notes. The currency ERC rates are set at £4m (Four Million Pounds) @ 1st April 2019 (AVD) for the RCG 2021 Publication. | - | - | 2 | FALSE
4556 | 63A00B | 9502 | 63A00B | Police Station | Police Station | Police Station up to 2,000m2 GIA | - | - | Detached police station comprising two storey administration and ancillary accommodation formed of concrete foundations supporting steel frame enclosed by curtain walling and terra cotta rain screen, double glazed windows and doors and curved aluminium roof over. Internally, block or metal demountable partitions, veneered flush doors, plastered and painted walls, screeded floors, raised access flooring, suspended ceilings, fixed fittings, sanitary installation, centrally heated, mechanical ventilation, electric installation, lift, alarms, communications and IT services, security and CCTV installations. | Location Adjustment Applicable (See Guidance Notes) - ERC = UK mean of 1.00 | (BEAMS Note 2) The ERC for this item should be added to all other rateable items on the hereditament (except land). Therefore the total of the ERC of the other Building Items and the P&M ERC (where applicable) to enable the correct contract size adjustment to be made. ERC of Building Component + ERC of P&M = Total ERC to which contract size adjustment should be applied. The appropriate % adjustment should be made in accordance with the scale for contract size adjustment specified under section 6 of the RCG 2023 Guidance notes. The currency ERC rates are set at £4m (Four Million Pounds) @ 1st April 2021 (AVD) for the RCG 2023 Publication. | FORs (7) and elemental cost analyses obtained from BCIS (3) | - | - | - | - | - | - | - | - | NA |  | M2 | m2 | NA | NA | NA | #N/A | Option 1 | ERROR | 0% | 2264.35 | 1691.8101 | 0% | 0% | 0 | 0% | VP4 ERC | NA | VOA_GPN_GOV_UK\7246041 | 2022-06-29 | Low | - | High | Risk taken from previous CG | - | - | NA | BCIS | NA | (BEAMS Note 2) The ERC for this item should be added to all other rateable items on the hereditament (except land). Therefore the total of the ERC of the other Building Items and the P&M ERC (where applicable) to enable the correct contract size adjustment to be made. ERC of Building Component + ERC of P&M = Total ERC to which contract size adjustment should be applied. The appropriate % adjustment should be made in accordance with the scale for contract size adjustment specified under section 6 of the RCG 2021 Guidance notes. The currency ERC rates are set at £4m (Four Million Pounds) @ 1st April 2019 (AVD) for the RCG 2021 Publication. | - | - | 2 | FALSE
4557 | 63A00L | 9526 | 63A00L | Police Station | Police Station | Stables | Building that is divided into separate stalls for individual animals | - | Single storey equestrian building and stable block. Concrete pad and strip foundations, RC bed. Steel frame. Rendered block, weatherboarding. Timber pitched roof with cladding. Timber windows; stable doors. Block and timber stud partitions. Internal doors. Plasterboard and larch to walls; vinyl and rubber flooring; plasterboard ceilings. Fittings. Sanitary ware. Mechanical and electrical services. External works with access roads and car park, walls, landscaping, services mains, drainage and site lighting. | Location Adjustment Applicable (See Guidance Notes) - ERC = UK mean of 1.00 | (BEAMS Note 2) The ERC for this item should be added to all other rateable items on the hereditament (except land). Therefore the total of the ERC of the other Building Items and the P&M ERC (where applicable) to enable the correct contract size adjustment to be made. ERC of Building Component + ERC of P&M = Total ERC to which contract size adjustment should be applied. The appropriate % adjustment should be made in accordance with the scale for contract size adjustment specified under section 6 of the RCG 2023 Guidance notes. The currency ERC rates are set at £4m (Four Million Pounds) @ 1st April 2021 (AVD) for the RCG 2023 Publication. | BCIS average rates = 890/m2. 2010 rate re-indexed = 884/m2. Adopted BCIS mean rate of 890/m2. | - | - | - | - | - | - | - | - | NA |  | M2 | m2 | NA | NA | NA | #N/A | Option 1 | ERROR | 0% | 1046.0916 | 781.5878 | 0% | 0% | 781.5878 | 0% | Indexed | NA | VOA_GPN_GOV_UK\7246041 | 2019-08-30 | Low | - | High | Risk taken from previous CG | - | - | NA | BCIS | NA | (BEAMS Note 2) The ERC for this item should be added to all other rateable items on the hereditament (except land). Therefore the total of the ERC of the other Building Items and the P&M ERC (where applicable) to enable the correct contract size adjustment to be made. ERC of Building Component + ERC of P&M = Total ERC to which contract size adjustment should be applied. The appropriate % adjustment should be made in accordance with the scale for contract size adjustment specified under section 6 of the RCG 2021 Guidance notes. The currency ERC rates are set at £4m (Four Million Pounds) @ 1st April 2019 (AVD) for the RCG 2021 Publication. | - | - | 2 | TRUE
4558 | 63A00E | 9520 | 63A00E | Police Station | Police Station | Vehicle garage up to 500m2 | - | - | 2 storey depot and vehicle maintenance building. RC ground beams, pad foundations and ground slab. Steel frame. Composite metal pitched roof cladding and roof lights. PCC upper floor. Steel stairs. Composite metal cladding and facing brick external walls with curtain walling. Roller shutters and steel external doors. Glazed entrance and windows. Block internal walls and proprietary partitions. Timber doors. Plasterboard, plaster, tile, weighrock wall finishes. Resin screed, raised access, vinyl, carpet flooring. Suspended mineral fibre ceilings. Fittings. Sanitary ware. Heating and comfort cooling. Ventilation. Power and light. CCTV, access control, data, fire and intruder alarms. | Location Adjustment Applicable (See Guidance Notes) - ERC = UK mean of 1.00 | (BEAMS Note 2) The ERC for this item should be added to all other rateable items on the hereditament (except land). Therefore the total of the ERC of the other Building Items and the P&M ERC (where applicable) to enable the correct contract size adjustment to be made. ERC of Building Component + ERC of P&M = Total ERC to which contract size adjustment should be applied. The appropriate % adjustment should be made in accordance with the scale for contract size adjustment specified under section 6 of the RCG 2023 Guidance notes. The currency ERC rates are set at £4m (Four Million Pounds) @ 1st April 2021 (AVD) for the RCG 2023 Publication. | BCIS average rates for stores up to 500 m2 GIA. Basic therefore used average of lowest (687) and lower quartile (836) rates = 762/m2 - say 760/m2. | - | - | - | - | - | - | - | - | NA |  | M2 | m2 | NA | NA | NA | #N/A | Option 1 | ERROR | 0% | 961.4 | 718.3104 | 0% | 0% | 718.3104 | 0% | VP4 ERC | NA | VOA_GPN_GOV_UK\7246041 | 2019-08-30 | Low | - | High | Risk taken from previous CG | - | - | NA | BCIS | NA | (BEAMS Note 2) The ERC for this item should be added to all other rateable items on the hereditament (except land). Therefore the total of the ERC of the other Building Items and the P&M ERC (where applicable) to enable the correct contract size adjustment to be made. ERC of Building Component + ERC of P&M = Total ERC to which contract size adjustment should be applied. The appropriate % adjustment should be made in accordance with the scale for contract size adjustment specified under section 6 of the RCG 2021 Guidance notes. The currency ERC rates are set at £4m (Four Million Pounds) @ 1st April 2019 (AVD) for the RCG 2021 Publication. | - | - | 2 | TRUE
4559 | 63A00G | 9524 | 63A00G | Police Station | Police Station | Vehicle workshop 500m2 to 2,000m2 | - | - | 2 storey depot and vehicle maintenance building. RC ground beams, pad foundations and ground slab. Steel frame. Composite metal pitched roof cladding and roof lights. PCC upper floor. Steel stairs. Composite metal cladding and facing brick external walls with curtain walling. Roller shutters and steel external doors. Glazed entrance and windows. Block internal walls and proprietary partitions. Timber doors. Plasterboard, plaster, tile, weighrock wall finishes. Resin screed, raised access, vinyl, carpet flooring. Suspended mineral fibre ceilings. Fittings. Sanitary ware. Heating and comfort cooling. Ventilation. Power and light. CCTV, access control, data, fire and intruder alarms. | Location Adjustment Applicable (See Guidance Notes) - ERC = UK mean of 1.00 | (BEAMS Note 2) The ERC for this item should be added to all other rateable items on the hereditament (except land). Therefore the total of the ERC of the other Building Items and the P&M ERC (where applicable) to enable the correct contract size adjustment to be made. ERC of Building Component + ERC of P&M = Total ERC to which contract size adjustment should be applied. The appropriate % adjustment should be made in accordance with the scale for contract size adjustment specified under section 6 of the RCG 2023 Guidance notes. The currency ERC rates are set at £4m (Four Million Pounds) @ 1st April 2021 (AVD) for the RCG 2023 Publication. | BCIS mean average rates for vehicle workshop up to 500m2 GIA. Mean rate = 901/m2 - say 900/m2. | - | - | - | - | - | - | - | - | NA |  | M2 | m2 | NA | NA | NA | #N/A | Option 1 | ERROR | 0% | 1138.5 | 850.6308 | 0% | 0% | 850.6308 | 0% | VP4 ERC | NA | VOA_GPN_GOV_UK\7246041 | 2019-08-30 | Low | - | High | Risk taken from previous CG | - | - | NA | BCIS | NA | (BEAMS Note 2) The ERC for this item should be added to all other rateable items on the hereditament (except land). Therefore the total of the ERC of the other Building Items and the P&M ERC (where applicable) to enable the correct contract size adjustment to be made. ERC of Building Component + ERC of P&M = Total ERC to which contract size adjustment should be applied. The appropriate % adjustment should be made in accordance with the scale for contract size adjustment specified under section 6 of the RCG 2021 Guidance notes. The currency ERC rates are set at £4m (Four Million Pounds) @ 1st April 2019 (AVD) for the RCG 2021 Publication. | - | - | 2 | TRUE
4560 | 63A00J | 9521 | 63A00J | Police Station | Police Station | Vehicle workshop up to 500m2 | - | - | 2 storey depot and vehicle maintenance building. RC ground beams, pad foundations and ground slab. Steel frame. Composite metal pitched roof cladding and roof lights. PCC upper floor. Steel stairs. Composite metal cladding and facing brick external walls with curtain walling. Roller shutters and steel external doors. Glazed entrance and windows. Block internal walls and proprietary partitions. Timber doors. Plasterboard, plaster, tile, weighrock wall finishes. Resin screed, raised access, vinyl, carpet flooring. Suspended mineral fibre ceilings. Fittings. Sanitary ware. Heating and comfort cooling. Ventilation. Power and light. CCTV, access control, data, fire and intruder alarms. | Location Adjustment Applicable (See Guidance Notes) - ERC = UK mean of 1.00 | (BEAMS Note 2) The ERC for this item should be added to all other rateable items on the hereditament (except land). Therefore the total of the ERC of the other Building Items and the P&M ERC (where applicable) to enable the correct contract size adjustment to be made. ERC of Building Component + ERC of P&M = Total ERC to which contract size adjustment should be applied. The appropriate % adjustment should be made in accordance with the scale for contract size adjustment specified under section 6 of the RCG 2023 Guidance notes. The currency ERC rates are set at £4m (Four Million Pounds) @ 1st April 2021 (AVD) for the RCG 2023 Publication. | BCIS mean average rates for vehicle workshop up to 500 m2 GIA. Mean rate = 1,129/m2 - say 1,130/m2. | - | - | - | - | - | - | - | - | NA |  | M2 | m2 | NA | NA | NA | #N/A | Option 1 | ERROR | 0% | 1429.45 | 1068.0142 | 0% | 0% | 1068.0142 | 0% | VP4 ERC | NA | VOA_GPN_GOV_UK\7246041 | 2019-08-30 | Low | - | High | Risk taken from previous CG | - | - | NA | BCIS | NA | (BEAMS Note 2) The ERC for this item should be added to all other rateable items on the hereditament (except land). Therefore the total of the ERC of the other Building Items and the P&M ERC (where applicable) to enable the correct contract size adjustment to be made. ERC of Building Component + ERC of P&M = Total ERC to which contract size adjustment should be applied. The appropriate % adjustment should be made in accordance with the scale for contract size adjustment specified under section 6 of the RCG 2021 Guidance notes. The currency ERC rates are set at £4m (Four Million Pounds) @ 1st April 2019 (AVD) for the RCG 2021 Publication. | - | - | 2 | TRUE
4561 | STS028 | 8646 | STS028 | Police Station | Subject to scheme | - | - | - | - | Location Adjustment Applicable (See Guidance Notes) - ERC = UK mean of 1.00 | (BEAMS Note 2) The ERC for this item should be added to all other rateable items on the hereditament (except land). Therefore the total of the ERC of the other Building Items and the P&M ERC (where applicable) to enable the correct contract size adjustment to be made. ERC of Building Component + ERC of P&M = Total ERC to which contract size adjustment should be applied. The appropriate % adjustment should be made in accordance with the scale for contract size adjustment specified under section 6 of the RCG 2023 Guidance notes. The currency ERC rates are set at £4m (Four Million Pounds) @ 1st April 2021 (AVD) for the RCG 2023 Publication. | - | - | - | - | - | - | - | - | - | 77777 |  | M2 | m2 | NA | NA | NA | #DIV/0! | Option 1 | ERROR | 0% | 0 | 0 | 0% | 0% | 0 | 0% | Indexed | NA | VOA_GPN_GOV_UK\7246041 | 2019-08-30 | Low | - | High | Risk taken from previous CG | - | - | NA | BCIS | NA | (BEAMS Note 2) The ERC for this item should be added to all other rateable items on the hereditament (except land). Therefore the total of the ERC of the other Building Items and the P&M ERC (where applicable) to enable the correct contract size adjustment to be made. ERC of Building Component + ERC of P&M = Total ERC to which contract size adjustment should be applied. The appropriate % adjustment should be made in accordance with the scale for contract size adjustment specified under section 6 of the RCG 2021 Guidance notes. The currency ERC rates are set at £4m (Four Million Pounds) @ 1st April 2019 (AVD) for the RCG 2021 Publication. | - | - | 2 | TRUE
4562 | 205J01 | 8686 | 205J01 | Pontoons | Floating | - | - | - | No details available | Considered Not Applicable at time of Publication | (BEAMS Note 2) The ERC for this item should be added to all other rateable items on the hereditament (except land). Therefore the total of the ERC of the other Building Items and the P&M ERC (where applicable) to enable the correct contract size adjustment to be made. ERC of Building Component + ERC of P&M = Total ERC to which contract size adjustment should be applied. The appropriate % adjustment should be made in accordance with the scale for contract size adjustment specified under section 6 of the RCG 2023 Guidance notes. The currency ERC rates are set at £4m (Four Million Pounds) @ 1st April 2021 (AVD) for the RCG 2023 Publication. | - | - | - | - | - | - | - | - | - | 20107 |  | Each | m2 | NA | NA | NA | 0 | Option 2 | 0 | 0% | 0 | 0 | 0% | 0% | 0 | 0% | Indexed | NA | VOA_GPN_GOV_UK\7246041 | 2019-08-30 | Low | - | - | Risk taken from previous CG | - | - | NA | P&M | NA | (BEAMS Note 2) The ERC for this item should be added to all other rateable items on the hereditament (except land). Therefore the total of the ERC of the other Building Items and the P&M ERC (where applicable) to enable the correct contract size adjustment to be made. ERC of Building Component + ERC of P&M = Total ERC to which contract size adjustment should be applied. The appropriate % adjustment should be made in accordance with the scale for contract size adjustment specified under section 6 of the RCG 2021 Guidance notes. The currency ERC rates are set at £4m (Four Million Pounds) @ 1st April 2019 (AVD) for the RCG 2021 Publication. | - | - | 2 | TRUE