5643 | 215A38 | 7590 | 215A38 | Tanks | Large vertical | Refinery and Chemical works | Fixed head | 80000m³ | Large Vertical Cylindrical - Refinery or Large Petro chemical works floating head tanks found on refineries or large chemical works are generally all steel construction (usually mild steel) with butt-welded shells and tap welded bottoms and roofs. Pre- formed tank sections are laid out on site and erected over a period of days. The tank sections have usually been treated (painted) with tank manufacturers rust prohibited coat. It is assumed that these tanks are located on Petrol Refineries and Petrochemical Works where crude, semi crude and aggressive materials are common. Unlike tanks on commercial tank farms where specific materials are stored and the tank is designed accordingly, many of the Refinery / Chemical type tanks have, over a period of time, stored a variety of products, some aggressive, resulting in a more rapid deterioration of the tank. The allowance scales (see Guidance Notes) reflect this worse case scenario. The tanks are of basic construction having capacities of up to 120,000 cu. m. (100,000 cubic metres = approx. 22 million UK gallons). In the assumed locations these tanks are used mainly for bulk storage of crude petroleum, semi processed petroleum products and by-products. Few tanks of this size have been erected in the UK since 2000. The tankage on such hereditaments contains petrochemical products, which in the main are crude, or part processed, although some tanks will contain processed products, which are waiting for distribution. Generally the products contained within such tankage is, due partly to its water content and chemical composition, aggressive and variable in its quality, thus causing problems due to chemical reactions in respect of internal corrosion. Most tanks in this size band are floating head tanks especially where there are large volumes of volatile gases present. Many of the pre 1980 tanks were very basic in design and the materials used were the lower end of the regulatory standard. Therefore the result of storing this type of product is a shorter tank life and a more demanding maintenance programme. (See allowance scales). Within Refineries and Large Petro-Chemical properties a variety of tank sizes can be found for refined products awaiting distribution. For tanks under 25,000 cu m scales 215W - - series should be used where the tank is specifically designed for the product it holds. (As the Commercial Tanks Farms). The stored products are usually for volatile, high flash point products such as gas oil, lubricating oil and fuel oil. The tanks are operated at atmospheric pressure under a floating head. Floating roofs sit on the liquid and rise and fall as volume increases / decreases. Foundations under the tanks base plate are bit-sand foundations (see separate Description Notes on bit-sand foundations and costs). The bit-sand base usually sits on an over site concrete base (e.g. 150mm). Deeper or piled foundations should be costed separately. Tanks other than for petroleum products may have other features not included above (see appropriate code series 215W --). Maintenance cycle - The tanks are usually on a 10-year maintenance cycle, which means an internal inspection takes place every 8 to 12 years. The initial inspection usually requires maintenance and repair of bottom plate holes or areas where the steel is being attacked. (This is usually regarded as maintenance). On the second inspection after 16 to 22 years there is often serious damage to the base plate which may result in renewal of large areas of the base plate or in severe cases total replacement. (This is usually regarded as repair). If renewal is required the tank can be out of commission for up to 6 months. This could lead to the tank being taken out of assessment. When the tank is re commissioned the allowance scales should be adjusted: See: Tank allowance scale Cost Information Notes re - notional age. Painting Internally. More modern tanks may have internal paint coats to prevent such aggressive oils and chemicals from attacking the mild steel plate. For cost information see appropriate scales. All steel base plates on erected tanks are assumed to be painted with a primer to prevent initial rusting. In some cases this painting is not undertaken if specified by the occupier. Painting Externally: - These Costs assume the tank has been painted to refinery tank standards. The assumption is that the tanks on refineries and petrochemical works are subject to a 10-year maintenance cycle and the allowance scales for tanks reflects this type of regime. The tanks are assumed to be painted with a product that will last a maintenance period (average 10 years) and the costs reflect this type of paint specification. Foundations for most tanks sit on a bit-sand foundation (see separate Description and costings). Most bulk storage tanks are built with a cone up centre however some tanks have a sump in the centre of the tank. In the usual cone up situation any pile or slab foundations to the tank should be established by reference to plans and sections and costed with reference to BEAMS. For piled and thicker raft foundations under the tank further additions will be required and these should be calculated with reference to the relevant section in the Cost Guide. Included costs in the bit sand base are: The usual earth foundation requires: (i) Site cleared of vegetable matter, (ii) Compacted chemically inert fill, (iii) Drainage layer 150mm thick of stable permeable compacted granular construction, (iv) 50 mm thick bitumen/sand (Bit sand) layer (laid to correct falls). Drainage, periphery details and sizes are set out in BS 2654 (see fig 35). In all cases cost additions are required for bit-sand bases. (See separate table). | Considered Not Applicable at time of Publication | (BEAMS Note 1) The ERC for this item should be added to the total of the ERC of the other P&M items on the site and the Buildings ERC (where applicable) to enable the correct contract size adjustment to be made. ERC of P&M Items + ERC of Building Component’s = Total ERC (net figure rateable items only) to which contract size adjustment should be applied The 2023 Generic Contractors Test Spreadsheet has this facility built into the programme - it is recommended you undertake all contractors test valuations using this spreadsheet. (Details on the application of contract size adjustments can be found in the RCG 2023 Guidance notes). Where RV is calculated using the comparative method (rental method) the contract size adjustment should be made as follows: Select - SCAT code box ""P and M as an addition” within the 2023 Generic Contractors Test Spreadsheet facility. Or Where the spreadsheet is not used take the: Reciprocal of statutory de-capitalisation rate (i.e. 5% reciprocal = 20) multiply by rateable value of the buildings (before any overall end allowances are made and after making a notional deduction for the land value) and add to the ERC of P&M. Use resultant figure to calculate contract size adjustment. (Guidance Notes - Section 6) | These costs include external painting. Costs do not include for bit-sand foundations, concrete and/or concrete - pile foundations, heating coils, insulation (rock wool), linings (butyl), structural stairways, catwalks, between tank walkways, et cetera. Further additions: - It is assumed that the outside of the tank is painted with a general long life paint and the internal tank is painted with a holding primer - for internal painting costs see 215X. | 1. Dia. of tank. 2. Height of tank. 3. Material tank is made out of and whether welded or bolted plates. 4. Painting. 5. Any other known features - internally lined et cetera. 6. Fixed or Floating Head. 7. Age. | Class 4, Table 4 Class 2 (d) Draining ; (e) Supplying Water ; (f) Protection from hazards. List of accessories 1 and 2 (v) | If under Class 2, whole if Class 2 provisos applies - other than. If under Class 4 Heating coils, rock wool insulation, paddles. Whole if Class 4 (d) | Foundations, catwalks, bunds, structural staircases, piles, fire protection equipment, high-level walkways. | Where it would be normal to find more than one item in such a hereditament the ERC stated has been adjusted to reflect any number / quantity, discount. These figures are NOT one off figures. | - | Photo 1 – Tank farm photo. Photo 2 – Mixed use storage tanks. | - | 20137 |  | m3 | Per cubic metre | 3 - INDUSTRIAL | David Grace | Rob Hughes | 51.7994 | Option 3 | 56.2783 | 8.647% | 63.9325 | 64.0754 | 23.7% | 13.85% | 64.3765 | 24.28% | Indexed | Ryan Hobbs | VOA_GPN_GOV_UK\7246041 | 2020-12-22 | Low | - | Medium | Costs are based on provisional 2021 agreement with agents (email chain saved in Evidence tab). Since CG2023 is currently working from the same TPI start point (322) as CG2021 I have taken the rate without adjustment, and will bulk index closer to publication date. The 215A and 215W series are interchangeable and historically this has led to the codes in the valuer's "Scale" spreadsheet (see evidence tab) not always using the code that appears in the CG. I offered Rob Hughes to correct / rationalise this in CG2023 but he declined as they would have to update all their valuations. Therefore designation (fixed / floating head) and capacity (m3) is more important than actual code. | - | Costs need to be indexed by different indices to general TPI. Some thought will be required to make sure this happens correctly. | NA | Steel | 1.56 | (BEAMS Note 1) The ERC for this item should be added to the total of the ERC of the other P&M items on the site and the Buildings ERC (where applicable) to enable the correct contract size adjustment to be made. ERC of P&M Items + ERC of Building Component’s = Total ERC (net figure rateable items only) to which contract size adjustment should be applied The 2021 Generic Contractors Test Spreadsheet has this facility built into the programme - it is recommended you undertake all contractors test valuations using this spreadsheet. (Details on the application of contract size adjustments can be found in the RCG 2021 Guidance notes). Where RV is calculated using the comparative method (rental method) the contract size adjustment should be made as follows: Select - SCAT code box "P and M as an addition” within the 2021 Generic Contractors Test Spreadsheet facility. Or Where the spreadsheet is not used take the: Reciprocal of statutory de-capitalisation rate (i.e. 5% reciprocal = 20) multiply by rateable value of the buildings (before any overall end allowances are made and after making a notional deduction for the land value) and add to the ERC of P&M. Use resultant figure to calculate contract size adjustment. (Guidance Notes - Section 6) | Photo 1 – Tank farm photo. Photo 2 – Mixed use storage tanks. | - | 1 | TRUE
5644 | 215A66 | 7591 | 215A66 | Tanks | Large vertical | Refinery and Chemical works | Floating head | 30000m³ | Large Vertical Cylindrical - Refinery or Large Petro chemical works floating head tanks found on refineries or large chemical works are generally all steel construction (usually mild steel) with butt-welded shells and tap welded bottoms and roofs. Pre- formed tank sections are laid out on site and erected over a period of days. The tank sections have usually been treated (painted) with tank manufacturers rust prohibited coat. It is assumed that these tanks are located on Petrol Refineries and Petrochemical Works where crude, semi crude and aggressive materials are common. Unlike tanks on commercial tank farms where specific materials are stored and the tank is designed accordingly, many of the Refinery / Chemical type tanks have, over a period of time, stored a variety of products, some aggressive, resulting in a more rapid deterioration of the tank. The allowance scales (see Guidance Notes) reflect this worse case scenario. The tanks are of basic construction having capacities of up to 120,000 cu. m. (100,000 cubic metres = approx. 22 million UK gallons). In the assumed locations these tanks are used mainly for bulk storage of crude petroleum, semi processed petroleum products and by-products. Few tanks of this size have been erected in the UK since 2000. The tankage on such hereditaments contains petrochemical products, which in the main are crude, or part processed, although some tanks will contain processed products, which are waiting for distribution. Generally the products contained within such tankage is, due partly to its water content and chemical composition, aggressive and variable in its quality, thus causing problems due to chemical reactions in respect of internal corrosion. Most tanks in this size band are floating head tanks especially where there are large volumes of volatile gases present. Many of the pre 1980 tanks were very basic in design and the materials used were the lower end of the regulatory standard. Therefore the result of storing this type of product is a shorter tank life and a more demanding maintenance programme. (See allowance scales). Within Refineries and Large Petro-Chemical properties a variety of tank sizes can be found for refined products awaiting distribution. For tanks under 25,000 cu m scales 215W - - series should be used where the tank is specifically designed for the product it holds. (As the Commercial Tanks Farms). The stored products are usually for volatile, high flash point products such as gas oil, lubricating oil and fuel oil. The tanks are operated at atmospheric pressure under a floating head. Floating roofs sit on the liquid and rise and fall as volume increases / decreases. Foundations under the tanks base plate are bit-sand foundations (see separate Description Notes on bit-sand foundations and costs). The bit-sand base usually sits on an over site concrete base (e.g. 150mm). Deeper or piled foundations should be costed separately. Tanks other than for petroleum products may have other features not included above (see appropriate code series 215W --). Maintenance cycle - The tanks are usually on a 10-year maintenance cycle, which means an internal inspection takes place every 8 to 12 years. The initial inspection usually requires maintenance and repair of bottom plate holes or areas where the steel is being attacked. (This is usually regarded as maintenance). On the second inspection after 16 to 22 years there is often serious damage to the base plate which may result in renewal of large areas of the base plate or in severe cases total replacement. (This is usually regarded as repair). If renewal is required the tank can be out of commission for up to 6 months. This could lead to the tank being taken out of assessment. When the tank is re commissioned the allowance scales should be adjusted: See: Tank allowance scale Cost Information Notes re - notional age. Painting Internally. More modern tanks may have internal paint coats to prevent such aggressive oils and chemicals from attacking the mild steel plate. For cost information see appropriate scales. All steel base plates on erected tanks are assumed to be painted with a primer to prevent initial rusting. In some cases this painting is not undertaken if specified by the occupier. Painting Externally: - These Costs assume the tank has been painted to refinery tank standards. The assumption is that the tanks on refineries and petrochemical works are subject to a 10-year maintenance cycle and the allowance scales for tanks reflects this type of regime. The tanks are assumed to be painted with a product that will last a maintenance period (average 10 years) and the costs reflect this type of paint specification. Foundations for most tanks sit on a bit-sand foundation (see separate Description and costings). Most bulk storage tanks are built with a cone up centre however some tanks have a sump in the centre of the tank. In the usual cone up situation any pile or slab foundations to the tank should be established by reference to plans and sections and costed with reference to BEAMS. For piled and thicker raft foundations under the tank further additions will be required and these should be calculated with reference to the relevant section in the Cost Guide. Included costs in the bit sand base are: The usual earth foundation requires: (i) Site cleared of vegetable matter, (ii) Compacted chemically inert fill, (iii) Drainage layer 150mm thick of stable permeable compacted granular construction, (iv) 50 mm thick bitumen/sand (Bit sand) layer (laid to correct falls). Drainage, periphery details and sizes are set out in BS 2654 (see fig 35). In all cases cost additions are required for bit-sand bases. (See separate table). | Considered Not Applicable at time of Publication | (BEAMS Note 1) The ERC for this item should be added to the total of the ERC of the other P&M items on the site and the Buildings ERC (where applicable) to enable the correct contract size adjustment to be made. ERC of P&M Items + ERC of Building Component’s = Total ERC (net figure rateable items only) to which contract size adjustment should be applied The 2023 Generic Contractors Test Spreadsheet has this facility built into the programme - it is recommended you undertake all contractors test valuations using this spreadsheet. (Details on the application of contract size adjustments can be found in the RCG 2023 Guidance notes). Where RV is calculated using the comparative method (rental method) the contract size adjustment should be made as follows: Select - SCAT code box ""P and M as an addition” within the 2023 Generic Contractors Test Spreadsheet facility. Or Where the spreadsheet is not used take the: Reciprocal of statutory de-capitalisation rate (i.e. 5% reciprocal = 20) multiply by rateable value of the buildings (before any overall end allowances are made and after making a notional deduction for the land value) and add to the ERC of P&M. Use resultant figure to calculate contract size adjustment. (Guidance Notes - Section 6) | Cost Figures are for tanks (mild steel) having 8mm thick bottom plates. The scales are suitable to tanks having bottom plate thickness of between 6mm and 10mm. The costs can be used as Stage 1 costs for riveted tanks. Costs do not include for bit sand foundations, concrete and/or concrete - pile foundations, heating coils, insulation (rock wool), linings (butyl), structural stairways, catwalks, between tank walkways, et cetera. Further additions: - It is assumed that the outside of the tank is painted with a general long life paint and the internal tank is painted with a holding primer - for internal painting costs:- see 215X. These costs include external painting | 1. Dia. of tank. 2. Height of tank. 3. Material tank is made out of and whether welded or bolted plates. 4. Painting. 5. Any other known features - internally lined et cetera. 6. Fixed or Floating Head. 7. Age. | Class 4, Table 4 Class 2 (d) Draining ; (e) Supplying Water ; (f) Protection from hazards. List of accessories 1 and 2 (v) | If under Class 2, whole if Class 2 provisos applies - other than. If under Class 4 Heating coils, rock wool insulation, paddles. Whole if Class 4 (d) | Foundations, catwalks, bunds, structural staircases, piles, fire protection equipment, high-level walkways. | Where it would be normal to find more than one item in such a hereditament the ERC stated has been adjusted to reflect any number / quantity, discount. These figures are NOT one off figures. | Tanks with bottom plates of 12.4 mm thickness or greater may have an addition of up to 40% to account for extra costs. | Photo 1 – Mixed use storage tanks. Photo 2 – Tank Farm (large tanks). Photo 3 – Fixed head (Foreground) Floating Head. | - | 20137 |  | m3 | Per cubic metre | 3 - INDUSTRIAL | David Grace | Rob Hughes | 68.8376 | Option 3 | 74.7897 | 8.647% | 85.7439 | 85.9356 | 24.84% | 14.9% | 85.8282 | 24.68% | Indexed | Ryan Hobbs | VOA_GPN_GOV_UK\7246041 | 2020-12-22 | Low | - | Medium | Costs are based on provisional 2021 agreement with agents (email chain saved in Evidence tab). Since CG2023 is currently working from the same TPI start point (322) as CG2021 I have taken the rate without adjustment, and will bulk index closer to publication date. The 215A and 215W series are interchangeable and historically this has led to the codes in the valuer's "Scale" spreadsheet (see evidence tab) not always using the code that appears in the CG. I offered Rob Hughes to correct / rationalise this in CG2023 but he declined as they would have to update all their valuations. Therefore designation (fixed / floating head) and capacity (m3) is more important than actual code. | - | Costs need to be indexed by different indices to general TPI. Some thought will be required to make sure this happens correctly. | NA | Steel | 1.56 | (BEAMS Note 1) The ERC for this item should be added to the total of the ERC of the other P&M items on the site and the Buildings ERC (where applicable) to enable the correct contract size adjustment to be made. ERC of P&M Items + ERC of Building Component’s = Total ERC (net figure rateable items only) to which contract size adjustment should be applied The 2021 Generic Contractors Test Spreadsheet has this facility built into the programme - it is recommended you undertake all contractors test valuations using this spreadsheet. (Details on the application of contract size adjustments can be found in the RCG 2021 Guidance notes). Where RV is calculated using the comparative method (rental method) the contract size adjustment should be made as follows: Select - SCAT code box "P and M as an addition” within the 2021 Generic Contractors Test Spreadsheet facility. Or Where the spreadsheet is not used take the: Reciprocal of statutory de-capitalisation rate (i.e. 5% reciprocal = 20) multiply by rateable value of the buildings (before any overall end allowances are made and after making a notional deduction for the land value) and add to the ERC of P&M. Use resultant figure to calculate contract size adjustment. (Guidance Notes - Section 6) | Photo 1 – Mixed use storage tanks. Photo 2 – Tank Farm (large tanks). Photo 3 – Fixed head (Foreground) Floating Head. | - | 1 | TRUE
5645 | 215A67 | 7594 | 215A67 | Tanks | Large vertical | Refinery and Chemical works | Floating head | 40000m³ | Large Vertical Cylindrical - Refinery or Large Petro chemical works floating head tanks found on refineries or large chemical works are generally all steel construction (usually mild steel) with butt-welded shells and tap welded bottoms and roofs. Pre- formed tank sections are laid out on site and erected over a period of days. The tank sections have usually been treated (painted) with tank manufacturers rust prohibited coat. It is assumed that these tanks are located on Petrol Refineries and Petrochemical Works where crude, semi crude and aggressive materials are common. Unlike tanks on commercial tank farms where specific materials are stored and the tank is designed accordingly, many of the Refinery / Chemical type tanks have, over a period of time, stored a variety of products, some aggressive, resulting in a more rapid deterioration of the tank. The allowance scales (see Guidance Notes) reflect this worse case scenario. The tanks are of basic construction having capacities of up to 120,000 cu. m. (100,000 cubic metres = approx. 22 million UK gallons). In the assumed locations these tanks are used mainly for bulk storage of crude petroleum, semi processed petroleum products and by-products. Few tanks of this size have been erected in the UK since 2000. The tankage on such hereditaments contains petrochemical products, which in the main are crude, or part processed, although some tanks will contain processed products, which are waiting for distribution. Generally the products contained within such tankage is, due partly to its water content and chemical composition, aggressive and variable in its quality, thus causing problems due to chemical reactions in respect of internal corrosion. Most tanks in this size band are floating head tanks especially where there are large volumes of volatile gases present. Many of the pre 1980 tanks were very basic in design and the materials used were the lower end of the regulatory standard. Therefore the result of storing this type of product is a shorter tank life and a more demanding maintenance programme. (See allowance scales). Within Refineries and Large Petro-Chemical properties a variety of tank sizes can be found for refined products awaiting distribution. For tanks under 25,000 cu m scales 215W - - series should be used where the tank is specifically designed for the product it holds. (As the Commercial Tanks Farms). The stored products are usually for volatile, high flash point products such as gas oil, lubricating oil and fuel oil. The tanks are operated at atmospheric pressure under a floating head. Floating roofs sit on the liquid and rise and fall as volume increases / decreases. Foundations under the tanks base plate are bit-sand foundations (see separate Description Notes on bit-sand foundations and costs). The bit-sand base usually sits on an over site concrete base (e.g. 150mm). Deeper or piled foundations should be costed separately. Tanks other than for petroleum products may have other features not included above (see appropriate code series 215W --). Maintenance cycle - The tanks are usually on a 10-year maintenance cycle, which means an internal inspection takes place every 8 to 12 years. The initial inspection usually requires maintenance and repair of bottom plate holes or areas where the steel is being attacked. (This is usually regarded as maintenance). On the second inspection after 16 to 22 years there is often serious damage to the base plate which may result in renewal of large areas of the base plate or in severe cases total replacement. (This is usually regarded as repair). If renewal is required the tank can be out of commission for up to 6 months. This could lead to the tank being taken out of assessment. When the tank is re commissioned the allowance scales should be adjusted: See: Tank allowance scale Cost Information Notes re - notional age. Painting Internally. More modern tanks may have internal paint coats to prevent such aggressive oils and chemicals from attacking the mild steel plate. For cost information see appropriate scales. All steel base plates on erected tanks are assumed to be painted with a primer to prevent initial rusting. In some cases this painting is not undertaken if specified by the occupier. Painting Externally: - These Costs assume the tank has been painted to refinery tank standards. The assumption is that the tanks on refineries and petrochemical works are subject to a 10-year maintenance cycle and the allowance scales for tanks reflects this type of regime. The tanks are assumed to be painted with a product that will last a maintenance period (average 10 years) and the costs reflect this type of paint specification. Foundations for most tanks sit on a bit-sand foundation (see separate Description and costings). Most bulk storage tanks are built with a cone up centre however some tanks have a sump in the centre of the tank. In the usual cone up situation any pile or slab foundations to the tank should be established by reference to plans and sections and costed with reference to BEAMS. For piled and thicker raft foundations under the tank further additions will be required and these should be calculated with reference to the relevant section in the Cost Guide. Included costs in the bit sand base are: The usual earth foundation requires: (i) Site cleared of vegetable matter, (ii) Compacted chemically inert fill, (iii) Drainage layer 150mm thick of stable permeable compacted granular construction, (iv) 50 mm thick bitumen/sand (Bit sand) layer (laid to correct falls). Drainage, periphery details and sizes are set out in BS 2654 (see fig 35). In all cases cost additions are required for bit-sand bases. (See separate table). | Considered Not Applicable at time of Publication | (BEAMS Note 1) The ERC for this item should be added to the total of the ERC of the other P&M items on the site and the Buildings ERC (where applicable) to enable the correct contract size adjustment to be made. ERC of P&M Items + ERC of Building Component’s = Total ERC (net figure rateable items only) to which contract size adjustment should be applied The 2023 Generic Contractors Test Spreadsheet has this facility built into the programme - it is recommended you undertake all contractors test valuations using this spreadsheet. (Details on the application of contract size adjustments can be found in the RCG 2023 Guidance notes). Where RV is calculated using the comparative method (rental method) the contract size adjustment should be made as follows: Select - SCAT code box ""P and M as an addition” within the 2023 Generic Contractors Test Spreadsheet facility. Or Where the spreadsheet is not used take the: Reciprocal of statutory de-capitalisation rate (i.e. 5% reciprocal = 20) multiply by rateable value of the buildings (before any overall end allowances are made and after making a notional deduction for the land value) and add to the ERC of P&M. Use resultant figure to calculate contract size adjustment. (Guidance Notes - Section 6) | Cost Figures are for tanks (mild steel) having 8mm thick bottom plates. The scales are suitable to tanks having bottom plate thickness of between 6mm and 10mm. The costs can be used as Stage 1 costs for riveted tanks. Costs do not include for bit sand foundations, concrete and/or concrete - pile foundations, heating coils, insulation (rock wool), linings (butyl), structural stairways, catwalks, between tank walkways, et cetera. Further additions: - It is assumed that the outside of the tank is painted with a general long life paint and the internal tank is painted with a holding primer - for internal painting costs:- see 215X. These costs include external painting | 1. Dia. of tank. 2. Height of tank. 3. Material tank is made out of and whether welded or bolted plates. 4. Painting. 5. Any other known features - internally lined et cetera. 6. Fixed or Floating Head. 7. Age. | Class 4, Table 4 Class 2 (d) Draining ; (e) Supplying Water ; (f) Protection from hazards. List of accessories 1 and 2 (v) | If under Class 2, whole if Class 2 provisos applies - other than. If under Class 4 Heating coils, rock wool insulation, paddles. Whole if Class 4 (d) | Foundations, catwalks, bunds, structural staircases, piles, fire protection equipment, high-level walkways. | Where it would be normal to find more than one item in such a hereditament the ERC stated has been adjusted to reflect any number / quantity, discount. These figures are NOT one off figures. | Tanks with bottom plates of 12.4 mm thickness or greater may have an addition of up to 40% to account for extra costs. | Photo 1 – Mixed use storage tanks. Photo 2 – Tank Farm (large tanks). Photo 3 – Fixed head (Foreground) Floating Head. | - | 20137 |  | m3 | Per cubic metre | 3 - INDUSTRIAL | David Grace | Rob Hughes | 66.6482 | Option 3 | 72.411 | 8.647% | 81.4567 | 81.6388 | 22.49% | 12.74% | 82.0417 | 23.1% | Indexed | Ryan Hobbs | VOA_GPN_GOV_UK\7246041 | 2020-12-22 | Low | - | Medium | Costs are based on provisional 2021 agreement with agents (email chain saved in Evidence tab). Since CG2023 is currently working from the same TPI start point (322) as CG2021 I have taken the rate without adjustment, and will bulk index closer to publication date. The 215A and 215W series are interchangeable and historically this has led to the codes in the valuer's "Scale" spreadsheet (see evidence tab) not always using the code that appears in the CG. I offered Rob Hughes to correct / rationalise this in CG2023 but he declined as they would have to update all their valuations. Therefore designation (fixed / floating head) and capacity (m3) is more important than actual code. | - | Costs need to be indexed by different indices to general TPI. Some thought will be required to make sure this happens correctly. | NA | Steel | 1.56 | (BEAMS Note 1) The ERC for this item should be added to the total of the ERC of the other P&M items on the site and the Buildings ERC (where applicable) to enable the correct contract size adjustment to be made. ERC of P&M Items + ERC of Building Component’s = Total ERC (net figure rateable items only) to which contract size adjustment should be applied The 2021 Generic Contractors Test Spreadsheet has this facility built into the programme - it is recommended you undertake all contractors test valuations using this spreadsheet. (Details on the application of contract size adjustments can be found in the RCG 2021 Guidance notes). Where RV is calculated using the comparative method (rental method) the contract size adjustment should be made as follows: Select - SCAT code box "P and M as an addition” within the 2021 Generic Contractors Test Spreadsheet facility. Or Where the spreadsheet is not used take the: Reciprocal of statutory de-capitalisation rate (i.e. 5% reciprocal = 20) multiply by rateable value of the buildings (before any overall end allowances are made and after making a notional deduction for the land value) and add to the ERC of P&M. Use resultant figure to calculate contract size adjustment. (Guidance Notes - Section 6) | Photo 1 – Mixed use storage tanks. Photo 2 – Tank Farm (large tanks). Photo 3 – Fixed head (Foreground) Floating Head. | - | 1 | FALSE
5646 | 215A68 | 7595 | 215A68 | Tanks | Large vertical | Refinery and Chemical works | Floating head | 50000m³ | Large Vertical Cylindrical - Refinery or Large Petro chemical works floating head tanks found on refineries or large chemical works are generally all steel construction (usually mild steel) with butt-welded shells and tap welded bottoms and roofs. Pre- formed tank sections are laid out on site and erected over a period of days. The tank sections have usually been treated (painted) with tank manufacturers rust prohibited coat. It is assumed that these tanks are located on Petrol Refineries and Petrochemical Works where crude, semi crude and aggressive materials are common. Unlike tanks on commercial tank farms where specific materials are stored and the tank is designed accordingly, many of the Refinery / Chemical type tanks have, over a period of time, stored a variety of products, some aggressive, resulting in a more rapid deterioration of the tank. The allowance scales (see Guidance Notes) reflect this worse case scenario. The tanks are of basic construction having capacities of up to 120,000 cu. m. (100,000 cubic metres = approx. 22 million UK gallons). In the assumed locations these tanks are used mainly for bulk storage of crude petroleum, semi processed petroleum products and by-products. Few tanks of this size have been erected in the UK since 2000. The tankage on such hereditaments contains petrochemical products, which in the main are crude, or part processed, although some tanks will contain processed products, which are waiting for distribution. Generally the products contained within such tankage is, due partly to its water content and chemical composition, aggressive and variable in its quality, thus causing problems due to chemical reactions in respect of internal corrosion. Most tanks in this size band are floating head tanks especially where there are large volumes of volatile gases present. Many of the pre 1980 tanks were very basic in design and the materials used were the lower end of the regulatory standard. Therefore the result of storing this type of product is a shorter tank life and a more demanding maintenance programme. (See allowance scales). Within Refineries and Large Petro-Chemical properties a variety of tank sizes can be found for refined products awaiting distribution. For tanks under 25,000 cu m scales 215W - - series should be used where the tank is specifically designed for the product it holds. (As the Commercial Tanks Farms). The stored products are usually for volatile, high flash point products such as gas oil, lubricating oil and fuel oil. The tanks are operated at atmospheric pressure under a floating head. Floating roofs sit on the liquid and rise and fall as volume increases / decreases. Foundations under the tanks base plate are bit-sand foundations (see separate Description Notes on bit-sand foundations and costs). The bit-sand base usually sits on an over site concrete base (e.g. 150mm). Deeper or piled foundations should be costed separately. Tanks other than for petroleum products may have other features not included above (see appropriate code series 215W --). Maintenance cycle - The tanks are usually on a 10-year maintenance cycle, which means an internal inspection takes place every 8 to 12 years. The initial inspection usually requires maintenance and repair of bottom plate holes or areas where the steel is being attacked. (This is usually regarded as maintenance). On the second inspection after 16 to 22 years there is often serious damage to the base plate which may result in renewal of large areas of the base plate or in severe cases total replacement. (This is usually regarded as repair). If renewal is required the tank can be out of commission for up to 6 months. This could lead to the tank being taken out of assessment. When the tank is re commissioned the allowance scales should be adjusted: See: Tank allowance scale Cost Information Notes re - notional age. Painting Internally. More modern tanks may have internal paint coats to prevent such aggressive oils and chemicals from attacking the mild steel plate. For cost information see appropriate scales. All steel base plates on erected tanks are assumed to be painted with a primer to prevent initial rusting. In some cases this painting is not undertaken if specified by the occupier. Painting Externally: - These Costs assume the tank has been painted to refinery tank standards. The assumption is that the tanks on refineries and petrochemical works are subject to a 10-year maintenance cycle and the allowance scales for tanks reflects this type of regime. The tanks are assumed to be painted with a product that will last a maintenance period (average 10 years) and the costs reflect this type of paint specification. Foundations for most tanks sit on a bit-sand foundation (see separate Description and costings). Most bulk storage tanks are built with a cone up centre however some tanks have a sump in the centre of the tank. In the usual cone up situation any pile or slab foundations to the tank should be established by reference to plans and sections and costed with reference to BEAMS. For piled and thicker raft foundations under the tank further additions will be required and these should be calculated with reference to the relevant section in the Cost Guide. Included costs in the bit sand base are: The usual earth foundation requires: (i) Site cleared of vegetable matter, (ii) Compacted chemically inert fill, (iii) Drainage layer 150mm thick of stable permeable compacted granular construction, (iv) 50 mm thick bitumen/sand (Bit sand) layer (laid to correct falls). Drainage, periphery details and sizes are set out in BS 2654 (see fig 35). In all cases cost additions are required for bit-sand bases. (See separate table). | Considered Not Applicable at time of Publication | (BEAMS Note 1) The ERC for this item should be added to the total of the ERC of the other P&M items on the site and the Buildings ERC (where applicable) to enable the correct contract size adjustment to be made. ERC of P&M Items + ERC of Building Component’s = Total ERC (net figure rateable items only) to which contract size adjustment should be applied The 2023 Generic Contractors Test Spreadsheet has this facility built into the programme - it is recommended you undertake all contractors test valuations using this spreadsheet. (Details on the application of contract size adjustments can be found in the RCG 2023 Guidance notes). Where RV is calculated using the comparative method (rental method) the contract size adjustment should be made as follows: Select - SCAT code box ""P and M as an addition” within the 2023 Generic Contractors Test Spreadsheet facility. Or Where the spreadsheet is not used take the: Reciprocal of statutory de-capitalisation rate (i.e. 5% reciprocal = 20) multiply by rateable value of the buildings (before any overall end allowances are made and after making a notional deduction for the land value) and add to the ERC of P&M. Use resultant figure to calculate contract size adjustment. (Guidance Notes - Section 6) | Cost Figures are for tanks (mild steel) having 8mm thick bottom plates. The scales are suitable to tanks having bottom plate thickness of between 6mm and 10mm. The costs can be used as Stage 1 costs for riveted tanks. Costs do not include for bit sand foundations, concrete and/or concrete - pile foundations, heating coils, insulation (rock wool), linings (butyl), structural stairways, catwalks, between tank walkways, et cetera. Further additions: - It is assumed that the outside of the tank is painted with a general long life paint and the internal tank is painted with a holding primer - for internal painting costs:- see 215X. These costs include external painting | 1. Dia. of tank. 2. Height of tank. 3. Material tank is made out of and whether welded or bolted plates. 4. Painting. 5. Any other known features - internally lined et cetera. 6. Fixed or Floating Head. 7. Age. | Class 4, Table 4 Class 2 (d) Draining ; (e) Supplying Water ; (f) Protection from hazards. List of accessories 1 and 2 (v) | If under Class 2, whole if Class 2 provisos applies - other than. If under Class 4 Heating coils, rock wool insulation, paddles. Whole if Class 4 (d) | Foundations, catwalks, bunds, structural staircases, piles, fire protection equipment, high-level walkways. | Where it would be normal to find more than one item in such a hereditament the ERC stated has been adjusted to reflect any number / quantity, discount. These figures are NOT one off figures. | Tanks with bottom plates of 12.4 mm thickness or greater may have an addition of up to 40% to account for extra costs. | Photo 1 – Mixed use storage tanks. Photo 2 – Tank Farm (large tanks). Photo 3 – Fixed head (Foreground) Floating Head. | - | 20137 |  | m3 | Per cubic metre | 3 - INDUSTRIAL | David Grace | Rob Hughes | 66.0244 | Option 3 | 71.7333 | 8.647% | 81.4895 | 81.6716 | 23.7% | 13.85% | 82.0417 | 24.26% | Indexed | Ryan Hobbs | VOA_GPN_GOV_UK\7246041 | 2020-12-22 | Low | - | Medium | Costs are based on provisional 2021 agreement with agents (email chain saved in Evidence tab). Since CG2023 is currently working from the same TPI start point (322) as CG2021 I have taken the rate without adjustment, and will bulk index closer to publication date. The 215A and 215W series are interchangeable and historically this has led to the codes in the valuer's "Scale" spreadsheet (see evidence tab) not always using the code that appears in the CG. I offered Rob Hughes to correct / rationalise this in CG2023 but he declined as they would have to update all their valuations. Therefore designation (fixed / floating head) and capacity (m3) is more important than actual code. | - | Costs need to be indexed by different indices to general TPI. Some thought will be required to make sure this happens correctly. | NA | Steel | 1.56 | (BEAMS Note 1) The ERC for this item should be added to the total of the ERC of the other P&M items on the site and the Buildings ERC (where applicable) to enable the correct contract size adjustment to be made. ERC of P&M Items + ERC of Building Component’s = Total ERC (net figure rateable items only) to which contract size adjustment should be applied The 2021 Generic Contractors Test Spreadsheet has this facility built into the programme - it is recommended you undertake all contractors test valuations using this spreadsheet. (Details on the application of contract size adjustments can be found in the RCG 2021 Guidance notes). Where RV is calculated using the comparative method (rental method) the contract size adjustment should be made as follows: Select - SCAT code box "P and M as an addition” within the 2021 Generic Contractors Test Spreadsheet facility. Or Where the spreadsheet is not used take the: Reciprocal of statutory de-capitalisation rate (i.e. 5% reciprocal = 20) multiply by rateable value of the buildings (before any overall end allowances are made and after making a notional deduction for the land value) and add to the ERC of P&M. Use resultant figure to calculate contract size adjustment. (Guidance Notes - Section 6) | Photo 1 – Mixed use storage tanks. Photo 2 – Tank Farm (large tanks). Photo 3 – Fixed head (Foreground) Floating Head. | - | 1 | FALSE
5647 | 215A69 | 7596 | 215A69 | Tanks | Large vertical | Refinery and Chemical works | Floating head | 60000m³ | Large Vertical Cylindrical - Refinery or Large Petro chemical works floating head tanks found on refineries or large chemical works are generally all steel construction (usually mild steel) with butt-welded shells and tap welded bottoms and roofs. Pre- formed tank sections are laid out on site and erected over a period of days. The tank sections have usually been treated (painted) with tank manufacturers rust prohibited coat. It is assumed that these tanks are located on Petrol Refineries and Petrochemical Works where crude, semi crude and aggressive materials are common. Unlike tanks on commercial tank farms where specific materials are stored and the tank is designed accordingly, many of the Refinery / Chemical type tanks have, over a period of time, stored a variety of products, some aggressive, resulting in a more rapid deterioration of the tank. The allowance scales (see Guidance Notes) reflect this worse case scenario. The tanks are of basic construction having capacities of up to 120,000 cu. m. (100,000 cubic metres = approx. 22 million UK gallons). In the assumed locations these tanks are used mainly for bulk storage of crude petroleum, semi processed petroleum products and by-products. Few tanks of this size have been erected in the UK since 2000. The tankage on such hereditaments contains petrochemical products, which in the main are crude, or part processed, although some tanks will contain processed products, which are waiting for distribution. Generally the products contained within such tankage is, due partly to its water content and chemical composition, aggressive and variable in its quality, thus causing problems due to chemical reactions in respect of internal corrosion. Most tanks in this size band are floating head tanks especially where there are large volumes of volatile gases present. Many of the pre 1980 tanks were very basic in design and the materials used were the lower end of the regulatory standard. Therefore the result of storing this type of product is a shorter tank life and a more demanding maintenance programme. (See allowance scales). Within Refineries and Large Petro-Chemical properties a variety of tank sizes can be found for refined products awaiting distribution. For tanks under 25,000 cu m scales 215W - - series should be used where the tank is specifically designed for the product it holds. (As the Commercial Tanks Farms). The stored products are usually for volatile, high flash point products such as gas oil, lubricating oil and fuel oil. The tanks are operated at atmospheric pressure under a floating head. Floating roofs sit on the liquid and rise and fall as volume increases / decreases. Foundations under the tanks base plate are bit-sand foundations (see separate Description Notes on bit-sand foundations and costs). The bit-sand base usually sits on an over site concrete base (e.g. 150mm). Deeper or piled foundations should be costed separately. Tanks other than for petroleum products may have other features not included above (see appropriate code series 215W --). Maintenance cycle - The tanks are usually on a 10-year maintenance cycle, which means an internal inspection takes place every 8 to 12 years. The initial inspection usually requires maintenance and repair of bottom plate holes or areas where the steel is being attacked. (This is usually regarded as maintenance). On the second inspection after 16 to 22 years there is often serious damage to the base plate which may result in renewal of large areas of the base plate or in severe cases total replacement. (This is usually regarded as repair). If renewal is required the tank can be out of commission for up to 6 months. This could lead to the tank being taken out of assessment. When the tank is re commissioned the allowance scales should be adjusted: See: Tank allowance scale Cost Information Notes re - notional age. Painting Internally. More modern tanks may have internal paint coats to prevent such aggressive oils and chemicals from attacking the mild steel plate. For cost information see appropriate scales. All steel base plates on erected tanks are assumed to be painted with a primer to prevent initial rusting. In some cases this painting is not undertaken if specified by the occupier. Painting Externally: - These Costs assume the tank has been painted to refinery tank standards. The assumption is that the tanks on refineries and petrochemical works are subject to a 10-year maintenance cycle and the allowance scales for tanks reflects this type of regime. The tanks are assumed to be painted with a product that will last a maintenance period (average 10 years) and the costs reflect this type of paint specification. Foundations for most tanks sit on a bit-sand foundation (see separate Description and costings). Most bulk storage tanks are built with a cone up centre however some tanks have a sump in the centre of the tank. In the usual cone up situation any pile or slab foundations to the tank should be established by reference to plans and sections and costed with reference to BEAMS. For piled and thicker raft foundations under the tank further additions will be required and these should be calculated with reference to the relevant section in the Cost Guide. Included costs in the bit sand base are: The usual earth foundation requires: (i) Site cleared of vegetable matter, (ii) Compacted chemically inert fill, (iii) Drainage layer 150mm thick of stable permeable compacted granular construction, (iv) 50 mm thick bitumen/sand (Bit sand) layer (laid to correct falls). Drainage, periphery details and sizes are set out in BS 2654 (see fig 35). In all cases cost additions are required for bit-sand bases. (See separate table). | Considered Not Applicable at time of Publication | (BEAMS Note 1) The ERC for this item should be added to the total of the ERC of the other P&M items on the site and the Buildings ERC (where applicable) to enable the correct contract size adjustment to be made. ERC of P&M Items + ERC of Building Component’s = Total ERC (net figure rateable items only) to which contract size adjustment should be applied The 2023 Generic Contractors Test Spreadsheet has this facility built into the programme - it is recommended you undertake all contractors test valuations using this spreadsheet. (Details on the application of contract size adjustments can be found in the RCG 2023 Guidance notes). Where RV is calculated using the comparative method (rental method) the contract size adjustment should be made as follows: Select - SCAT code box ""P and M as an addition” within the 2023 Generic Contractors Test Spreadsheet facility. Or Where the spreadsheet is not used take the: Reciprocal of statutory de-capitalisation rate (i.e. 5% reciprocal = 20) multiply by rateable value of the buildings (before any overall end allowances are made and after making a notional deduction for the land value) and add to the ERC of P&M. Use resultant figure to calculate contract size adjustment. (Guidance Notes - Section 6) | Cost Figures are for tanks (mild steel) having 8mm thick bottom plates. The scales are suitable to tanks having bottom plate thickness of between 6mm and 10mm. The costs can be used as Stage 1 costs for riveted tanks. Costs do not include for bit sand foundations, concrete and/or concrete - pile foundations, heating coils, insulation (rock wool), linings (butyl), structural stairways, catwalks, between tank walkways, et cetera. Further additions: - It is assumed that the outside of the tank is painted with a general long life paint and the internal tank is painted with a holding primer - for internal painting costs:- see 215X. These costs include external painting | 1. Dia. of tank. 2. Height of tank. 3. Material tank is made out of and whether welded or bolted plates. 4. Painting. 5. Any other known features - internally lined et cetera. 6. Fixed or Floating Head. 7. Age. | Class 4, Table 4 Class 2 (d) Draining ; (e) Supplying Water ; (f) Protection from hazards. List of accessories 1 and 2 (v) | If under Class 2, whole if Class 2 provisos applies - other than. If under Class 4 Heating coils, rock wool insulation, paddles. Whole if Class 4 (d) | Foundations, catwalks, bunds, structural staircases, piles, fire protection equipment, high-level walkways. | Where it would be normal to find more than one item in such a hereditament the ERC stated has been adjusted to reflect any number / quantity, discount. These figures are NOT one off figures. | Tanks with bottom plates of 12.4 mm thickness or greater may have an addition of up to 40% to account for extra costs. | Photo 1 – Mixed use storage tanks. Photo 2 – Tank Farm (large tanks). Photo 3 – Fixed head (Foreground) Floating Head. | - | 20137 |  | m3 | Per cubic metre | 3 - INDUSTRIAL | David Grace | Rob Hughes | 63.7372 | Option 3 | 69.2482 | 8.647% | 79.3131 | 79.4904 | 24.72% | 14.79% | 79.5226 | 24.77% | Indexed | Ryan Hobbs | VOA_GPN_GOV_UK\7246041 | 2022-07-29 | Low | - | Medium | Costs are based on provisional 2021 agreement with agents (email chain saved in Evidence tab). Since CG2023 is currently working from the same TPI start point (322) as CG2021 I have taken the rate without adjustment, and will bulk index closer to publication date. The 215A and 215W series are interchangeable and historically this has led to the codes in the valuer's "Scale" spreadsheet (see evidence tab) not always using the code that appears in the CG. I offered Rob Hughes to correct / rationalise this in CG2023 but he declined as they would have to update all their valuations. Therefore designation (fixed / floating head) and capacity (m3) is more important than actual code. | - | Costs need to be indexed by different indices to general TPI. Some thought will be required to make sure this happens correctly. | NA | Steel | 1.56 | (BEAMS Note 1) The ERC for this item should be added to the total of the ERC of the other P&M items on the site and the Buildings ERC (where applicable) to enable the correct contract size adjustment to be made. ERC of P&M Items + ERC of Building Component’s = Total ERC (net figure rateable items only) to which contract size adjustment should be applied The 2021 Generic Contractors Test Spreadsheet has this facility built into the programme - it is recommended you undertake all contractors test valuations using this spreadsheet. (Details on the application of contract size adjustments can be found in the RCG 2021 Guidance notes). Where RV is calculated using the comparative method (rental method) the contract size adjustment should be made as follows: Select - SCAT code box "P and M as an addition” within the 2021 Generic Contractors Test Spreadsheet facility. Or Where the spreadsheet is not used take the: Reciprocal of statutory de-capitalisation rate (i.e. 5% reciprocal = 20) multiply by rateable value of the buildings (before any overall end allowances are made and after making a notional deduction for the land value) and add to the ERC of P&M. Use resultant figure to calculate contract size adjustment. (Guidance Notes - Section 6) | Photo 1 – Mixed use storage tanks. Photo 2 – Tank Farm (large tanks). Photo 3 – Fixed head (Foreground) Floating Head. | - | 1 | TRUE
5648 | 215A70 | 7597 | 215A70 | Tanks | Large vertical | Refinery and Chemical works | Floating head | 70000m³ | Large Vertical Cylindrical - Refinery or Large Petro chemical works floating head tanks found on refineries or large chemical works are generally all steel construction (usually mild steel) with butt-welded shells and tap welded bottoms and roofs. Pre- formed tank sections are laid out on site and erected over a period of days. The tank sections have usually been treated (painted) with tank manufacturers rust prohibited coat. It is assumed that these tanks are located on Petrol Refineries and Petrochemical Works where crude, semi crude and aggressive materials are common. Unlike tanks on commercial tank farms where specific materials are stored and the tank is designed accordingly, many of the Refinery / Chemical type tanks have, over a period of time, stored a variety of products, some aggressive, resulting in a more rapid deterioration of the tank. The allowance scales (see Guidance Notes) reflect this worse case scenario. The tanks are of basic construction having capacities of up to 120,000 cu. m. (100,000 cubic metres = approx. 22 million UK gallons). In the assumed locations these tanks are used mainly for bulk storage of crude petroleum, semi processed petroleum products and by-products. Few tanks of this size have been erected in the UK since 2000. The tankage on such hereditaments contains petrochemical products, which in the main are crude, or part processed, although some tanks will contain processed products, which are waiting for distribution. Generally the products contained within such tankage is, due partly to its water content and chemical composition, aggressive and variable in its quality, thus causing problems due to chemical reactions in respect of internal corrosion. Most tanks in this size band are floating head tanks especially where there are large volumes of volatile gases present. Many of the pre 1980 tanks were very basic in design and the materials used were the lower end of the regulatory standard. Therefore the result of storing this type of product is a shorter tank life and a more demanding maintenance programme. (See allowance scales). Within Refineries and Large Petro-Chemical properties a variety of tank sizes can be found for refined products awaiting distribution. For tanks under 25,000 cu m scales 215W - - series should be used where the tank is specifically designed for the product it holds. (As the Commercial Tanks Farms). The stored products are usually for volatile, high flash point products such as gas oil, lubricating oil and fuel oil. The tanks are operated at atmospheric pressure under a floating head. Floating roofs sit on the liquid and rise and fall as volume increases / decreases. Foundations under the tanks base plate are bit-sand foundations (see separate Description Notes on bit-sand foundations and costs). The bit-sand base usually sits on an over site concrete base (e.g. 150mm). Deeper or piled foundations should be costed separately. Tanks other than for petroleum products may have other features not included above (see appropriate code series 215W --). Maintenance cycle - The tanks are usually on a 10-year maintenance cycle, which means an internal inspection takes place every 8 to 12 years. The initial inspection usually requires maintenance and repair of bottom plate holes or areas where the steel is being attacked. (This is usually regarded as maintenance). On the second inspection after 16 to 22 years there is often serious damage to the base plate which may result in renewal of large areas of the base plate or in severe cases total replacement. (This is usually regarded as repair). If renewal is required the tank can be out of commission for up to 6 months. This could lead to the tank being taken out of assessment. When the tank is re commissioned the allowance scales should be adjusted: See: Tank allowance scale Cost Information Notes re - notional age. Painting Internally. More modern tanks may have internal paint coats to prevent such aggressive oils and chemicals from attacking the mild steel plate. For cost information see appropriate scales. All steel base plates on erected tanks are assumed to be painted with a primer to prevent initial rusting. In some cases this painting is not undertaken if specified by the occupier. Painting Externally: - These Costs assume the tank has been painted to refinery tank standards. The assumption is that the tanks on refineries and petrochemical works are subject to a 10-year maintenance cycle and the allowance scales for tanks reflects this type of regime. The tanks are assumed to be painted with a product that will last a maintenance period (average 10 years) and the costs reflect this type of paint specification. Foundations for most tanks sit on a bit-sand foundation (see separate Description and costings). Most bulk storage tanks are built with a cone up centre however some tanks have a sump in the centre of the tank. In the usual cone up situation any pile or slab foundations to the tank should be established by reference to plans and sections and costed with reference to BEAMS. For piled and thicker raft foundations under the tank further additions will be required and these should be calculated with reference to the relevant section in the Cost Guide. Included costs in the bit sand base are: The usual earth foundation requires: (i) Site cleared of vegetable matter, (ii) Compacted chemically inert fill, (iii) Drainage layer 150mm thick of stable permeable compacted granular construction, (iv) 50 mm thick bitumen/sand (Bit sand) layer (laid to correct falls). Drainage, periphery details and sizes are set out in BS 2654 (see fig 35). In all cases cost additions are required for bit-sand bases. (See separate table). | Considered Not Applicable at time of Publication | (BEAMS Note 1) The ERC for this item should be added to the total of the ERC of the other P&M items on the site and the Buildings ERC (where applicable) to enable the correct contract size adjustment to be made. ERC of P&M Items + ERC of Building Component’s = Total ERC (net figure rateable items only) to which contract size adjustment should be applied The 2023 Generic Contractors Test Spreadsheet has this facility built into the programme - it is recommended you undertake all contractors test valuations using this spreadsheet. (Details on the application of contract size adjustments can be found in the RCG 2023 Guidance notes). Where RV is calculated using the comparative method (rental method) the contract size adjustment should be made as follows: Select - SCAT code box ""P and M as an addition” within the 2023 Generic Contractors Test Spreadsheet facility. Or Where the spreadsheet is not used take the: Reciprocal of statutory de-capitalisation rate (i.e. 5% reciprocal = 20) multiply by rateable value of the buildings (before any overall end allowances are made and after making a notional deduction for the land value) and add to the ERC of P&M. Use resultant figure to calculate contract size adjustment. (Guidance Notes - Section 6) | Cost Figures are for tanks (mild steel) having 8mm thick bottom plates. The scales are suitable to tanks having bottom plate thickness of between 6mm and 10mm. The costs can be used as Stage 1 costs for riveted tanks. Costs do not include for bit sand foundations, concrete and/or concrete - pile foundations, heating coils, insulation (rock wool), linings (butyl), structural stairways, catwalks, between tank walkways, et cetera. Further additions: - It is assumed that the outside of the tank is painted with a general long life paint and the internal tank is painted with a holding primer - for internal painting costs:- see 215X. These costs include external painting | 1. Dia. of tank. 2. Height of tank. 3. Material tank is made out of and whether welded or bolted plates. 4. Painting. 5. Any other known features - internally lined et cetera. 6. Fixed or Floating Head. 7. Age. | Class 4, Table 4 Class 2 (d) Draining ; (e) Supplying Water ; (f) Protection from hazards. List of accessories 1 and 2 (v) | If under Class 2, whole if Class 2 provisos applies - other than. If under Class 4 Heating coils, rock wool insulation, paddles. Whole if Class 4 (d) | Foundations, catwalks, bunds, structural staircases, piles, fire protection equipment, high-level walkways. | Where it would be normal to find more than one item in such a hereditament the ERC stated has been adjusted to reflect any number / quantity, discount. These figures are NOT one off figures. | Tanks with bottom plates of 12.4 mm thickness or greater may have an addition of up to 40% to account for extra costs. | Photo 1 – Mixed use storage tanks. Photo 2 – Tank Farm (large tanks). Photo 3 – Fixed head (Foreground) Floating Head. | - | 20137 |  | m3 | Per cubic metre | 3 - INDUSTRIAL | David Grace | Rob Hughes | 61.0707 | Option 3 | 66.3513 | 8.647% | 76.0978 | 76.2678 | 24.88% | 14.95% | 75.7307 | 24% | Indexed | Ryan Hobbs | VOA_GPN_GOV_UK\7246041 | 2020-12-22 | Low | - | Medium | Costs are based on provisional 2021 agreement with agents (email chain saved in Evidence tab). Since CG2023 is currently working from the same TPI start point (322) as CG2021 I have taken the rate without adjustment, and will bulk index closer to publication date. The 215A and 215W series are interchangeable and historically this has led to the codes in the valuer's "Scale" spreadsheet (see evidence tab) not always using the code that appears in the CG. I offered Rob Hughes to correct / rationalise this in CG2023 but he declined as they would have to update all their valuations. Therefore designation (fixed / floating head) and capacity (m3) is more important than actual code. | - | Costs need to be indexed by different indices to general TPI. Some thought will be required to make sure this happens correctly. | NA | Steel | 1.56 | (BEAMS Note 1) The ERC for this item should be added to the total of the ERC of the other P&M items on the site and the Buildings ERC (where applicable) to enable the correct contract size adjustment to be made. ERC of P&M Items + ERC of Building Component’s = Total ERC (net figure rateable items only) to which contract size adjustment should be applied The 2021 Generic Contractors Test Spreadsheet has this facility built into the programme - it is recommended you undertake all contractors test valuations using this spreadsheet. (Details on the application of contract size adjustments can be found in the RCG 2021 Guidance notes). Where RV is calculated using the comparative method (rental method) the contract size adjustment should be made as follows: Select - SCAT code box "P and M as an addition” within the 2021 Generic Contractors Test Spreadsheet facility. Or Where the spreadsheet is not used take the: Reciprocal of statutory de-capitalisation rate (i.e. 5% reciprocal = 20) multiply by rateable value of the buildings (before any overall end allowances are made and after making a notional deduction for the land value) and add to the ERC of P&M. Use resultant figure to calculate contract size adjustment. (Guidance Notes - Section 6) | Photo 1 – Mixed use storage tanks. Photo 2 – Tank Farm (large tanks). Photo 3 – Fixed head (Foreground) Floating Head. | - | 1 | TRUE
5649 | 215A71 | 7598 | 215A71 | Tanks | Large vertical | Refinery and Chemical works | Floating head | 90000m³ | Large Vertical Cylindrical - Refinery or Large Petro chemical works floating head tanks found on refineries or large chemical works are generally all steel construction (usually mild steel) with butt-welded shells and tap welded bottoms and roofs. Pre- formed tank sections are laid out on site and erected over a period of days. The tank sections have usually been treated (painted) with tank manufacturers rust prohibited coat. It is assumed that these tanks are located on Petrol Refineries and Petrochemical Works where crude, semi crude and aggressive materials are common. Unlike tanks on commercial tank farms where specific materials are stored and the tank is designed accordingly, many of the Refinery / Chemical type tanks have, over a period of time, stored a variety of products, some aggressive, resulting in a more rapid deterioration of the tank. The allowance scales (see Guidance Notes) reflect this worse case scenario. The tanks are of basic construction having capacities of up to 120,000 cu. m. (100,000 cubic metres = approx. 22 million UK gallons). In the assumed locations these tanks are used mainly for bulk storage of crude petroleum, semi processed petroleum products and by-products. Few tanks of this size have been erected in the UK since 2000. The tankage on such hereditaments contains petrochemical products, which in the main are crude, or part processed, although some tanks will contain processed products, which are waiting for distribution. Generally the products contained within such tankage is, due partly to its water content and chemical composition, aggressive and variable in its quality, thus causing problems due to chemical reactions in respect of internal corrosion. Most tanks in this size band are floating head tanks especially where there are large volumes of volatile gases present. Many of the pre 1980 tanks were very basic in design and the materials used were the lower end of the regulatory standard. Therefore the result of storing this type of product is a shorter tank life and a more demanding maintenance programme. (See allowance scales). Within Refineries and Large Petro-Chemical properties a variety of tank sizes can be found for refined products awaiting distribution. For tanks under 25,000 cu m scales 215W - - series should be used where the tank is specifically designed for the product it holds. (As the Commercial Tanks Farms). The stored products are usually for volatile, high flash point products such as gas oil, lubricating oil and fuel oil. The tanks are operated at atmospheric pressure under a floating head. Floating roofs sit on the liquid and rise and fall as volume increases / decreases. Foundations under the tanks base plate are bit-sand foundations (see separate Description Notes on bit-sand foundations and costs). The bit-sand base usually sits on an over site concrete base (e.g. 150mm). Deeper or piled foundations should be costed separately. Tanks other than for petroleum products may have other features not included above (see appropriate code series 215W --). Maintenance cycle - The tanks are usually on a 10-year maintenance cycle, which means an internal inspection takes place every 8 to 12 years. The initial inspection usually requires maintenance and repair of bottom plate holes or areas where the steel is being attacked. (This is usually regarded as maintenance). On the second inspection after 16 to 22 years there is often serious damage to the base plate which may result in renewal of large areas of the base plate or in severe cases total replacement. (This is usually regarded as repair). If renewal is required the tank can be out of commission for up to 6 months. This could lead to the tank being taken out of assessment. When the tank is re commissioned the allowance scales should be adjusted: See: Tank allowance scale Cost Information Notes re - notional age. Painting Internally. More modern tanks may have internal paint coats to prevent such aggressive oils and chemicals from attacking the mild steel plate. For cost information see appropriate scales. All steel base plates on erected tanks are assumed to be painted with a primer to prevent initial rusting. In some cases this painting is not undertaken if specified by the occupier. Painting Externally: - These Costs assume the tank has been painted to refinery tank standards. The assumption is that the tanks on refineries and petrochemical works are subject to a 10-year maintenance cycle and the allowance scales for tanks reflects this type of regime. The tanks are assumed to be painted with a product that will last a maintenance period (average 10 years) and the costs reflect this type of paint specification. Foundations for most tanks sit on a bit-sand foundation (see separate Description and costings). Most bulk storage tanks are built with a cone up centre however some tanks have a sump in the centre of the tank. In the usual cone up situation any pile or slab foundations to the tank should be established by reference to plans and sections and costed with reference to BEAMS. For piled and thicker raft foundations under the tank further additions will be required and these should be calculated with reference to the relevant section in the Cost Guide. Included costs in the bit sand base are: The usual earth foundation requires: (i) Site cleared of vegetable matter, (ii) Compacted chemically inert fill, (iii) Drainage layer 150mm thick of stable permeable compacted granular construction, (iv) 50 mm thick bitumen/sand (Bit sand) layer (laid to correct falls). Drainage, periphery details and sizes are set out in BS 2654 (see fig 35). In all cases cost additions are required for bit-sand bases. (See separate table). | Considered Not Applicable at time of Publication | (BEAMS Note 1) The ERC for this item should be added to the total of the ERC of the other P&M items on the site and the Buildings ERC (where applicable) to enable the correct contract size adjustment to be made. ERC of P&M Items + ERC of Building Component’s = Total ERC (net figure rateable items only) to which contract size adjustment should be applied The 2023 Generic Contractors Test Spreadsheet has this facility built into the programme - it is recommended you undertake all contractors test valuations using this spreadsheet. (Details on the application of contract size adjustments can be found in the RCG 2023 Guidance notes). Where RV is calculated using the comparative method (rental method) the contract size adjustment should be made as follows: Select - SCAT code box ""P and M as an addition” within the 2023 Generic Contractors Test Spreadsheet facility. Or Where the spreadsheet is not used take the: Reciprocal of statutory de-capitalisation rate (i.e. 5% reciprocal = 20) multiply by rateable value of the buildings (before any overall end allowances are made and after making a notional deduction for the land value) and add to the ERC of P&M. Use resultant figure to calculate contract size adjustment. (Guidance Notes - Section 6) | Cost Figures are for tanks (mild steel) having 8mm thick bottom plates. The scales are suitable to tanks having bottom plate thickness of between 6mm and 10mm. The costs can be used as Stage 1 costs for riveted tanks. Costs do not include for bit sand foundations, concrete and/or concrete - pile foundations, heating coils, insulation (rock wool), linings (butyl), structural stairways, catwalks, between tank walkways, et cetera. Further additions: - It is assumed that the outside of the tank is painted with a general long life paint and the internal tank is painted with a holding primer - for internal painting costs:- see 215X. These costs include external painting | 1. Dia. of tank. 2. Height of tank. 3. Material tank is made out of and whether welded or bolted plates. 4. Painting. 5. Any other known features - internally lined et cetera. 6. Fixed or Floating Head. 7. Age. | Class 4, Table 4 Class 2 (d) Draining ; (e) Supplying Water ; (f) Protection from hazards. List of accessories 1 and 2 (v) | If under Class 2, whole if Class 2 provisos applies - other than. If under Class 4 Heating coils, rock wool insulation, paddles. Whole if Class 4 (d) | Foundations, catwalks, bunds, structural staircases, piles, fire protection equipment, high-level walkways. | Where it would be normal to find more than one item in such a hereditament the ERC stated has been adjusted to reflect any number / quantity, discount. These figures are NOT one off figures. | Tanks with bottom plates of 12.4 mm thickness or greater may have an addition of up to 40% to account for extra costs. | Photo 1 – Mixed use storage tanks. Photo 2 – Tank Farm (large tanks). Photo 3 – Fixed head (Foreground) Floating Head. | - | 20137 |  | m3 | Per cubic metre | 3 - INDUSTRIAL | David Grace | Rob Hughes | 55.4811 | Option 3 | 60.2783 | 8.647% | 67.5234 | 67.6743 | 21.98% | 12.27% | 68.1577 | 22.85% | Indexed | Ryan Hobbs | VOA_GPN_GOV_UK\7246041 | 2020-12-22 | Low | - | Medium | Costs are based on provisional 2021 agreement with agents (email chain saved in Evidence tab). Since CG2023 is currently working from the same TPI start point (322) as CG2021 I have taken the rate without adjustment, and will bulk index closer to publication date. The 215A and 215W series are interchangeable and historically this has led to the codes in the valuer's "Scale" spreadsheet (see evidence tab) not always using the code that appears in the CG. I offered Rob Hughes to correct / rationalise this in CG2023 but he declined as they would have to update all their valuations. Therefore designation (fixed / floating head) and capacity (m3) is more important than actual code. | - | Costs need to be indexed by different indices to general TPI. Some thought will be required to make sure this happens correctly. | NA | Steel | 1.56 | (BEAMS Note 1) The ERC for this item should be added to the total of the ERC of the other P&M items on the site and the Buildings ERC (where applicable) to enable the correct contract size adjustment to be made. ERC of P&M Items + ERC of Building Component’s = Total ERC (net figure rateable items only) to which contract size adjustment should be applied The 2021 Generic Contractors Test Spreadsheet has this facility built into the programme - it is recommended you undertake all contractors test valuations using this spreadsheet. (Details on the application of contract size adjustments can be found in the RCG 2021 Guidance notes). Where RV is calculated using the comparative method (rental method) the contract size adjustment should be made as follows: Select - SCAT code box "P and M as an addition” within the 2021 Generic Contractors Test Spreadsheet facility. Or Where the spreadsheet is not used take the: Reciprocal of statutory de-capitalisation rate (i.e. 5% reciprocal = 20) multiply by rateable value of the buildings (before any overall end allowances are made and after making a notional deduction for the land value) and add to the ERC of P&M. Use resultant figure to calculate contract size adjustment. (Guidance Notes - Section 6) | Photo 1 – Mixed use storage tanks. Photo 2 – Tank Farm (large tanks). Photo 3 – Fixed head (Foreground) Floating Head. | - | 1 | TRUE
5650 | 215A72 | 7599 | 215A72 | Tanks | Large vertical | Refinery and Chemical works | Floating head | 100000m³ | Large Vertical Cylindrical - Refinery or Large Petro chemical works floating head tanks found on refineries or large chemical works are generally all steel construction (usually mild steel) with butt-welded shells and tap welded bottoms and roofs. Pre- formed tank sections are laid out on site and erected over a period of days. The tank sections have usually been treated (painted) with tank manufacturers rust prohibited coat. It is assumed that these tanks are located on Petrol Refineries and Petrochemical Works where crude, semi crude and aggressive materials are common. Unlike tanks on commercial tank farms where specific materials are stored and the tank is designed accordingly, many of the Refinery / Chemical type tanks have, over a period of time, stored a variety of products, some aggressive, resulting in a more rapid deterioration of the tank. The allowance scales (see Guidance Notes) reflect this worse case scenario. The tanks are of basic construction having capacities of up to 120,000 cu. m. (100,000 cubic metres = approx. 22 million UK gallons). In the assumed locations these tanks are used mainly for bulk storage of crude petroleum, semi processed petroleum products and by-products. Few tanks of this size have been erected in the UK since 2000. The tankage on such hereditaments contains petrochemical products, which in the main are crude, or part processed, although some tanks will contain processed products, which are waiting for distribution. Generally the products contained within such tankage is, due partly to its water content and chemical composition, aggressive and variable in its quality, thus causing problems due to chemical reactions in respect of internal corrosion. Most tanks in this size band are floating head tanks especially where there are large volumes of volatile gases present. Many of the pre 1980 tanks were very basic in design and the materials used were the lower end of the regulatory standard. Therefore the result of storing this type of product is a shorter tank life and a more demanding maintenance programme. (See allowance scales). Within Refineries and Large Petro-Chemical properties a variety of tank sizes can be found for refined products awaiting distribution. For tanks under 25,000 cu m scales 215W - - series should be used where the tank is specifically designed for the product it holds. (As the Commercial Tanks Farms). The stored products are usually for volatile, high flash point products such as gas oil, lubricating oil and fuel oil. The tanks are operated at atmospheric pressure under a floating head. Floating roofs sit on the liquid and rise and fall as volume increases / decreases. Foundations under the tanks base plate are bit-sand foundations (see separate Description Notes on bit-sand foundations and costs). The bit-sand base usually sits on an over site concrete base (e.g. 150mm). Deeper or piled foundations should be costed separately. Tanks other than for petroleum products may have other features not included above (see appropriate code series 215W --). Maintenance cycle - The tanks are usually on a 10-year maintenance cycle, which means an internal inspection takes place every 8 to 12 years. The initial inspection usually requires maintenance and repair of bottom plate holes or areas where the steel is being attacked. (This is usually regarded as maintenance). On the second inspection after 16 to 22 years there is often serious damage to the base plate which may result in renewal of large areas of the base plate or in severe cases total replacement. (This is usually regarded as repair). If renewal is required the tank can be out of commission for up to 6 months. This could lead to the tank being taken out of assessment. When the tank is re commissioned the allowance scales should be adjusted: See: Tank allowance scale Cost Information Notes re - notional age. Painting Internally. More modern tanks may have internal paint coats to prevent such aggressive oils and chemicals from attacking the mild steel plate. For cost information see appropriate scales. All steel base plates on erected tanks are assumed to be painted with a primer to prevent initial rusting. In some cases this painting is not undertaken if specified by the occupier. Painting Externally: - These Costs assume the tank has been painted to refinery tank standards. The assumption is that the tanks on refineries and petrochemical works are subject to a 10-year maintenance cycle and the allowance scales for tanks reflects this type of regime. The tanks are assumed to be painted with a product that will last a maintenance period (average 10 years) and the costs reflect this type of paint specification. Foundations for most tanks sit on a bit-sand foundation (see separate Description and costings). Most bulk storage tanks are built with a cone up centre however some tanks have a sump in the centre of the tank. In the usual cone up situation any pile or slab foundations to the tank should be established by reference to plans and sections and costed with reference to BEAMS. For piled and thicker raft foundations under the tank further additions will be required and these should be calculated with reference to the relevant section in the Cost Guide. Included costs in the bit sand base are: The usual earth foundation requires: (i) Site cleared of vegetable matter, (ii) Compacted chemically inert fill, (iii) Drainage layer 150mm thick of stable permeable compacted granular construction, (iv) 50 mm thick bitumen/sand (Bit sand) layer (laid to correct falls). Drainage, periphery details and sizes are set out in BS 2654 (see fig 35). In all cases cost additions are required for bit-sand bases. (See separate table). | Considered Not Applicable at time of Publication | (BEAMS Note 1) The ERC for this item should be added to the total of the ERC of the other P&M items on the site and the Buildings ERC (where applicable) to enable the correct contract size adjustment to be made. ERC of P&M Items + ERC of Building Component’s = Total ERC (net figure rateable items only) to which contract size adjustment should be applied The 2023 Generic Contractors Test Spreadsheet has this facility built into the programme - it is recommended you undertake all contractors test valuations using this spreadsheet. (Details on the application of contract size adjustments can be found in the RCG 2023 Guidance notes). Where RV is calculated using the comparative method (rental method) the contract size adjustment should be made as follows: Select - SCAT code box ""P and M as an addition” within the 2023 Generic Contractors Test Spreadsheet facility. Or Where the spreadsheet is not used take the: Reciprocal of statutory de-capitalisation rate (i.e. 5% reciprocal = 20) multiply by rateable value of the buildings (before any overall end allowances are made and after making a notional deduction for the land value) and add to the ERC of P&M. Use resultant figure to calculate contract size adjustment. (Guidance Notes - Section 6) | Cost Figures are for tanks (mild steel) having 8mm thick bottom plates. The scales are suitable to tanks having bottom plate thickness of between 6mm and 10mm. The costs can be used as Stage 1 costs for riveted tanks. Costs do not include for bit sand foundations, concrete and/or concrete - pile foundations, heating coils, insulation (rock wool), linings (butyl), structural stairways, catwalks, between tank walkways, et cetera. Further additions: - It is assumed that the outside of the tank is painted with a general long life paint and the internal tank is painted with a holding primer - for internal painting costs:- see 215X. These costs include external painting | 1. Dia. of tank. 2. Height of tank. 3. Material tank is made out of and whether welded or bolted plates. 4. Painting. 5. Any other known features - internally lined et cetera. 6. Fixed or Floating Head. 7. Age. | Class 4, Table 4 Class 2 (d) Draining ; (e) Supplying Water ; (f) Protection from hazards. List of accessories 1 and 2 (v) | If under Class 2, whole if Class 2 provisos applies - other than. If under Class 4 Heating coils, rock wool insulation, paddles. Whole if Class 4 (d) | Foundations, catwalks, bunds, structural staircases, piles, fire protection equipment, high-level walkways. | Where it would be normal to find more than one item in such a hereditament the ERC stated has been adjusted to reflect any number / quantity, discount. These figures are NOT one off figures. | Tanks with bottom plates of 12.4 mm thickness or greater may have an addition of up to 40% to account for extra costs. | Photo 1 – Mixed use storage tanks. Photo 2 – Tank Farm (large tanks). Photo 3 – Fixed head (Foreground) Floating Head. | - | 20137 |  | m3 | Per cubic metre | 3 - INDUSTRIAL | David Grace | Rob Hughes | 42.259 | Option 3 | 45.913 | 8.647% | 65.7459 | 65.8928 | 55.93% | 43.52% | 65.6333 | 55.31% | Indexed | Ryan Hobbs | VOA_GPN_GOV_UK\7246041 | 2020-12-22 | Low | - | Medium | Costs are based on provisional 2021 agreement with agents (email chain saved in Evidence tab). Since CG2023 is currently working from the same TPI start point (322) as CG2021 I have taken the rate without adjustment, and will bulk index closer to publication date. The 215A and 215W series are interchangeable and historically this has led to the codes in the valuer's "Scale" spreadsheet (see evidence tab) not always using the code that appears in the CG. I offered Rob Hughes to correct / rationalise this in CG2023 but he declined as they would have to update all their valuations. Therefore designation (fixed / floating head) and capacity (m3) is more important than actual code. | - | Costs need to be indexed by different indices to general TPI. Some thought will be required to make sure this happens correctly. | NA | Steel | 1.56 | (BEAMS Note 1) The ERC for this item should be added to the total of the ERC of the other P&M items on the site and the Buildings ERC (where applicable) to enable the correct contract size adjustment to be made. ERC of P&M Items + ERC of Building Component’s = Total ERC (net figure rateable items only) to which contract size adjustment should be applied The 2021 Generic Contractors Test Spreadsheet has this facility built into the programme - it is recommended you undertake all contractors test valuations using this spreadsheet. (Details on the application of contract size adjustments can be found in the RCG 2021 Guidance notes). Where RV is calculated using the comparative method (rental method) the contract size adjustment should be made as follows: Select - SCAT code box "P and M as an addition” within the 2021 Generic Contractors Test Spreadsheet facility. Or Where the spreadsheet is not used take the: Reciprocal of statutory de-capitalisation rate (i.e. 5% reciprocal = 20) multiply by rateable value of the buildings (before any overall end allowances are made and after making a notional deduction for the land value) and add to the ERC of P&M. Use resultant figure to calculate contract size adjustment. (Guidance Notes - Section 6) | Photo 1 – Mixed use storage tanks. Photo 2 – Tank Farm (large tanks). Photo 3 – Fixed head (Foreground) Floating Head. | - | 1 | FALSE
5651 | 215A73 | 7600 | 215A73 | Tanks | Large vertical | Refinery and Chemical works | Floating head | 110000m³ | Large Vertical Cylindrical - Refinery or Large Petro chemical works floating head tanks found on refineries or large chemical works are generally all steel construction (usually mild steel) with butt-welded shells and tap welded bottoms and roofs. Pre- formed tank sections are laid out on site and erected over a period of days. The tank sections have usually been treated (painted) with tank manufacturers rust prohibited coat. It is assumed that these tanks are located on Petrol Refineries and Petrochemical Works where crude, semi crude and aggressive materials are common. Unlike tanks on commercial tank farms where specific materials are stored and the tank is designed accordingly, many of the Refinery / Chemical type tanks have, over a period of time, stored a variety of products, some aggressive, resulting in a more rapid deterioration of the tank. The allowance scales (see Guidance Notes) reflect this worse case scenario. The tanks are of basic construction having capacities of up to 120,000 cu. m. (100,000 cubic metres = approx. 22 million UK gallons). In the assumed locations these tanks are used mainly for bulk storage of crude petroleum, semi processed petroleum products and by-products. Few tanks of this size have been erected in the UK since 2000. The tankage on such hereditaments contains petrochemical products, which in the main are crude, or part processed, although some tanks will contain processed products, which are waiting for distribution. Generally the products contained within such tankage is, due partly to its water content and chemical composition, aggressive and variable in its quality, thus causing problems due to chemical reactions in respect of internal corrosion. Most tanks in this size band are floating head tanks especially where there are large volumes of volatile gases present. Many of the pre 1980 tanks were very basic in design and the materials used were the lower end of the regulatory standard. Therefore the result of storing this type of product is a shorter tank life and a more demanding maintenance programme. (See allowance scales). Within Refineries and Large Petro-Chemical properties a variety of tank sizes can be found for refined products awaiting distribution. For tanks under 25,000 cu m scales 215W - - series should be used where the tank is specifically designed for the product it holds. (As the Commercial Tanks Farms). The stored products are usually for volatile, high flash point products such as gas oil, lubricating oil and fuel oil. The tanks are operated at atmospheric pressure under a floating head. Floating roofs sit on the liquid and rise and fall as volume increases / decreases. Foundations under the tanks base plate are bit-sand foundations (see separate Description Notes on bit-sand foundations and costs). The bit-sand base usually sits on an over site concrete base (e.g. 150mm). Deeper or piled foundations should be costed separately. Tanks other than for petroleum products may have other features not included above (see appropriate code series 215W --). Maintenance cycle - The tanks are usually on a 10-year maintenance cycle, which means an internal inspection takes place every 8 to 12 years. The initial inspection usually requires maintenance and repair of bottom plate holes or areas where the steel is being attacked. (This is usually regarded as maintenance). On the second inspection after 16 to 22 years there is often serious damage to the base plate which may result in renewal of large areas of the base plate or in severe cases total replacement. (This is usually regarded as repair). If renewal is required the tank can be out of commission for up to 6 months. This could lead to the tank being taken out of assessment. When the tank is re commissioned the allowance scales should be adjusted: See: Tank allowance scale Cost Information Notes re - notional age. Painting Internally. More modern tanks may have internal paint coats to prevent such aggressive oils and chemicals from attacking the mild steel plate. For cost information see appropriate scales. All steel base plates on erected tanks are assumed to be painted with a primer to prevent initial rusting. In some cases this painting is not undertaken if specified by the occupier. Painting Externally: - These Costs assume the tank has been painted to refinery tank standards. The assumption is that the tanks on refineries and petrochemical works are subject to a 10-year maintenance cycle and the allowance scales for tanks reflects this type of regime. The tanks are assumed to be painted with a product that will last a maintenance period (average 10 years) and the costs reflect this type of paint specification. Foundations for most tanks sit on a bit-sand foundation (see separate Description and costings). Most bulk storage tanks are built with a cone up centre however some tanks have a sump in the centre of the tank. In the usual cone up situation any pile or slab foundations to the tank should be established by reference to plans and sections and costed with reference to BEAMS. For piled and thicker raft foundations under the tank further additions will be required and these should be calculated with reference to the relevant section in the Cost Guide. Included costs in the bit sand base are: The usual earth foundation requires: (i) Site cleared of vegetable matter, (ii) Compacted chemically inert fill, (iii) Drainage layer 150mm thick of stable permeable compacted granular construction, (iv) 50 mm thick bitumen/sand (Bit sand) layer (laid to correct falls). Drainage, periphery details and sizes are set out in BS 2654 (see fig 35). In all cases cost additions are required for bit-sand bases. (See separate table). | Considered Not Applicable at time of Publication | (BEAMS Note 1) The ERC for this item should be added to the total of the ERC of the other P&M items on the site and the Buildings ERC (where applicable) to enable the correct contract size adjustment to be made. ERC of P&M Items + ERC of Building Component’s = Total ERC (net figure rateable items only) to which contract size adjustment should be applied The 2023 Generic Contractors Test Spreadsheet has this facility built into the programme - it is recommended you undertake all contractors test valuations using this spreadsheet. (Details on the application of contract size adjustments can be found in the RCG 2023 Guidance notes). Where RV is calculated using the comparative method (rental method) the contract size adjustment should be made as follows: Select - SCAT code box ""P and M as an addition” within the 2023 Generic Contractors Test Spreadsheet facility. Or Where the spreadsheet is not used take the: Reciprocal of statutory de-capitalisation rate (i.e. 5% reciprocal = 20) multiply by rateable value of the buildings (before any overall end allowances are made and after making a notional deduction for the land value) and add to the ERC of P&M. Use resultant figure to calculate contract size adjustment. (Guidance Notes - Section 6) | Cost Figures are for tanks (mild steel) having 8mm thick bottom plates. The scales are suitable to tanks having bottom plate thickness of between 6mm and 10mm. The costs can be used as Stage 1 costs for riveted tanks. Costs do not include for bit sand foundations, concrete and/or concrete - pile foundations, heating coils, insulation (rock wool), linings (butyl), structural stairways, catwalks, between tank walkways, et cetera. Further additions: - It is assumed that the outside of the tank is painted with a general long life paint and the internal tank is painted with a holding primer - for internal painting costs:- see 215X. These costs include external painting | 1. Dia. of tank. 2. Height of tank. 3. Material tank is made out of and whether welded or bolted plates. 4. Painting. 5. Any other known features - internally lined et cetera. 6. Fixed or Floating Head. 7. Age. | Class 4, Table 4 Class 2 (d) Draining ; (e) Supplying Water ; (f) Protection from hazards. List of accessories 1 and 2 (v) | If under Class 2, whole if Class 2 provisos applies - other than. If under Class 4 Heating coils, rock wool insulation, paddles. Whole if Class 4 (d) | Foundations, catwalks, bunds, structural staircases, piles, fire protection equipment, high-level walkways. | Where it would be normal to find more than one item in such a hereditament the ERC stated has been adjusted to reflect any number / quantity, discount. These figures are NOT one off figures. | Tanks with bottom plates of 12.4 mm thickness or greater may have an addition of up to 40% to account for extra costs. | Photo 1 – Mixed use storage tanks. Photo 2 – Tank Farm (large tanks). Photo 3 – Fixed head (Foreground) Floating Head. | - | 20137 |  | m3 | Per cubic metre | 3 - INDUSTRIAL | David Grace | Rob Hughes | 49.9648 | Option 3 | 54.285 | 8.647% | 61.6627 | 61.8005 | 23.69% | 13.84% | 61.8521 | 23.79% | Indexed | Ryan Hobbs | VOA_GPN_GOV_UK\7246041 | 2020-12-22 | Low | - | Medium | Costs are based on provisional 2021 agreement with agents (email chain saved in Evidence tab). Since CG2023 is currently working from the same TPI start point (322) as CG2021 I have taken the rate without adjustment, and will bulk index closer to publication date. The 215A and 215W series are interchangeable and historically this has led to the codes in the valuer's "Scale" spreadsheet (see evidence tab) not always using the code that appears in the CG. I offered Rob Hughes to correct / rationalise this in CG2023 but he declined as they would have to update all their valuations. Therefore designation (fixed / floating head) and capacity (m3) is more important than actual code. | - | Costs need to be indexed by different indices to general TPI. Some thought will be required to make sure this happens correctly. | NA | Steel | 1.56 | (BEAMS Note 1) The ERC for this item should be added to the total of the ERC of the other P&M items on the site and the Buildings ERC (where applicable) to enable the correct contract size adjustment to be made. ERC of P&M Items + ERC of Building Component’s = Total ERC (net figure rateable items only) to which contract size adjustment should be applied The 2021 Generic Contractors Test Spreadsheet has this facility built into the programme - it is recommended you undertake all contractors test valuations using this spreadsheet. (Details on the application of contract size adjustments can be found in the RCG 2021 Guidance notes). Where RV is calculated using the comparative method (rental method) the contract size adjustment should be made as follows: Select - SCAT code box "P and M as an addition” within the 2021 Generic Contractors Test Spreadsheet facility. Or Where the spreadsheet is not used take the: Reciprocal of statutory de-capitalisation rate (i.e. 5% reciprocal = 20) multiply by rateable value of the buildings (before any overall end allowances are made and after making a notional deduction for the land value) and add to the ERC of P&M. Use resultant figure to calculate contract size adjustment. (Guidance Notes - Section 6) | Photo 1 – Mixed use storage tanks. Photo 2 – Tank Farm (large tanks). Photo 3 – Fixed head (Foreground) Floating Head. | - | 1 | TRUE
5652 | 215A74 | 7601 | 215A74 | Tanks | Large vertical | Refinery and Chemical works | Floating head | 120000m³ | Large Vertical Cylindrical - Refinery or Large Petro chemical works floating head tanks found on refineries or large chemical works are generally all steel construction (usually mild steel) with butt-welded shells and tap welded bottoms and roofs. Pre- formed tank sections are laid out on site and erected over a period of days. The tank sections have usually been treated (painted) with tank manufacturers rust prohibited coat. It is assumed that these tanks are located on Petrol Refineries and Petrochemical Works where crude, semi crude and aggressive materials are common. Unlike tanks on commercial tank farms where specific materials are stored and the tank is designed accordingly, many of the Refinery / Chemical type tanks have, over a period of time, stored a variety of products, some aggressive, resulting in a more rapid deterioration of the tank. The allowance scales (see Guidance Notes) reflect this worse case scenario. The tanks are of basic construction having capacities of up to 120,000 cu. m. (100,000 cubic metres = approx. 22 million UK gallons). In the assumed locations these tanks are used mainly for bulk storage of crude petroleum, semi processed petroleum products and by-products. Few tanks of this size have been erected in the UK since 2000. The tankage on such hereditaments contains petrochemical products, which in the main are crude, or part processed, although some tanks will contain processed products, which are waiting for distribution. Generally the products contained within such tankage is, due partly to its water content and chemical composition, aggressive and variable in its quality, thus causing problems due to chemical reactions in respect of internal corrosion. Most tanks in this size band are floating head tanks especially where there are large volumes of volatile gases present. Many of the pre 1980 tanks were very basic in design and the materials used were the lower end of the regulatory standard. Therefore the result of storing this type of product is a shorter tank life and a more demanding maintenance programme. (See allowance scales). Within Refineries and Large Petro-Chemical properties a variety of tank sizes can be found for refined products awaiting distribution. For tanks under 25,000 cu m scales 215W - - series should be used where the tank is specifically designed for the product it holds. (As the Commercial Tanks Farms). The stored products are usually for volatile, high flash point products such as gas oil, lubricating oil and fuel oil. The tanks are operated at atmospheric pressure under a floating head. Floating roofs sit on the liquid and rise and fall as volume increases / decreases. Foundations under the tanks base plate are bit-sand foundations (see separate Description Notes on bit-sand foundations and costs). The bit-sand base usually sits on an over site concrete base (e.g. 150mm). Deeper or piled foundations should be costed separately. Tanks other than for petroleum products may have other features not included above (see appropriate code series 215W --). Maintenance cycle - The tanks are usually on a 10-year maintenance cycle, which means an internal inspection takes place every 8 to 12 years. The initial inspection usually requires maintenance and repair of bottom plate holes or areas where the steel is being attacked. (This is usually regarded as maintenance). On the second inspection after 16 to 22 years there is often serious damage to the base plate which may result in renewal of large areas of the base plate or in severe cases total replacement. (This is usually regarded as repair). If renewal is required the tank can be out of commission for up to 6 months. This could lead to the tank being taken out of assessment. When the tank is re commissioned the allowance scales should be adjusted: See: Tank allowance scale Cost Information Notes re - notional age. Painting Internally. More modern tanks may have internal paint coats to prevent such aggressive oils and chemicals from attacking the mild steel plate. For cost information see appropriate scales. All steel base plates on erected tanks are assumed to be painted with a primer to prevent initial rusting. In some cases this painting is not undertaken if specified by the occupier. Painting Externally: - These Costs assume the tank has been painted to refinery tank standards. The assumption is that the tanks on refineries and petrochemical works are subject to a 10-year maintenance cycle and the allowance scales for tanks reflects this type of regime. The tanks are assumed to be painted with a product that will last a maintenance period (average 10 years) and the costs reflect this type of paint specification. Foundations for most tanks sit on a bit-sand foundation (see separate Description and costings). Most bulk storage tanks are built with a cone up centre however some tanks have a sump in the centre of the tank. In the usual cone up situation any pile or slab foundations to the tank should be established by reference to plans and sections and costed with reference to BEAMS. For piled and thicker raft foundations under the tank further additions will be required and these should be calculated with reference to the relevant section in the Cost Guide. Included costs in the bit sand base are: The usual earth foundation requires: (i) Site cleared of vegetable matter, (ii) Compacted chemically inert fill, (iii) Drainage layer 150mm thick of stable permeable compacted granular construction, (iv) 50 mm thick bitumen/sand (Bit sand) layer (laid to correct falls). Drainage, periphery details and sizes are set out in BS 2654 (see fig 35). In all cases cost additions are required for bit-sand bases. (See separate table). | Considered Not Applicable at time of Publication | (BEAMS Note 1) The ERC for this item should be added to the total of the ERC of the other P&M items on the site and the Buildings ERC (where applicable) to enable the correct contract size adjustment to be made. ERC of P&M Items + ERC of Building Component’s = Total ERC (net figure rateable items only) to which contract size adjustment should be applied The 2023 Generic Contractors Test Spreadsheet has this facility built into the programme - it is recommended you undertake all contractors test valuations using this spreadsheet. (Details on the application of contract size adjustments can be found in the RCG 2023 Guidance notes). Where RV is calculated using the comparative method (rental method) the contract size adjustment should be made as follows: Select - SCAT code box ""P and M as an addition” within the 2023 Generic Contractors Test Spreadsheet facility. Or Where the spreadsheet is not used take the: Reciprocal of statutory de-capitalisation rate (i.e. 5% reciprocal = 20) multiply by rateable value of the buildings (before any overall end allowances are made and after making a notional deduction for the land value) and add to the ERC of P&M. Use resultant figure to calculate contract size adjustment. (Guidance Notes - Section 6) | Cost Figures are for tanks (mild steel) having 8mm thick bottom plates. The scales are suitable to tanks having bottom plate thickness of between 6mm and 10mm. The costs can be used as Stage 1 costs for riveted tanks. Costs do not include for bit sand foundations, concrete and/or concrete - pile foundations, heating coils, insulation (rock wool), linings (butyl), structural stairways, catwalks, between tank walkways, et cetera. Further additions: - It is assumed that the outside of the tank is painted with a general long life paint and the internal tank is painted with a holding primer - for internal painting costs:- see 215X. These costs include external painting | 1. Dia. of tank. 2. Height of tank. 3. Material tank is made out of and whether welded or bolted plates. 4. Painting. 5. Any other known features - internally lined et cetera. 6. Fixed or Floating Head. 7. Age. | Class 4, Table 4 Class 2 (d) Draining ; (e) Supplying Water ; (f) Protection from hazards. List of accessories 1 and 2 (v) | If under Class 2, whole if Class 2 provisos applies - other than. If under Class 4 Heating coils, rock wool insulation, paddles. Whole if Class 4 (d) | Foundations, catwalks, bunds, structural staircases, piles, fire protection equipment, high-level walkways. | Where it would be normal to find more than one item in such a hereditament the ERC stated has been adjusted to reflect any number / quantity, discount. These figures are NOT one off figures. | Tanks with bottom plates of 12.4 mm thickness or greater may have an addition of up to 40% to account for extra costs. | Photo 1 – Mixed use storage tanks. Photo 2 – Tank Farm (large tanks). Photo 3 – Fixed head (Foreground) Floating Head. | - | 20137 |  | m3 | Per cubic metre | 3 - INDUSTRIAL | David Grace | Rob Hughes | 46.5645 | Option 3 | 50.5907 | 8.647% | 57.4759 | 57.6043 | 23.71% | 13.86% | 58.0603 | 24.69% | Indexed | Ryan Hobbs | VOA_GPN_GOV_UK\7246041 | 2020-12-22 | Low | - | Medium | Costs are based on provisional 2021 agreement with agents (email chain saved in Evidence tab). Since CG2023 is currently working from the same TPI start point (322) as CG2021 I have taken the rate without adjustment, and will bulk index closer to publication date. The 215A and 215W series are interchangeable and historically this has led to the codes in the valuer's "Scale" spreadsheet (see evidence tab) not always using the code that appears in the CG. I offered Rob Hughes to correct / rationalise this in CG2023 but he declined as they would have to update all their valuations. Therefore designation (fixed / floating head) and capacity (m3) is more important than actual code. | - | Costs need to be indexed by different indices to general TPI. Some thought will be required to make sure this happens correctly. | NA | Steel | 1.56 | (BEAMS Note 1) The ERC for this item should be added to the total of the ERC of the other P&M items on the site and the Buildings ERC (where applicable) to enable the correct contract size adjustment to be made. ERC of P&M Items + ERC of Building Component’s = Total ERC (net figure rateable items only) to which contract size adjustment should be applied The 2021 Generic Contractors Test Spreadsheet has this facility built into the programme - it is recommended you undertake all contractors test valuations using this spreadsheet. (Details on the application of contract size adjustments can be found in the RCG 2021 Guidance notes). Where RV is calculated using the comparative method (rental method) the contract size adjustment should be made as follows: Select - SCAT code box "P and M as an addition” within the 2021 Generic Contractors Test Spreadsheet facility. Or Where the spreadsheet is not used take the: Reciprocal of statutory de-capitalisation rate (i.e. 5% reciprocal = 20) multiply by rateable value of the buildings (before any overall end allowances are made and after making a notional deduction for the land value) and add to the ERC of P&M. Use resultant figure to calculate contract size adjustment. (Guidance Notes - Section 6) | Photo 1 – Mixed use storage tanks. Photo 2 – Tank Farm (large tanks). Photo 3 – Fixed head (Foreground) Floating Head. | - | 1 | FALSE
5653 | 215A75 | 7608 | 215A75 | Tanks | Large vertical | Refinery and Chemical works | Floating head | 80000m³ | Large Vertical Cylindrical - Refinery or Large Petro chemical works floating head tanks found on refineries or large chemical works are generally all steel construction (usually mild steel) with butt-welded shells and tap welded bottoms and roofs. Pre- formed tank sections are laid out on site and erected over a period of days. The tank sections have usually been treated (painted) with tank manufacturers rust prohibited coat. It is assumed that these tanks are located on Petrol Refineries and Petrochemical Works where crude, semi crude and aggressive materials are common. Unlike tanks on commercial tank farms where specific materials are stored and the tank is designed accordingly, many of the Refinery / Chemical type tanks have, over a period of time, stored a variety of products, some aggressive, resulting in a more rapid deterioration of the tank. The allowance scales (see Guidance Notes) reflect this worse case scenario. The tanks are of basic construction having capacities of up to 120,000 cu. m. (100,000 cubic metres = approx. 22 million UK gallons). In the assumed locations these tanks are used mainly for bulk storage of crude petroleum, semi processed petroleum products and by-products. Few tanks of this size have been erected in the UK since 2000. The tankage on such hereditaments contains petrochemical products, which in the main are crude, or part processed, although some tanks will contain processed products, which are waiting for distribution. Generally the products contained within such tankage is, due partly to its water content and chemical composition, aggressive and variable in its quality, thus causing problems due to chemical reactions in respect of internal corrosion. Most tanks in this size band are floating head tanks especially where there are large volumes of volatile gases present. Many of the pre 1980 tanks were very basic in design and the materials used were the lower end of the regulatory standard. Therefore the result of storing this type of product is a shorter tank life and a more demanding maintenance programme. (See allowance scales). Within Refineries and Large Petro-Chemical properties a variety of tank sizes can be found for refined products awaiting distribution. For tanks under 25,000 cu m scales 215W - - series should be used where the tank is specifically designed for the product it holds. (As the Commercial Tanks Farms). The stored products are usually for volatile, high flash point products such as gas oil, lubricating oil and fuel oil. The tanks are operated at atmospheric pressure under a floating head. Floating roofs sit on the liquid and rise and fall as volume increases / decreases. Foundations under the tanks base plate are bit-sand foundations (see separate Description Notes on bit-sand foundations and costs). The bit-sand base usually sits on an over site concrete base (e.g. 150mm). Deeper or piled foundations should be costed separately. Tanks other than for petroleum products may have other features not included above (see appropriate code series 215W --). Maintenance cycle - The tanks are usually on a 10-year maintenance cycle, which means an internal inspection takes place every 8 to 12 years. The initial inspection usually requires maintenance and repair of bottom plate holes or areas where the steel is being attacked. (This is usually regarded as maintenance). On the second inspection after 16 to 22 years there is often serious damage to the base plate which may result in renewal of large areas of the base plate or in severe cases total replacement. (This is usually regarded as repair). If renewal is required the tank can be out of commission for up to 6 months. This could lead to the tank being taken out of assessment. When the tank is re commissioned the allowance scales should be adjusted: See: Tank allowance scale Cost Information Notes re - notional age. Painting Internally. More modern tanks may have internal paint coats to prevent such aggressive oils and chemicals from attacking the mild steel plate. For cost information see appropriate scales. All steel base plates on erected tanks are assumed to be painted with a primer to prevent initial rusting. In some cases this painting is not undertaken if specified by the occupier. Painting Externally: - These Costs assume the tank has been painted to refinery tank standards. The assumption is that the tanks on refineries and petrochemical works are subject to a 10-year maintenance cycle and the allowance scales for tanks reflects this type of regime. The tanks are assumed to be painted with a product that will last a maintenance period (average 10 years) and the costs reflect this type of paint specification. Foundations for most tanks sit on a bit-sand foundation (see separate Description and costings). Most bulk storage tanks are built with a cone up centre however some tanks have a sump in the centre of the tank. In the usual cone up situation any pile or slab foundations to the tank should be established by reference to plans and sections and costed with reference to BEAMS. For piled and thicker raft foundations under the tank further additions will be required and these should be calculated with reference to the relevant section in the Cost Guide. Included costs in the bit sand base are: The usual earth foundation requires: (i) Site cleared of vegetable matter, (ii) Compacted chemically inert fill, (iii) Drainage layer 150mm thick of stable permeable compacted granular construction, (iv) 50 mm thick bitumen/sand (Bit sand) layer (laid to correct falls). Drainage, periphery details and sizes are set out in BS 2654 (see fig 35). In all cases cost additions are required for bit-sand bases. (See separate table). | Considered Not Applicable at time of Publication | (BEAMS Note 1) The ERC for this item should be added to the total of the ERC of the other P&M items on the site and the Buildings ERC (where applicable) to enable the correct contract size adjustment to be made. ERC of P&M Items + ERC of Building Component’s = Total ERC (net figure rateable items only) to which contract size adjustment should be applied The 2023 Generic Contractors Test Spreadsheet has this facility built into the programme - it is recommended you undertake all contractors test valuations using this spreadsheet. (Details on the application of contract size adjustments can be found in the RCG 2023 Guidance notes). Where RV is calculated using the comparative method (rental method) the contract size adjustment should be made as follows: Select - SCAT code box ""P and M as an addition” within the 2023 Generic Contractors Test Spreadsheet facility. Or Where the spreadsheet is not used take the: Reciprocal of statutory de-capitalisation rate (i.e. 5% reciprocal = 20) multiply by rateable value of the buildings (before any overall end allowances are made and after making a notional deduction for the land value) and add to the ERC of P&M. Use resultant figure to calculate contract size adjustment. (Guidance Notes - Section 6) | Cost Figures are for tanks (mild steel) having 8mm thick bottom plates. The scales are suitable to tanks having bottom plate thickness of between 6mm and 10mm. The costs can be used as Stage 1 costs for riveted tanks. Costs do not include for bit sand foundations, concrete and/or concrete - pile foundations, heating coils, insulation (rock wool), linings (butyl), structural stairways, catwalks, between tank walkways, et cetera. Further additions: - It is assumed that the outside of the tank is painted with a general long life paint and the internal tank is painted with a holding primer - for internal painting costs:- see 215X. These costs include external painting | 1. Dia. of tank. 2. Height of tank. 3. Material tank is made out of and whether welded or bolted plates. 4. Painting. 5. Any other known features - internally lined et cetera. 6. Fixed or Floating Head. 7. Age. | Class 4, Table 4 Class 2 (d) Draining ; (e) Supplying Water ; (f) Protection from hazards. List of accessories 1 and 2 (v) | If under Class 2, whole if Class 2 provisos applies - other than. If under Class 4 Heating coils, rock wool insulation, paddles. Whole if Class 4 (d) | Foundations, catwalks, bunds, structural staircases, piles, fire protection equipment, high-level walkways. | Where it would be normal to find more than one item in such a hereditament the ERC stated has been adjusted to reflect any number / quantity, discount. These figures are NOT one off figures. | Tanks with bottom plates of 12.4 mm thickness or greater may have an addition of up to 40% to account for extra costs. | Photo 1 – Mixed use storage tanks. Photo 2 – Tank Farm (large tanks). Photo 3 – Fixed head (Foreground) Floating Head. | - | 20137 |  | m3 | Per cubic metre | 3 - INDUSTRIAL | David Grace | Rob Hughes | 58.2331 | Option 3 | 63.2682 | 8.647% | 71.8707 | 72.0314 | 23.69% | 13.85% | 71.9496 | 23.55% | Indexed | Ryan Hobbs | VOA_GPN_GOV_UK\7246041 | 2020-12-22 | Low | - | Medium | Costs are based on provisional 2021 agreement with agents (email chain saved in Evidence tab). Since CG2023 is currently working from the same TPI start point (322) as CG2021 I have taken the rate without adjustment, and will bulk index closer to publication date. The 215A and 215W series are interchangeable and historically this has led to the codes in the valuer's "Scale" spreadsheet (see evidence tab) not always using the code that appears in the CG. I offered Rob Hughes to correct / rationalise this in CG2023 but he declined as they would have to update all their valuations. Therefore designation (fixed / floating head) and capacity (m3) is more important than actual code. | - | Costs need to be indexed by different indices to general TPI. Some thought will be required to make sure this happens correctly. | NA | Steel | 1.56 | (BEAMS Note 1) The ERC for this item should be added to the total of the ERC of the other P&M items on the site and the Buildings ERC (where applicable) to enable the correct contract size adjustment to be made. ERC of P&M Items + ERC of Building Component’s = Total ERC (net figure rateable items only) to which contract size adjustment should be applied The 2021 Generic Contractors Test Spreadsheet has this facility built into the programme - it is recommended you undertake all contractors test valuations using this spreadsheet. (Details on the application of contract size adjustments can be found in the RCG 2021 Guidance notes). Where RV is calculated using the comparative method (rental method) the contract size adjustment should be made as follows: Select - SCAT code box "P and M as an addition” within the 2021 Generic Contractors Test Spreadsheet facility. Or Where the spreadsheet is not used take the: Reciprocal of statutory de-capitalisation rate (i.e. 5% reciprocal = 20) multiply by rateable value of the buildings (before any overall end allowances are made and after making a notional deduction for the land value) and add to the ERC of P&M. Use resultant figure to calculate contract size adjustment. (Guidance Notes - Section 6) | Photo 1 – Mixed use storage tanks. Photo 2 – Tank Farm (large tanks). Photo 3 – Fixed head (Foreground) Floating Head. | - | 1 | TRUE
5654 | 215A81 | 7609 | 215A81 | Tanks | Large vertical | Refinery and Chemical works | Fixed head | 25000m³ | Large Vertical Cylindrical - Refinery or Large Petro chemical works floating head tanks found on refineries or large chemical works are generally all steel construction (usually mild steel) with butt-welded shells and tap welded bottoms and roofs. Pre- formed tank sections are laid out on site and erected over a period of days. The tank sections have usually been treated (painted) with tank manufacturers rust prohibited coat. It is assumed that these tanks are located on Petrol Refineries and Petrochemical Works where crude, semi crude and aggressive materials are common. Unlike tanks on commercial tank farms where specific materials are stored and the tank is designed accordingly, many of the Refinery / Chemical type tanks have, over a period of time, stored a variety of products, some aggressive, resulting in a more rapid deterioration of the tank. The allowance scales (see Guidance Notes) reflect this worse case scenario. The tanks are of basic construction having capacities of up to 120,000 cu. m. (100,000 cubic metres = approx. 22 million UK gallons). In the assumed locations these tanks are used mainly for bulk storage of crude petroleum, semi processed petroleum products and by-products. Few tanks of this size have been erected in the UK since 2000. The tankage on such hereditaments contains petrochemical products, which in the main are crude, or part processed, although some tanks will contain processed products, which are waiting for distribution. Generally the products contained within such tankage is, due partly to its water content and chemical composition, aggressive and variable in its quality, thus causing problems due to chemical reactions in respect of internal corrosion. Most tanks in this size band are floating head tanks especially where there are large volumes of volatile gases present. Many of the pre 1980 tanks were very basic in design and the materials used were the lower end of the regulatory standard. Therefore the result of storing this type of product is a shorter tank life and a more demanding maintenance programme. (See allowance scales). Within Refineries and Large Petro-Chemical properties a variety of tank sizes can be found for refined products awaiting distribution. For tanks under 25,000 cu m scales 215W - - series should be used where the tank is specifically designed for the product it holds. (As the Commercial Tanks Farms). The stored products are usually for volatile, high flash point products such as gas oil, lubricating oil and fuel oil. The tanks are operated at atmospheric pressure under a floating head. Floating roofs sit on the liquid and rise and fall as volume increases / decreases. Foundations under the tanks base plate are bit-sand foundations (see separate Description Notes on bit-sand foundations and costs). The bit-sand base usually sits on an over site concrete base (e.g. 150mm). Deeper or piled foundations should be costed separately. Tanks other than for petroleum products may have other features not included above (see appropriate code series 215W --). Maintenance cycle - The tanks are usually on a 10-year maintenance cycle, which means an internal inspection takes place every 8 to 12 years. The initial inspection usually requires maintenance and repair of bottom plate holes or areas where the steel is being attacked. (This is usually regarded as maintenance). On the second inspection after 16 to 22 years there is often serious damage to the base plate which may result in renewal of large areas of the base plate or in severe cases total replacement. (This is usually regarded as repair). If renewal is required the tank can be out of commission for up to 6 months. This could lead to the tank being taken out of assessment. When the tank is re commissioned the allowance scales should be adjusted: See: Tank allowance scale Cost Information Notes re - notional age. Painting Internally. More modern tanks may have internal paint coats to prevent such aggressive oils and chemicals from attacking the mild steel plate. For cost information see appropriate scales. All steel base plates on erected tanks are assumed to be painted with a primer to prevent initial rusting. In some cases this painting is not undertaken if specified by the occupier. Painting Externally: - These Costs assume the tank has been painted to refinery tank standards. The assumption is that the tanks on refineries and petrochemical works are subject to a 10-year maintenance cycle and the allowance scales for tanks reflects this type of regime. The tanks are assumed to be painted with a product that will last a maintenance period (average 10 years) and the costs reflect this type of paint specification. Foundations for most tanks sit on a bit-sand foundation (see separate Description and costings). Most bulk storage tanks are built with a cone up centre however some tanks have a sump in the centre of the tank. In the usual cone up situation any pile or slab foundations to the tank should be established by reference to plans and sections and costed with reference to BEAMS. For piled and thicker raft foundations under the tank further additions will be required and these should be calculated with reference to the relevant section in the Cost Guide. Included costs in the bit sand base are: The usual earth foundation requires: (i) Site cleared of vegetable matter, (ii) Compacted chemically inert fill, (iii) Drainage layer 150mm thick of stable permeable compacted granular construction, (iv) 50 mm thick bitumen/sand (Bit sand) layer (laid to correct falls). Drainage, periphery details and sizes are set out in BS 2654 (see fig 35). In all cases cost additions are required for bit-sand bases. (See separate table). | Considered Not Applicable at time of Publication | (BEAMS Note 1) The ERC for this item should be added to the total of the ERC of the other P&M items on the site and the Buildings ERC (where applicable) to enable the correct contract size adjustment to be made. ERC of P&M Items + ERC of Building Component’s = Total ERC (net figure rateable items only) to which contract size adjustment should be applied The 2023 Generic Contractors Test Spreadsheet has this facility built into the programme - it is recommended you undertake all contractors test valuations using this spreadsheet. (Details on the application of contract size adjustments can be found in the RCG 2023 Guidance notes). Where RV is calculated using the comparative method (rental method) the contract size adjustment should be made as follows: Select - SCAT code box ""P and M as an addition” within the 2023 Generic Contractors Test Spreadsheet facility. Or Where the spreadsheet is not used take the: Reciprocal of statutory de-capitalisation rate (i.e. 5% reciprocal = 20) multiply by rateable value of the buildings (before any overall end allowances are made and after making a notional deduction for the land value) and add to the ERC of P&M. Use resultant figure to calculate contract size adjustment. (Guidance Notes - Section 6) | These costs include external painting. Costs do not include for bit-sand foundations, concrete and/or concrete - pile foundations, heating coils, insulation (rock wool), linings (butyl), structural stairways, catwalks, between tank walkways, et cetera. Further additions: - It is assumed that the outside of the tank is painted with a general long life paint and the internal tank is painted with a holding primer - for internal painting costs see 215X. | 1. Dia. of tank. 2. Height of tank. 3. Material tank is made out of and whether welded or bolted plates. 4. Painting. 5. Any other known features - internally lined et cetera. 6. Fixed or Floating Head. 7. Age. | Class 4, Table 4 Class 2 (d) Draining ; (e) Supplying Water ; (f) Protection from hazards. List of accessories 1 and 2 (v) | If under Class 2, whole if Class 2 provisos applies - other than. If under Class 4 Heating coils, rock wool insulation, paddles. Whole if Class 4 (d) | Foundations, catwalks, bunds, structural staircases, piles, fire protection equipment, high-level walkways. | Where it would be normal to find more than one item in such a hereditament the ERC stated has been adjusted to reflect any number / quantity, discount. These figures are NOT one off figures. | - | Photo 1 – Tank farm photo. Photo 2 – Mixed use storage tanks. | - | 20137 |  | m3 | Per cubic metre | 3 - INDUSTRIAL | David Grace | Rob Hughes | 75.3691 | Option 3 | 81.8859 | 8.647% | 70.7388 | 70.8969 | -5.934% | -13.42% | 70.682 | -6.219% | Indexed | Ryan Hobbs | VOA_GPN_GOV_UK\7246041 | 2020-12-22 | Low | - | Medium | Costs are based on provisional 2021 agreement with agents (email chain saved in Evidence tab). Since CG2023 is currently working from the same TPI start point (322) as CG2021 I have taken the rate without adjustment, and will bulk index closer to publication date. The 215A and 215W series are interchangeable and historically this has led to the codes in the valuer's "Scale" spreadsheet (see evidence tab) not always using the code that appears in the CG. I offered Rob Hughes to correct / rationalise this in CG2023 but he declined as they would have to update all their valuations. Therefore designation (fixed / floating head) and capacity (m3) is more important than actual code. | - | Costs need to be indexed by different indices to general TPI. Some thought will be required to make sure this happens correctly. | NA | Steel | 1.56 | (BEAMS Note 1) The ERC for this item should be added to the total of the ERC of the other P&M items on the site and the Buildings ERC (where applicable) to enable the correct contract size adjustment to be made. ERC of P&M Items + ERC of Building Component’s = Total ERC (net figure rateable items only) to which contract size adjustment should be applied The 2021 Generic Contractors Test Spreadsheet has this facility built into the programme - it is recommended you undertake all contractors test valuations using this spreadsheet. (Details on the application of contract size adjustments can be found in the RCG 2021 Guidance notes). Where RV is calculated using the comparative method (rental method) the contract size adjustment should be made as follows: Select - SCAT code box "P and M as an addition” within the 2021 Generic Contractors Test Spreadsheet facility. Or Where the spreadsheet is not used take the: Reciprocal of statutory de-capitalisation rate (i.e. 5% reciprocal = 20) multiply by rateable value of the buildings (before any overall end allowances are made and after making a notional deduction for the land value) and add to the ERC of P&M. Use resultant figure to calculate contract size adjustment. (Guidance Notes - Section 6) | Photo 1 – Tank farm photo. Photo 2 – Mixed use storage tanks. | - | 1 | TRUE
5655 | 215X13 | 7271 | 215X13 | Tanks | Linings | Aggressive Acids and Chemicals, water > 95°C | 250m³ - 750m³ tank volume | - | Tanks - Linings Internal Tanks are all steel construction (usually mild steel) with butt-welded shells and tap welded bottoms and roofs. Usually erected on site with bit sand foundation under base plate. The whole tanks or tank plates come to site blast-cleaned and covered in a holding primer. This prevents re rusting during construction however where heat is used in welding the plates further painting is required. External and Internal linings (painting or physical linings) have to be added to each tank depending on what it is intended to hold, the provision of internal linings are undertaken by specialist paint manufacturers. The costs for EXTERNAL painting are included in the ERC at 215A -- Adjustments are required if the tank is galvanised. Internal tank coatings are varied depending on the product stored. Cost Information - lining costs are similar for the various products stored in tanks. (i) Crude oil, heavy fuel, potable water, cold water, sewage water, beverages - milk and food products although having different (ii) Animal and vegetable oils, petrol and petroleum by-products Benzenes and light oils) (aliphatic and aromatic hydrocarbons) require slightly more costly linings. (iii) Aggressive acids, (vinegar) abrasive chemicals and hot water over 95 deg C require specialised epoxy resin primers and flaked glass in polyester to resist corrosion. (iv) Abrasive chemicals and aggressive chemicals (hydrochloric acid) require soft natural rubber, butyl soft rubber or hard ebonite to resist the product damaging the tank | Considered Not Applicable at time of Publication | (BEAMS Note 1) The ERC for this item should be added to the total of the ERC of the other P&M items on the site and the Buildings ERC (where applicable) to enable the correct contract size adjustment to be made. ERC of P&M Items + ERC of Building Component’s = Total ERC (net figure rateable items only) to which contract size adjustment should be applied The 2023 Generic Contractors Test Spreadsheet has this facility built into the programme - it is recommended you undertake all contractors test valuations using this spreadsheet. (Details on the application of contract size adjustments can be found in the RCG 2023 Guidance notes). Where RV is calculated using the comparative method (rental method) the contract size adjustment should be made as follows: Select - SCAT code box ""P and M as an addition” within the 2023 Generic Contractors Test Spreadsheet facility. Or Where the spreadsheet is not used take the: Reciprocal of statutory de-capitalisation rate (i.e. 5% reciprocal = 20) multiply by rateable value of the buildings (before any overall end allowances are made and after making a notional deduction for the land value) and add to the ERC of P&M. Use resultant figure to calculate contract size adjustment. (Guidance Notes - Section 6) | Costs assume that the occupier has several tanks that require painting and takes account of the contractor on costs in planning and providing site services to the painting contractor. Where there is clearly a mixture of tank uses, as on a commercial tank farm variations in tank internal painting should be reflected. Costs do not include for bits and foundations, concrete/pile foundations, heating coils, insulation (rock wool), ladders, catwalks etc. These costs assume the outside of the tank is painted with a general long life paint and the internal tank is painted with a holding primer - for internal painting costs see 215X | Needs internal volume of tank in m3 and operating temperature as well as nature of contents which will determine the type of lining. | Class 4, Table 4 Class 4(b) Integral part of the tank structure | - | Foundations, catwalks, bunds. Deep piles. Fire protection equipment. | It is assumed that the item forms part of an average size industrial, commercial or office complex. Where it would be normal to find more than one item in such a hereditament the ERC stated has been adjusted to reflect any number / quantity, discount. These figures are NOT one off figures. | - | Photo 1 - Fibre Glass quilt being fitted to the inside of a welded steel vertical storage tank | - | 20143 |  | M3 | m3 | NA | NA | NA | 130.8746 | Option 3 | 154.0665 | 17.72% | 161.0071 | 126.6279 | -3.245% | -17.81% | 126.6279 | -3.245% | Indexed | NA | VOA_GPN_GOV_UK\7246041 | 2019-08-30 | Low | - | High | Risk taken from previous CG | - | - | NA | Supplier/Manufacturer | NA | (BEAMS Note 1) The ERC for this item should be added to the total of the ERC of the other P&M items on the site and the Buildings ERC (where applicable) to enable the correct contract size adjustment to be made. ERC of P&M Items + ERC of Building Component’s = Total ERC (net figure rateable items only) to which contract size adjustment should be applied The 2021 Generic Contractors Test Spreadsheet has this facility built into the programme - it is recommended you undertake all contractors test valuations using this spreadsheet. (Details on the application of contract size adjustments can be found in the RCG 2021 Guidance notes). Where RV is calculated using the comparative method (rental method) the contract size adjustment should be made as follows: Select - SCAT code box "P and M as an addition” within the 2021 Generic Contractors Test Spreadsheet facility. Or Where the spreadsheet is not used take the: Reciprocal of statutory de-capitalisation rate (i.e. 5% reciprocal = 20) multiply by rateable value of the buildings (before any overall end allowances are made and after making a notional deduction for the land value) and add to the ERC of P&M. Use resultant figure to calculate contract size adjustment. (Guidance Notes - Section 6) | Photo 1 - Fibre Glass quilt being fitted to the inside of a welded steel vertical storage tank | - | 1 | TRUE
5656 | 215X14 | 7137 | 215X14 | Tanks | Linings | Aggressive Acids and Chemicals, water > 95°C | 751m³ - 2750m³ tank volume | - | Tanks - Linings Internal Tanks are all steel construction (usually mild steel) with butt-welded shells and tap welded bottoms and roofs. Usually erected on site with bit sand foundation under base plate. The whole tanks or tank plates come to site blast-cleaned and covered in a holding primer. This prevents re rusting during construction however where heat is used in welding the plates further painting is required. External and Internal linings (painting or physical linings) have to be added to each tank depending on what it is intended to hold, the provision of internal linings are undertaken by specialist paint manufacturers. The costs for EXTERNAL painting are included in the ERC at 215A -- Adjustments are required if the tank is galvanised. Internal tank coatings are varied depending on the product stored. Cost Information - lining costs are similar for the various products stored in tanks. (i) Crude oil, heavy fuel, potable water, cold water, sewage water, beverages - milk and food products although having different (ii) Animal and vegetable oils, petrol and petroleum by-products Benzenes and light oils) (aliphatic and aromatic hydrocarbons) require slightly more costly linings. (iii) Aggressive acids, (vinegar) abrasive chemicals and hot water over 95 deg C require specialised epoxy resin primers and flaked glass in polyester to resist corrosion. (iv) Abrasive chemicals and aggressive chemicals (hydrochloric acid) require soft natural rubber, butyl soft rubber or hard ebonite to resist the product damaging the tank | Considered Not Applicable at time of Publication | (BEAMS Note 1) The ERC for this item should be added to the total of the ERC of the other P&M items on the site and the Buildings ERC (where applicable) to enable the correct contract size adjustment to be made. ERC of P&M Items + ERC of Building Component’s = Total ERC (net figure rateable items only) to which contract size adjustment should be applied The 2023 Generic Contractors Test Spreadsheet has this facility built into the programme - it is recommended you undertake all contractors test valuations using this spreadsheet. (Details on the application of contract size adjustments can be found in the RCG 2023 Guidance notes). Where RV is calculated using the comparative method (rental method) the contract size adjustment should be made as follows: Select - SCAT code box ""P and M as an addition” within the 2023 Generic Contractors Test Spreadsheet facility. Or Where the spreadsheet is not used take the: Reciprocal of statutory de-capitalisation rate (i.e. 5% reciprocal = 20) multiply by rateable value of the buildings (before any overall end allowances are made and after making a notional deduction for the land value) and add to the ERC of P&M. Use resultant figure to calculate contract size adjustment. (Guidance Notes - Section 6) | Costs assume that the occupier has several tanks that require painting and takes account of the contractor on costs in planning and providing site services to the painting contractor. Where there is clearly a mixture of tank uses, as on a commercial tank farm variations in tank internal painting should be reflected. Costs do not include for bits and foundations, concrete/pile foundations, heating coils, insulation (rock wool), ladders, catwalks etc. These costs assume the outside of the tank is painted with a general long life paint and the internal tank is painted with a holding primer - for internal painting costs see 215X | Needs internal volume of tank in m3 and operating temperature as well as nature of contents which will determine the type of lining. | Class 4, Table 4 Class 4(b) Integral part of the tank structure | - | Foundations, catwalks, bunds. Deep piles. Fire protection equipment. | It is assumed that the item forms part of an average size industrial, commercial or office complex. Where it would be normal to find more than one item in such a hereditament the ERC stated has been adjusted to reflect any number / quantity, discount. These figures are NOT one off figures. | - | Photo 1 - Fibre Glass quilt being fitted to the inside of a welded steel vertical storage tank | - | 20143 |  | M3 | m3 | NA | NA | NA | 86.842 | Option 3 | 102.231 | 17.72% | 106.9188 | 84.0889 | -3.17% | -17.75% | 84.0889 | -3.17% | Indexed | NA | VOA_GPN_GOV_UK\7246041 | 2019-08-30 | Low | - | High | Risk taken from previous CG | - | - | NA | Supplier/Manufacturer | NA | (BEAMS Note 1) The ERC for this item should be added to the total of the ERC of the other P&M items on the site and the Buildings ERC (where applicable) to enable the correct contract size adjustment to be made. ERC of P&M Items + ERC of Building Component’s = Total ERC (net figure rateable items only) to which contract size adjustment should be applied The 2021 Generic Contractors Test Spreadsheet has this facility built into the programme - it is recommended you undertake all contractors test valuations using this spreadsheet. (Details on the application of contract size adjustments can be found in the RCG 2021 Guidance notes). Where RV is calculated using the comparative method (rental method) the contract size adjustment should be made as follows: Select - SCAT code box "P and M as an addition” within the 2021 Generic Contractors Test Spreadsheet facility. Or Where the spreadsheet is not used take the: Reciprocal of statutory de-capitalisation rate (i.e. 5% reciprocal = 20) multiply by rateable value of the buildings (before any overall end allowances are made and after making a notional deduction for the land value) and add to the ERC of P&M. Use resultant figure to calculate contract size adjustment. (Guidance Notes - Section 6) | Photo 1 - Fibre Glass quilt being fitted to the inside of a welded steel vertical storage tank | - | 1 | TRUE
5657 | 215X15 | 7142 | 215X15 | Tanks | Linings | Aggressive Acids and Chemicals, water > 95°C | 2751m³ - 7000m³ tank volume | - | Tanks - Linings Internal Tanks are all steel construction (usually mild steel) with butt-welded shells and tap welded bottoms and roofs. Usually erected on site with bit sand foundation under base plate. The whole tanks or tank plates come to site blast-cleaned and covered in a holding primer. This prevents re rusting during construction however where heat is used in welding the plates further painting is required. External and Internal linings (painting or physical linings) have to be added to each tank depending on what it is intended to hold, the provision of internal linings are undertaken by specialist paint manufacturers. The costs for EXTERNAL painting are included in the ERC at 215A -- Adjustments are required if the tank is galvanised. Internal tank coatings are varied depending on the product stored. Cost Information - lining costs are similar for the various products stored in tanks. (i) Crude oil, heavy fuel, potable water, cold water, sewage water, beverages - milk and food products although having different (ii) Animal and vegetable oils, petrol and petroleum by-products Benzenes and light oils) (aliphatic and aromatic hydrocarbons) require slightly more costly linings. (iii) Aggressive acids, (vinegar) abrasive chemicals and hot water over 95 deg C require specialised epoxy resin primers and flaked glass in polyester to resist corrosion. (iv) Abrasive chemicals and aggressive chemicals (hydrochloric acid) require soft natural rubber, butyl soft rubber or hard ebonite to resist the product damaging the tank | Considered Not Applicable at time of Publication | (BEAMS Note 1) The ERC for this item should be added to the total of the ERC of the other P&M items on the site and the Buildings ERC (where applicable) to enable the correct contract size adjustment to be made. ERC of P&M Items + ERC of Building Component’s = Total ERC (net figure rateable items only) to which contract size adjustment should be applied The 2023 Generic Contractors Test Spreadsheet has this facility built into the programme - it is recommended you undertake all contractors test valuations using this spreadsheet. (Details on the application of contract size adjustments can be found in the RCG 2023 Guidance notes). Where RV is calculated using the comparative method (rental method) the contract size adjustment should be made as follows: Select - SCAT code box ""P and M as an addition” within the 2023 Generic Contractors Test Spreadsheet facility. Or Where the spreadsheet is not used take the: Reciprocal of statutory de-capitalisation rate (i.e. 5% reciprocal = 20) multiply by rateable value of the buildings (before any overall end allowances are made and after making a notional deduction for the land value) and add to the ERC of P&M. Use resultant figure to calculate contract size adjustment. (Guidance Notes - Section 6) | Costs assume that the occupier has several tanks that require painting and takes account of the contractor on costs in planning and providing site services to the painting contractor. Where there is clearly a mixture of tank uses, as on a commercial tank farm variations in tank internal painting should be reflected. Costs do not include for bits and foundations, concrete/pile foundations, heating coils, insulation (rock wool), ladders, catwalks etc. These costs assume the outside of the tank is painted with a general long life paint and the internal tank is painted with a holding primer - for internal painting costs see 215X | Needs internal volume of tank in m3 and operating temperature as well as nature of contents which will determine the type of lining. | Class 4, Table 4 Class 4(b) Integral part of the tank structure | - | Foundations, catwalks, bunds. Deep piles. Fire protection equipment. | It is assumed that the item forms part of an average size industrial, commercial or office complex. Where it would be normal to find more than one item in such a hereditament the ERC stated has been adjusted to reflect any number / quantity, discount. These figures are NOT one off figures. | - | Photo 1 - Fibre Glass quilt being fitted to the inside of a welded steel vertical storage tank | - | 20143 |  | M3 | m3 | NA | NA | NA | 61.1564 | Option 3 | 71.9937 | 17.72% | 75.4721 | 59.3568 | -2.942% | -17.55% | 59.3568 | -2.942% | Indexed | NA | VOA_GPN_GOV_UK\7246041 | 2019-08-30 | Low | - | High | Risk taken from previous CG | - | - | NA | Supplier/Manufacturer | NA | (BEAMS Note 1) The ERC for this item should be added to the total of the ERC of the other P&M items on the site and the Buildings ERC (where applicable) to enable the correct contract size adjustment to be made. ERC of P&M Items + ERC of Building Component’s = Total ERC (net figure rateable items only) to which contract size adjustment should be applied The 2021 Generic Contractors Test Spreadsheet has this facility built into the programme - it is recommended you undertake all contractors test valuations using this spreadsheet. (Details on the application of contract size adjustments can be found in the RCG 2021 Guidance notes). Where RV is calculated using the comparative method (rental method) the contract size adjustment should be made as follows: Select - SCAT code box "P and M as an addition” within the 2021 Generic Contractors Test Spreadsheet facility. Or Where the spreadsheet is not used take the: Reciprocal of statutory de-capitalisation rate (i.e. 5% reciprocal = 20) multiply by rateable value of the buildings (before any overall end allowances are made and after making a notional deduction for the land value) and add to the ERC of P&M. Use resultant figure to calculate contract size adjustment. (Guidance Notes - Section 6) | Photo 1 - Fibre Glass quilt being fitted to the inside of a welded steel vertical storage tank | - | 1 | TRUE
5658 | 215X16 | 7272 | 215X16 | Tanks | Linings | Aggressive Acids and Chemicals, water > 95°C | 7,001m³ - 15,000m³ tank volume | - | Tanks - Linings Internal Tanks are all steel construction (usually mild steel) with butt-welded shells and tap welded bottoms and roofs. Usually erected on site with bit sand foundation under base plate. The whole tanks or tank plates come to site blast-cleaned and covered in a holding primer. This prevents re rusting during construction however where heat is used in welding the plates further painting is required. External and Internal linings (painting or physical linings) have to be added to each tank depending on what it is intended to hold, the provision of internal linings are undertaken by specialist paint manufacturers. The costs for EXTERNAL painting are included in the ERC at 215A -- Adjustments are required if the tank is galvanised. Internal tank coatings are varied depending on the product stored. Cost Information - lining costs are similar for the various products stored in tanks. (i) Crude oil, heavy fuel, potable water, cold water, sewage water, beverages - milk and food products although having different (ii) Animal and vegetable oils, petrol and petroleum by-products Benzenes and light oils) (aliphatic and aromatic hydrocarbons) require slightly more costly linings. (iii) Aggressive acids, (vinegar) abrasive chemicals and hot water over 95 deg C require specialised epoxy resin primers and flaked glass in polyester to resist corrosion. (iv) Abrasive chemicals and aggressive chemicals (hydrochloric acid) require soft natural rubber, butyl soft rubber or hard ebonite to resist the product damaging the tank | Considered Not Applicable at time of Publication | (BEAMS Note 1) The ERC for this item should be added to the total of the ERC of the other P&M items on the site and the Buildings ERC (where applicable) to enable the correct contract size adjustment to be made. ERC of P&M Items + ERC of Building Component’s = Total ERC (net figure rateable items only) to which contract size adjustment should be applied The 2023 Generic Contractors Test Spreadsheet has this facility built into the programme - it is recommended you undertake all contractors test valuations using this spreadsheet. (Details on the application of contract size adjustments can be found in the RCG 2023 Guidance notes). Where RV is calculated using the comparative method (rental method) the contract size adjustment should be made as follows: Select - SCAT code box ""P and M as an addition” within the 2023 Generic Contractors Test Spreadsheet facility. Or Where the spreadsheet is not used take the: Reciprocal of statutory de-capitalisation rate (i.e. 5% reciprocal = 20) multiply by rateable value of the buildings (before any overall end allowances are made and after making a notional deduction for the land value) and add to the ERC of P&M. Use resultant figure to calculate contract size adjustment. (Guidance Notes - Section 6) | Costs assume that the occupier has several tanks that require painting and takes account of the contractor on costs in planning and providing site services to the painting contractor. Where there is clearly a mixture of tank uses, as on a commercial tank farm variations in tank internal painting should be reflected. Costs do not include for bits and foundations, concrete/pile foundations, heating coils, insulation (rock wool), ladders, catwalks etc. These costs assume the outside of the tank is painted with a general long life paint and the internal tank is painted with a holding primer - for internal painting costs see 215X | Needs internal volume of tank in m3 and operating temperature as well as nature of contents which will determine the type of lining. | Class 4, Table 4 Class 4(b) Integral part of the tank structure | - | Foundations, catwalks, bunds. Deep piles. Fire protection equipment. | It is assumed that the item forms part of an average size industrial, commercial or office complex. Where it would be normal to find more than one item in such a hereditament the ERC stated has been adjusted to reflect any number / quantity, discount. These figures are NOT one off figures. | - | Photo 1 - Fibre Glass quilt being fitted to the inside of a welded steel vertical storage tank | - | 20143 |  | M3 | m3 | NA | NA | NA | 44.0326 | Option 3 | 51.8354 | 17.72% | 54.0883 | 42.5391 | -3.392% | -17.93% | 42.5391 | -3.392% | Indexed | NA | VOA_GPN_GOV_UK\7246041 | 2019-08-30 | Low | - | High | Risk taken from previous CG | - | - | NA | Supplier/Manufacturer | NA | (BEAMS Note 1) The ERC for this item should be added to the total of the ERC of the other P&M items on the site and the Buildings ERC (where applicable) to enable the correct contract size adjustment to be made. ERC of P&M Items + ERC of Building Component’s = Total ERC (net figure rateable items only) to which contract size adjustment should be applied The 2021 Generic Contractors Test Spreadsheet has this facility built into the programme - it is recommended you undertake all contractors test valuations using this spreadsheet. (Details on the application of contract size adjustments can be found in the RCG 2021 Guidance notes). Where RV is calculated using the comparative method (rental method) the contract size adjustment should be made as follows: Select - SCAT code box "P and M as an addition” within the 2021 Generic Contractors Test Spreadsheet facility. Or Where the spreadsheet is not used take the: Reciprocal of statutory de-capitalisation rate (i.e. 5% reciprocal = 20) multiply by rateable value of the buildings (before any overall end allowances are made and after making a notional deduction for the land value) and add to the ERC of P&M. Use resultant figure to calculate contract size adjustment. (Guidance Notes - Section 6) | Photo 1 - Fibre Glass quilt being fitted to the inside of a welded steel vertical storage tank | - | 1 | TRUE
5659 | 215X17 | 7144 | 215X17 | Tanks | Linings | Aggressive Acids and Chemicals, water > 95°C | 15,001m³ - 70,000m³ tank volume | - | Tanks - Linings Internal Tanks are all steel construction (usually mild steel) with butt-welded shells and tap welded bottoms and roofs. Usually erected on site with bit sand foundation under base plate. The whole tanks or tank plates come to site blast-cleaned and covered in a holding primer. This prevents re rusting during construction however where heat is used in welding the plates further painting is required. External and Internal linings (painting or physical linings) have to be added to each tank depending on what it is intended to hold, the provision of internal linings are undertaken by specialist paint manufacturers. The costs for EXTERNAL painting are included in the ERC at 215A -- Adjustments are required if the tank is galvanised. Internal tank coatings are varied depending on the product stored. Cost Information - lining costs are similar for the various products stored in tanks. (i) Crude oil, heavy fuel, potable water, cold water, sewage water, beverages - milk and food products although having different (ii) Animal and vegetable oils, petrol and petroleum by-products Benzenes and light oils) (aliphatic and aromatic hydrocarbons) require slightly more costly linings. (iii) Aggressive acids, (vinegar) abrasive chemicals and hot water over 95 deg C require specialised epoxy resin primers and flaked glass in polyester to resist corrosion. (iv) Abrasive chemicals and aggressive chemicals (hydrochloric acid) require soft natural rubber, butyl soft rubber or hard ebonite to resist the product damaging the tank | Considered Not Applicable at time of Publication | (BEAMS Note 1) The ERC for this item should be added to the total of the ERC of the other P&M items on the site and the Buildings ERC (where applicable) to enable the correct contract size adjustment to be made. ERC of P&M Items + ERC of Building Component’s = Total ERC (net figure rateable items only) to which contract size adjustment should be applied The 2023 Generic Contractors Test Spreadsheet has this facility built into the programme - it is recommended you undertake all contractors test valuations using this spreadsheet. (Details on the application of contract size adjustments can be found in the RCG 2023 Guidance notes). Where RV is calculated using the comparative method (rental method) the contract size adjustment should be made as follows: Select - SCAT code box ""P and M as an addition” within the 2023 Generic Contractors Test Spreadsheet facility. Or Where the spreadsheet is not used take the: Reciprocal of statutory de-capitalisation rate (i.e. 5% reciprocal = 20) multiply by rateable value of the buildings (before any overall end allowances are made and after making a notional deduction for the land value) and add to the ERC of P&M. Use resultant figure to calculate contract size adjustment. (Guidance Notes - Section 6) | Costs assume that the occupier has several tanks that require painting and takes account of the contractor on costs in planning and providing site services to the painting contractor. Where there is clearly a mixture of tank uses, as on a commercial tank farm variations in tank internal painting should be reflected. Costs do not include for bits and foundations, concrete/pile foundations, heating coils, insulation (rock wool), ladders, catwalks etc. These costs assume the outside of the tank is painted with a general long life paint and the internal tank is painted with a holding primer - for internal painting costs see 215X | Needs internal volume of tank in m3 and operating temperature as well as nature of contents which will determine the type of lining. | Class 4, Table 4 Class 4(b) Integral part of the tank structure | - | Foundations, catwalks, bunds. Deep piles. Fire protection equipment. | It is assumed that the item forms part of an average size industrial, commercial or office complex. Where it would be normal to find more than one item in such a hereditament the ERC stated has been adjusted to reflect any number / quantity, discount. These figures are NOT one off figures. | - | Photo 1 - Fibre Glass quilt being fitted to the inside of a welded steel vertical storage tank | - | 20143 |  | M3 | m3 | NA | NA | NA | 40.3632 | Option 3 | 47.5158 | 17.72% | 50.3147 | 39.5712 | -1.962% | -16.72% | 39.5712 | -1.962% | Indexed | NA | VOA_GPN_GOV_UK\7246041 | 2019-08-30 | Low | - | High | Risk taken from previous CG | - | - | NA | Supplier/Manufacturer | NA | (BEAMS Note 1) The ERC for this item should be added to the total of the ERC of the other P&M items on the site and the Buildings ERC (where applicable) to enable the correct contract size adjustment to be made. ERC of P&M Items + ERC of Building Component’s = Total ERC (net figure rateable items only) to which contract size adjustment should be applied The 2021 Generic Contractors Test Spreadsheet has this facility built into the programme - it is recommended you undertake all contractors test valuations using this spreadsheet. (Details on the application of contract size adjustments can be found in the RCG 2021 Guidance notes). Where RV is calculated using the comparative method (rental method) the contract size adjustment should be made as follows: Select - SCAT code box "P and M as an addition” within the 2021 Generic Contractors Test Spreadsheet facility. Or Where the spreadsheet is not used take the: Reciprocal of statutory de-capitalisation rate (i.e. 5% reciprocal = 20) multiply by rateable value of the buildings (before any overall end allowances are made and after making a notional deduction for the land value) and add to the ERC of P&M. Use resultant figure to calculate contract size adjustment. (Guidance Notes - Section 6) | Photo 1 - Fibre Glass quilt being fitted to the inside of a welded steel vertical storage tank | - | 1 | TRUE
5660 | 215X18 | 7147 | 215X18 | Tanks | Linings | Aggressive Acids and Chemicals, water > 95°C | 70,001m³ - 120,000m³ tank volume | - | Tanks - Linings Internal Tanks are all steel construction (usually mild steel) with butt-welded shells and tap welded bottoms and roofs. Usually erected on site with bit sand foundation under base plate. The whole tanks or tank plates come to site blast-cleaned and covered in a holding primer. This prevents re rusting during construction however where heat is used in welding the plates further painting is required. External and Internal linings (painting or physical linings) have to be added to each tank depending on what it is intended to hold, the provision of internal linings are undertaken by specialist paint manufacturers. The costs for EXTERNAL painting are included in the ERC at 215A -- Adjustments are required if the tank is galvanised. Internal tank coatings are varied depending on the product stored. Cost Information - lining costs are similar for the various products stored in tanks. (i) Crude oil, heavy fuel, potable water, cold water, sewage water, beverages - milk and food products although having different (ii) Animal and vegetable oils, petrol and petroleum by-products Benzenes and light oils) (aliphatic and aromatic hydrocarbons) require slightly more costly linings. (iii) Aggressive acids, (vinegar) abrasive chemicals and hot water over 95 deg C require specialised epoxy resin primers and flaked glass in polyester to resist corrosion. (iv) Abrasive chemicals and aggressive chemicals (hydrochloric acid) require soft natural rubber, butyl soft rubber or hard ebonite to resist the product damaging the tank | Considered Not Applicable at time of Publication | (BEAMS Note 1) The ERC for this item should be added to the total of the ERC of the other P&M items on the site and the Buildings ERC (where applicable) to enable the correct contract size adjustment to be made. ERC of P&M Items + ERC of Building Component’s = Total ERC (net figure rateable items only) to which contract size adjustment should be applied The 2023 Generic Contractors Test Spreadsheet has this facility built into the programme - it is recommended you undertake all contractors test valuations using this spreadsheet. (Details on the application of contract size adjustments can be found in the RCG 2023 Guidance notes). Where RV is calculated using the comparative method (rental method) the contract size adjustment should be made as follows: Select - SCAT code box ""P and M as an addition” within the 2023 Generic Contractors Test Spreadsheet facility. Or Where the spreadsheet is not used take the: Reciprocal of statutory de-capitalisation rate (i.e. 5% reciprocal = 20) multiply by rateable value of the buildings (before any overall end allowances are made and after making a notional deduction for the land value) and add to the ERC of P&M. Use resultant figure to calculate contract size adjustment. (Guidance Notes - Section 6) | Costs assume that the occupier has several tanks that require painting and takes account of the contractor on costs in planning and providing site services to the painting contractor. Where there is clearly a mixture of tank uses, as on a commercial tank farm variations in tank internal painting should be reflected. Costs do not include for bits and foundations, concrete/pile foundations, heating coils, insulation (rock wool), ladders, catwalks etc. These costs assume the outside of the tank is painted with a general long life paint and the internal tank is painted with a holding primer - for internal painting costs see 215X | Needs internal volume of tank in m3 and operating temperature as well as nature of contents which will determine the type of lining. | Class 4, Table 4 Class 4(b) Integral part of the tank structure | - | Foundations, catwalks, bunds. Deep piles. Fire protection equipment. | It is assumed that the item forms part of an average size industrial, commercial or office complex. Where it would be normal to find more than one item in such a hereditament the ERC stated has been adjusted to reflect any number / quantity, discount. These figures are NOT one off figures. | - | Photo 1 - Fibre Glass quilt being fitted to the inside of a welded steel vertical storage tank | - | 20143 |  | M3 | m3 | NA | NA | NA | 29.3551 | Option 3 | 34.557 | 17.72% | 36.4782 | 28.6891 | -2.268% | -16.98% | 28.6891 | -2.268% | Indexed | NA | VOA_GPN_GOV_UK\7246041 | 2019-08-30 | Low | - | High | Risk taken from previous CG | - | - | NA | Supplier/Manufacturer | NA | (BEAMS Note 1) The ERC for this item should be added to the total of the ERC of the other P&M items on the site and the Buildings ERC (where applicable) to enable the correct contract size adjustment to be made. ERC of P&M Items + ERC of Building Component’s = Total ERC (net figure rateable items only) to which contract size adjustment should be applied The 2021 Generic Contractors Test Spreadsheet has this facility built into the programme - it is recommended you undertake all contractors test valuations using this spreadsheet. (Details on the application of contract size adjustments can be found in the RCG 2021 Guidance notes). Where RV is calculated using the comparative method (rental method) the contract size adjustment should be made as follows: Select - SCAT code box "P and M as an addition” within the 2021 Generic Contractors Test Spreadsheet facility. Or Where the spreadsheet is not used take the: Reciprocal of statutory de-capitalisation rate (i.e. 5% reciprocal = 20) multiply by rateable value of the buildings (before any overall end allowances are made and after making a notional deduction for the land value) and add to the ERC of P&M. Use resultant figure to calculate contract size adjustment. (Guidance Notes - Section 6) | Photo 1 - Fibre Glass quilt being fitted to the inside of a welded steel vertical storage tank | - | 1 | TRUE
5661 | 215X19 | 7405 | 215X19 | Tanks | Linings - Rubber, Butyl or hard Ebony | Very aggressive products | 250m³ - 750m³ tank volume | - | Tanks - Linings Internal Tanks are all steel construction (usually mild steel) with butt-welded shells and tap welded bottoms and roofs. Usually erected on site with bit sand foundation under base plate. The whole tanks or tank plates come to site blast-cleaned and covered in a holding primer. This prevents re rusting during construction however where heat is used in welding the plates further painting is required. External and Internal linings (painting or physical linings) have to be added to each tank depending on what it is intended to hold, the provision of internal linings are undertaken by specialist paint manufacturers. The costs for EXTERNAL painting are included in the ERC at 215A -- Adjustments are required if the tank is galvanised. Internal tank coatings are varied depending on the product stored. Cost Information - lining costs are similar for the various products stored in tanks. (i) Crude oil, heavy fuel, potable water, cold water, sewage water, beverages - milk and food products although having different (ii) Animal and vegetable oils, petrol and petroleum by-products Benzenes and light oils) (aliphatic and aromatic hydrocarbons) require slightly more costly linings. (iii) Aggressive acids, (vinegar) abrasive chemicals and hot water over 95 deg C require specialised epoxy resin primers and flaked glass in polyester to resist corrosion. (iv) Abrasive chemicals and aggressive chemicals (hydrochloric acid) require soft natural rubber, butyl soft rubber or hard ebonite to resist the product damaging the tank. | Considered Not Applicable at time of Publication | (BEAMS Note 1) The ERC for this item should be added to the total of the ERC of the other P&M items on the site and the Buildings ERC (where applicable) to enable the correct contract size adjustment to be made. ERC of P&M Items + ERC of Building Component’s = Total ERC (net figure rateable items only) to which contract size adjustment should be applied The 2023 Generic Contractors Test Spreadsheet has this facility built into the programme - it is recommended you undertake all contractors test valuations using this spreadsheet. (Details on the application of contract size adjustments can be found in the RCG 2023 Guidance notes). Where RV is calculated using the comparative method (rental method) the contract size adjustment should be made as follows: Select - SCAT code box ""P and M as an addition” within the 2023 Generic Contractors Test Spreadsheet facility. Or Where the spreadsheet is not used take the: Reciprocal of statutory de-capitalisation rate (i.e. 5% reciprocal = 20) multiply by rateable value of the buildings (before any overall end allowances are made and after making a notional deduction for the land value) and add to the ERC of P&M. Use resultant figure to calculate contract size adjustment. (Guidance Notes - Section 6) | Costs assume that the occupier has several tanks that require painting and takes account of the contractor on costs in planning and providing site services to the painting contractor. Where there is clearly a mixture of tank uses, as on a commercial tank farm variations in tank internal painting should be reflected. Costs do not include for bits and foundations, concrete/pile foundations, heating coils, insulation (Rockwool), ladders, catwalks etc. These costs assume the outside of the tank is painted with a general long life paint and the internal tank is painted with a holding primer - for internal painting costs see 215X series | Needs internal volume of tank in m3 and operating temperature as well as nature of contents which will determine the type of lining. | Tanks: Class 4, Table 4 Class 4(b) Integral part of the tank structure | - | Foundations, catwalks, bunds. Deep piles. Fire protection equipment. | It is assumed that the item forms part of an average size industrial, commercial or office complex. Where it would be normal to find more than one item in such a hereditament the ERC stated has been adjusted to reflect any number / quantity, discount. These figures are NOT one off figures. | - | - | - | 20144 |  | M3 | m3 | NA | NA | NA | 124.759 | Option 3 | 146.8671 | 17.72% | 153.4599 | 120.6922 | -3.26% | -17.82% | 120.6922 | -3.26% | Indexed | NA | VOA_GPN_GOV_UK\7246041 | 2019-08-30 | Low | - | High | Risk taken from previous CG | - | - | NA | Supplier/Manufacturer | NA | (BEAMS Note 1) The ERC for this item should be added to the total of the ERC of the other P&M items on the site and the Buildings ERC (where applicable) to enable the correct contract size adjustment to be made. ERC of P&M Items + ERC of Building Component’s = Total ERC (net figure rateable items only) to which contract size adjustment should be applied The 2021 Generic Contractors Test Spreadsheet has this facility built into the programme - it is recommended you undertake all contractors test valuations using this spreadsheet. (Details on the application of contract size adjustments can be found in the RCG 2021 Guidance notes). Where RV is calculated using the comparative method (rental method) the contract size adjustment should be made as follows: Select - SCAT code box "P and M as an addition” within the 2021 Generic Contractors Test Spreadsheet facility. Or Where the spreadsheet is not used take the: Reciprocal of statutory de-capitalisation rate (i.e. 5% reciprocal = 20) multiply by rateable value of the buildings (before any overall end allowances are made and after making a notional deduction for the land value) and add to the ERC of P&M. Use resultant figure to calculate contract size adjustment. (Guidance Notes - Section 6) | - | - | 1 | TRUE
5662 | 215X20 | 7150 | 215X20 | Tanks | Linings - Rubber, Butyl or hard Ebony | Very aggressive products | 751m³ - 2750m³ tank volume | - | Tanks - Linings Internal Tanks are all steel construction (usually mild steel) with butt-welded shells and tap welded bottoms and roofs. Usually erected on site with bit sand foundation under base plate. The whole tanks or tank plates come to site blast-cleaned and covered in a holding primer. This prevents re rusting during construction however where heat is used in welding the plates further painting is required. External and Internal linings (painting or physical linings) have to be added to each tank depending on what it is intended to hold, the provision of internal linings are undertaken by specialist paint manufacturers. The costs for EXTERNAL painting are included in the ERC at 215A -- Adjustments are required if the tank is galvanised. Internal tank coatings are varied depending on the product stored. Cost Information - lining costs are similar for the various products stored in tanks. (i) Crude oil, heavy fuel, potable water, cold water, sewage water, beverages - milk and food products although having different (ii) Animal and vegetable oils, petrol and petroleum by-products Benzenes and light oils) (aliphatic and aromatic hydrocarbons) require slightly more costly linings. (iii) Aggressive acids, (vinegar) abrasive chemicals and hot water over 95 deg C require specialised epoxy resin primers and flaked glass in polyester to resist corrosion. (iv) Abrasive chemicals and aggressive chemicals (hydrochloric acid) require soft natural rubber, butyl soft rubber or hard ebonite to resist the product damaging the tank. | Considered Not Applicable at time of Publication | (BEAMS Note 1) The ERC for this item should be added to the total of the ERC of the other P&M items on the site and the Buildings ERC (where applicable) to enable the correct contract size adjustment to be made. ERC of P&M Items + ERC of Building Component’s = Total ERC (net figure rateable items only) to which contract size adjustment should be applied The 2023 Generic Contractors Test Spreadsheet has this facility built into the programme - it is recommended you undertake all contractors test valuations using this spreadsheet. (Details on the application of contract size adjustments can be found in the RCG 2023 Guidance notes). Where RV is calculated using the comparative method (rental method) the contract size adjustment should be made as follows: Select - SCAT code box ""P and M as an addition” within the 2023 Generic Contractors Test Spreadsheet facility. Or Where the spreadsheet is not used take the: Reciprocal of statutory de-capitalisation rate (i.e. 5% reciprocal = 20) multiply by rateable value of the buildings (before any overall end allowances are made and after making a notional deduction for the land value) and add to the ERC of P&M. Use resultant figure to calculate contract size adjustment. (Guidance Notes - Section 6) | Costs assume that the occupier has several tanks that require painting and takes account of the contractor on costs in planning and providing site services to the painting contractor. Where there is clearly a mixture of tank uses, as on a commercial tank farm variations in tank internal painting should be reflected. Costs do not include for bits and foundations, concrete/pile foundations, heating coils, insulation (Rockwool), ladders, catwalks etc. These costs assume the outside of the tank is painted with a general long life paint and the internal tank is painted with a holding primer - for internal painting costs see 215X series | Needs internal volume of tank in m3 and operating temperature as well as nature of contents which will determine the type of lining. | Tanks: Class 4, Table 4 Class 4(b) Integral part of the tank structure | - | Foundations, catwalks, bunds. Deep piles. Fire protection equipment. | It is assumed that the item forms part of an average size industrial, commercial or office complex. Where it would be normal to find more than one item in such a hereditament the ERC stated has been adjusted to reflect any number / quantity, discount. These figures are NOT one off figures. | - | - | - | 20144 |  | M3 | m3 | NA | NA | NA | 83.1727 | Option 3 | 97.9114 | 17.72% | 103.1452 | 81.121 | -2.467% | -17.15% | 81.121 | -2.467% | Indexed | NA | VOA_GPN_GOV_UK\7246041 | 2019-08-30 | Low | - | High | Risk taken from previous CG | - | - | NA | Supplier/Manufacturer | NA | (BEAMS Note 1) The ERC for this item should be added to the total of the ERC of the other P&M items on the site and the Buildings ERC (where applicable) to enable the correct contract size adjustment to be made. ERC of P&M Items + ERC of Building Component’s = Total ERC (net figure rateable items only) to which contract size adjustment should be applied The 2021 Generic Contractors Test Spreadsheet has this facility built into the programme - it is recommended you undertake all contractors test valuations using this spreadsheet. (Details on the application of contract size adjustments can be found in the RCG 2021 Guidance notes). Where RV is calculated using the comparative method (rental method) the contract size adjustment should be made as follows: Select - SCAT code box "P and M as an addition” within the 2021 Generic Contractors Test Spreadsheet facility. Or Where the spreadsheet is not used take the: Reciprocal of statutory de-capitalisation rate (i.e. 5% reciprocal = 20) multiply by rateable value of the buildings (before any overall end allowances are made and after making a notional deduction for the land value) and add to the ERC of P&M. Use resultant figure to calculate contract size adjustment. (Guidance Notes - Section 6) | - | - | 1 | TRUE
5663 | 215X21 | 7138 | 215X21 | Tanks | Linings - Rubber, Butyl or hard Ebony | Very aggressive products | 2751m³ - 7000m³ tank volume | - | Tanks - Linings Internal Tanks are all steel construction (usually mild steel) with butt-welded shells and tap welded bottoms and roofs. Usually erected on site with bit sand foundation under base plate. The whole tanks or tank plates come to site blast-cleaned and covered in a holding primer. This prevents re rusting during construction however where heat is used in welding the plates further painting is required. External and Internal linings (painting or physical linings) have to be added to each tank depending on what it is intended to hold, the provision of internal linings are undertaken by specialist paint manufacturers. The costs for EXTERNAL painting are included in the ERC at 215A -- Adjustments are required if the tank is galvanised. Internal tank coatings are varied depending on the product stored. Cost Information - lining costs are similar for the various products stored in tanks. (i) Crude oil, heavy fuel, potable water, cold water, sewage water, beverages - milk and food products although having different (ii) Animal and vegetable oils, petrol and petroleum by-products Benzenes and light oils) (aliphatic and aromatic hydrocarbons) require slightly more costly linings. (iii) Aggressive acids, (vinegar) abrasive chemicals and hot water over 95 deg C require specialised epoxy resin primers and flaked glass in polyester to resist corrosion. (iv) Abrasive chemicals and aggressive chemicals (hydrochloric acid) require soft natural rubber, butyl soft rubber or hard ebonite to resist the product damaging the tank. | Considered Not Applicable at time of Publication | (BEAMS Note 1) The ERC for this item should be added to the total of the ERC of the other P&M items on the site and the Buildings ERC (where applicable) to enable the correct contract size adjustment to be made. ERC of P&M Items + ERC of Building Component’s = Total ERC (net figure rateable items only) to which contract size adjustment should be applied The 2023 Generic Contractors Test Spreadsheet has this facility built into the programme - it is recommended you undertake all contractors test valuations using this spreadsheet. (Details on the application of contract size adjustments can be found in the RCG 2023 Guidance notes). Where RV is calculated using the comparative method (rental method) the contract size adjustment should be made as follows: Select - SCAT code box ""P and M as an addition” within the 2023 Generic Contractors Test Spreadsheet facility. Or Where the spreadsheet is not used take the: Reciprocal of statutory de-capitalisation rate (i.e. 5% reciprocal = 20) multiply by rateable value of the buildings (before any overall end allowances are made and after making a notional deduction for the land value) and add to the ERC of P&M. Use resultant figure to calculate contract size adjustment. (Guidance Notes - Section 6) | Costs assume that the occupier has several tanks that require painting and takes account of the contractor on costs in planning and providing site services to the painting contractor. Where there is clearly a mixture of tank uses, as on a commercial tank farm variations in tank internal painting should be reflected. Costs do not include for bits and foundations, concrete/pile foundations, heating coils, insulation (Rockwool), ladders, catwalks etc. These costs assume the outside of the tank is painted with a general long life paint and the internal tank is painted with a holding primer - for internal painting costs see 215X series | Needs internal volume of tank in m3 and operating temperature as well as nature of contents which will determine the type of lining. | Tanks: Class 4, Table 4 Class 4(b) Integral part of the tank structure | - | Foundations, catwalks, bunds. Deep piles. Fire protection equipment. | It is assumed that the item forms part of an average size industrial, commercial or office complex. Where it would be normal to find more than one item in such a hereditament the ERC stated has been adjusted to reflect any number / quantity, discount. These figures are NOT one off figures. | - | - | - | 20144 |  | M3 | m3 | NA | NA | NA | 59.9332 | Option 3 | 70.5538 | 17.72% | 74.2142 | 58.3676 | -2.612% | -17.27% | 58.3676 | -2.612% | Indexed | NA | VOA_GPN_GOV_UK\7246041 | 2019-08-30 | Low | - | High | Risk taken from previous CG | - | - | NA | Supplier/Manufacturer | NA | (BEAMS Note 1) The ERC for this item should be added to the total of the ERC of the other P&M items on the site and the Buildings ERC (where applicable) to enable the correct contract size adjustment to be made. ERC of P&M Items + ERC of Building Component’s = Total ERC (net figure rateable items only) to which contract size adjustment should be applied The 2021 Generic Contractors Test Spreadsheet has this facility built into the programme - it is recommended you undertake all contractors test valuations using this spreadsheet. (Details on the application of contract size adjustments can be found in the RCG 2021 Guidance notes). Where RV is calculated using the comparative method (rental method) the contract size adjustment should be made as follows: Select - SCAT code box "P and M as an addition” within the 2021 Generic Contractors Test Spreadsheet facility. Or Where the spreadsheet is not used take the: Reciprocal of statutory de-capitalisation rate (i.e. 5% reciprocal = 20) multiply by rateable value of the buildings (before any overall end allowances are made and after making a notional deduction for the land value) and add to the ERC of P&M. Use resultant figure to calculate contract size adjustment. (Guidance Notes - Section 6) | - | - | 1 | TRUE
5664 | 215X22 | 7154 | 215X22 | Tanks | Linings - Rubber, Butyl or hard Ebony | Very aggressive products | 7,001m³ - 15,000m³ tank volume | - | Tanks - Linings Internal Tanks are all steel construction (usually mild steel) with butt-welded shells and tap welded bottoms and roofs. Usually erected on site with bit sand foundation under base plate. The whole tanks or tank plates come to site blast-cleaned and covered in a holding primer. This prevents re rusting during construction however where heat is used in welding the plates further painting is required. External and Internal linings (painting or physical linings) have to be added to each tank depending on what it is intended to hold, the provision of internal linings are undertaken by specialist paint manufacturers. The costs for EXTERNAL painting are included in the ERC at 215A -- Adjustments are required if the tank is galvanised. Internal tank coatings are varied depending on the product stored. Cost Information - lining costs are similar for the various products stored in tanks. (i) Crude oil, heavy fuel, potable water, cold water, sewage water, beverages - milk and food products although having different (ii) Animal and vegetable oils, petrol and petroleum by-products Benzenes and light oils) (aliphatic and aromatic hydrocarbons) require slightly more costly linings. (iii) Aggressive acids, (vinegar) abrasive chemicals and hot water over 95 deg C require specialised epoxy resin primers and flaked glass in polyester to resist corrosion. (iv) Abrasive chemicals and aggressive chemicals (hydrochloric acid) require soft natural rubber, butyl soft rubber or hard ebonite to resist the product damaging the tank. | Considered Not Applicable at time of Publication | (BEAMS Note 1) The ERC for this item should be added to the total of the ERC of the other P&M items on the site and the Buildings ERC (where applicable) to enable the correct contract size adjustment to be made. ERC of P&M Items + ERC of Building Component’s = Total ERC (net figure rateable items only) to which contract size adjustment should be applied The 2023 Generic Contractors Test Spreadsheet has this facility built into the programme - it is recommended you undertake all contractors test valuations using this spreadsheet. (Details on the application of contract size adjustments can be found in the RCG 2023 Guidance notes). Where RV is calculated using the comparative method (rental method) the contract size adjustment should be made as follows: Select - SCAT code box ""P and M as an addition” within the 2023 Generic Contractors Test Spreadsheet facility. Or Where the spreadsheet is not used take the: Reciprocal of statutory de-capitalisation rate (i.e. 5% reciprocal = 20) multiply by rateable value of the buildings (before any overall end allowances are made and after making a notional deduction for the land value) and add to the ERC of P&M. Use resultant figure to calculate contract size adjustment. (Guidance Notes - Section 6) | Costs assume that the occupier has several tanks that require painting and takes account of the contractor on costs in planning and providing site services to the painting contractor. Where there is clearly a mixture of tank uses, as on a commercial tank farm variations in tank internal painting should be reflected. Costs do not include for bits and foundations, concrete/pile foundations, heating coils, insulation (Rockwool), ladders, catwalks etc. These costs assume the outside of the tank is painted with a general long life paint and the internal tank is painted with a holding primer - for internal painting costs see 215X series | Needs internal volume of tank in m3 and operating temperature as well as nature of contents which will determine the type of lining. | Tanks: Class 4, Table 4 Class 4(b) Integral part of the tank structure | - | Foundations, catwalks, bunds. Deep piles. Fire protection equipment. | It is assumed that the item forms part of an average size industrial, commercial or office complex. Where it would be normal to find more than one item in such a hereditament the ERC stated has been adjusted to reflect any number / quantity, discount. These figures are NOT one off figures. | - | - | - | 20144 |  | M3 | m3 | NA | NA | NA | 44.0326 | Option 3 | 51.8354 | 17.72% | 54.0883 | 42.5391 | -3.392% | -17.93% | 42.5391 | -3.392% | Indexed | NA | VOA_GPN_GOV_UK\7246041 | 2019-08-30 | Low | - | High | Risk taken from previous CG | - | - | NA | Supplier/Manufacturer | NA | (BEAMS Note 1) The ERC for this item should be added to the total of the ERC of the other P&M items on the site and the Buildings ERC (where applicable) to enable the correct contract size adjustment to be made. ERC of P&M Items + ERC of Building Component’s = Total ERC (net figure rateable items only) to which contract size adjustment should be applied The 2021 Generic Contractors Test Spreadsheet has this facility built into the programme - it is recommended you undertake all contractors test valuations using this spreadsheet. (Details on the application of contract size adjustments can be found in the RCG 2021 Guidance notes). Where RV is calculated using the comparative method (rental method) the contract size adjustment should be made as follows: Select - SCAT code box "P and M as an addition” within the 2021 Generic Contractors Test Spreadsheet facility. Or Where the spreadsheet is not used take the: Reciprocal of statutory de-capitalisation rate (i.e. 5% reciprocal = 20) multiply by rateable value of the buildings (before any overall end allowances are made and after making a notional deduction for the land value) and add to the ERC of P&M. Use resultant figure to calculate contract size adjustment. (Guidance Notes - Section 6) | - | - | 1 | TRUE
5665 | 215X23 | 7160 | 215X23 | Tanks | Linings - Rubber, Butyl or hard Ebony | Very aggressive products | 15,001m³ - 70,000m³ tank volume | - | Tanks - Linings Internal Tanks are all steel construction (usually mild steel) with butt-welded shells and tap welded bottoms and roofs. Usually erected on site with bit sand foundation under base plate. The whole tanks or tank plates come to site blast-cleaned and covered in a holding primer. This prevents re rusting during construction however where heat is used in welding the plates further painting is required. External and Internal linings (painting or physical linings) have to be added to each tank depending on what it is intended to hold, the provision of internal linings are undertaken by specialist paint manufacturers. The costs for EXTERNAL painting are included in the ERC at 215A -- Adjustments are required if the tank is galvanised. Internal tank coatings are varied depending on the product stored. Cost Information - lining costs are similar for the various products stored in tanks. (i) Crude oil, heavy fuel, potable water, cold water, sewage water, beverages - milk and food products although having different (ii) Animal and vegetable oils, petrol and petroleum by-products Benzenes and light oils) (aliphatic and aromatic hydrocarbons) require slightly more costly linings. (iii) Aggressive acids, (vinegar) abrasive chemicals and hot water over 95 deg C require specialised epoxy resin primers and flaked glass in polyester to resist corrosion. (iv) Abrasive chemicals and aggressive chemicals (hydrochloric acid) require soft natural rubber, butyl soft rubber or hard ebonite to resist the product damaging the tank. | Considered Not Applicable at time of Publication | (BEAMS Note 1) The ERC for this item should be added to the total of the ERC of the other P&M items on the site and the Buildings ERC (where applicable) to enable the correct contract size adjustment to be made. ERC of P&M Items + ERC of Building Component’s = Total ERC (net figure rateable items only) to which contract size adjustment should be applied The 2023 Generic Contractors Test Spreadsheet has this facility built into the programme - it is recommended you undertake all contractors test valuations using this spreadsheet. (Details on the application of contract size adjustments can be found in the RCG 2023 Guidance notes). Where RV is calculated using the comparative method (rental method) the contract size adjustment should be made as follows: Select - SCAT code box ""P and M as an addition” within the 2023 Generic Contractors Test Spreadsheet facility. Or Where the spreadsheet is not used take the: Reciprocal of statutory de-capitalisation rate (i.e. 5% reciprocal = 20) multiply by rateable value of the buildings (before any overall end allowances are made and after making a notional deduction for the land value) and add to the ERC of P&M. Use resultant figure to calculate contract size adjustment. (Guidance Notes - Section 6) | Costs assume that the occupier has several tanks that require painting and takes account of the contractor on costs in planning and providing site services to the painting contractor. Where there is clearly a mixture of tank uses, as on a commercial tank farm variations in tank internal painting should be reflected. Costs do not include for bits and foundations, concrete/pile foundations, heating coils, insulation (Rockwool), ladders, catwalks etc. These costs assume the outside of the tank is painted with a general long life paint and the internal tank is painted with a holding primer - for internal painting costs see 215X series | Needs internal volume of tank in m3 and operating temperature as well as nature of contents which will determine the type of lining. | Tanks: Class 4, Table 4 Class 4(b) Integral part of the tank structure | - | Foundations, catwalks, bunds. Deep piles. Fire protection equipment. | It is assumed that the item forms part of an average size industrial, commercial or office complex. Where it would be normal to find more than one item in such a hereditament the ERC stated has been adjusted to reflect any number / quantity, discount. These figures are NOT one off figures. | - | - | - | 20144 |  | M3 | m3 | NA | NA | NA | 39.1401 | Option 3 | 46.076 | 17.72% | 47.799 | 37.5927 | -3.954% | -18.41% | 37.5927 | -3.954% | Indexed | NA | VOA_GPN_GOV_UK\7246041 | 2019-08-30 | Low | - | High | Risk taken from previous CG | - | - | NA | Supplier/Manufacturer | NA | (BEAMS Note 1) The ERC for this item should be added to the total of the ERC of the other P&M items on the site and the Buildings ERC (where applicable) to enable the correct contract size adjustment to be made. ERC of P&M Items + ERC of Building Component’s = Total ERC (net figure rateable items only) to which contract size adjustment should be applied The 2021 Generic Contractors Test Spreadsheet has this facility built into the programme - it is recommended you undertake all contractors test valuations using this spreadsheet. (Details on the application of contract size adjustments can be found in the RCG 2021 Guidance notes). Where RV is calculated using the comparative method (rental method) the contract size adjustment should be made as follows: Select - SCAT code box "P and M as an addition” within the 2021 Generic Contractors Test Spreadsheet facility. Or Where the spreadsheet is not used take the: Reciprocal of statutory de-capitalisation rate (i.e. 5% reciprocal = 20) multiply by rateable value of the buildings (before any overall end allowances are made and after making a notional deduction for the land value) and add to the ERC of P&M. Use resultant figure to calculate contract size adjustment. (Guidance Notes - Section 6) | - | - | 1 | TRUE
5666 | 215X24 | 7163 | 215X24 | Tanks | Linings - Rubber, Butyl or hard Ebony | Very aggressive products | 70,001m³ - 120,000m³ tank volume | - | Tanks - Linings Internal Tanks are all steel construction (usually mild steel) with butt-welded shells and tap welded bottoms and roofs. Usually erected on site with bit sand foundation under base plate. The whole tanks or tank plates come to site blast-cleaned and covered in a holding primer. This prevents re rusting during construction however where heat is used in welding the plates further painting is required. External and Internal linings (painting or physical linings) have to be added to each tank depending on what it is intended to hold, the provision of internal linings are undertaken by specialist paint manufacturers. The costs for EXTERNAL painting are included in the ERC at 215A -- Adjustments are required if the tank is galvanised. Internal tank coatings are varied depending on the product stored. Cost Information - lining costs are similar for the various products stored in tanks. (i) Crude oil, heavy fuel, potable water, cold water, sewage water, beverages - milk and food products although having different (ii) Animal and vegetable oils, petrol and petroleum by-products Benzenes and light oils) (aliphatic and aromatic hydrocarbons) require slightly more costly linings. (iii) Aggressive acids, (vinegar) abrasive chemicals and hot water over 95 deg C require specialised epoxy resin primers and flaked glass in polyester to resist corrosion. (iv) Abrasive chemicals and aggressive chemicals (hydrochloric acid) require soft natural rubber, butyl soft rubber or hard ebonite to resist the product damaging the tank. | Considered Not Applicable at time of Publication | (BEAMS Note 1) The ERC for this item should be added to the total of the ERC of the other P&M items on the site and the Buildings ERC (where applicable) to enable the correct contract size adjustment to be made. ERC of P&M Items + ERC of Building Component’s = Total ERC (net figure rateable items only) to which contract size adjustment should be applied The 2023 Generic Contractors Test Spreadsheet has this facility built into the programme - it is recommended you undertake all contractors test valuations using this spreadsheet. (Details on the application of contract size adjustments can be found in the RCG 2023 Guidance notes). Where RV is calculated using the comparative method (rental method) the contract size adjustment should be made as follows: Select - SCAT code box ""P and M as an addition” within the 2023 Generic Contractors Test Spreadsheet facility. Or Where the spreadsheet is not used take the: Reciprocal of statutory de-capitalisation rate (i.e. 5% reciprocal = 20) multiply by rateable value of the buildings (before any overall end allowances are made and after making a notional deduction for the land value) and add to the ERC of P&M. Use resultant figure to calculate contract size adjustment. (Guidance Notes - Section 6) | Costs assume that the occupier has several tanks that require painting and takes account of the contractor on costs in planning and providing site services to the painting contractor. Where there is clearly a mixture of tank uses, as on a commercial tank farm variations in tank internal painting should be reflected. Costs do not include for bits and foundations, concrete/pile foundations, heating coils, insulation (Rockwool), ladders, catwalks etc. These costs assume the outside of the tank is painted with a general long life paint and the internal tank is painted with a holding primer - for internal painting costs see 215X series | Needs internal volume of tank in m3 and operating temperature as well as nature of contents which will determine the type of lining. | Tanks: Class 4, Table 4 Class 4(b) Integral part of the tank structure | - | Foundations, catwalks, bunds. Deep piles. Fire protection equipment. | It is assumed that the item forms part of an average size industrial, commercial or office complex. Where it would be normal to find more than one item in such a hereditament the ERC stated has been adjusted to reflect any number / quantity, discount. These figures are NOT one off figures. | - | - | - | 20144 |  | M3 | m3 | NA | NA | NA | 28.1319 | Option 3 | 33.1171 | 17.72% | 35.2203 | 27.6999 | -1.536% | -16.36% | 27.6999 | -1.536% | Indexed | NA | VOA_GPN_GOV_UK\7246041 | 2019-08-30 | Low | - | High | Risk taken from previous CG | - | - | NA | Supplier/Manufacturer | NA | (BEAMS Note 1) The ERC for this item should be added to the total of the ERC of the other P&M items on the site and the Buildings ERC (where applicable) to enable the correct contract size adjustment to be made. ERC of P&M Items + ERC of Building Component’s = Total ERC (net figure rateable items only) to which contract size adjustment should be applied The 2021 Generic Contractors Test Spreadsheet has this facility built into the programme - it is recommended you undertake all contractors test valuations using this spreadsheet. (Details on the application of contract size adjustments can be found in the RCG 2021 Guidance notes). Where RV is calculated using the comparative method (rental method) the contract size adjustment should be made as follows: Select - SCAT code box "P and M as an addition” within the 2021 Generic Contractors Test Spreadsheet facility. Or Where the spreadsheet is not used take the: Reciprocal of statutory de-capitalisation rate (i.e. 5% reciprocal = 20) multiply by rateable value of the buildings (before any overall end allowances are made and after making a notional deduction for the land value) and add to the ERC of P&M. Use resultant figure to calculate contract size adjustment. (Guidance Notes - Section 6) | - | - | 1 | TRUE
5667 | 215X01 | 7270 | 215X01 | Tanks | Painted Linings to Steel Tanks | Crude Oil, Water, and Sewage | 250m³ - 750m³ tank volume | - | Tanks - Linings Internal Tanks are all steel construction (usually mild steel) with butt-welded shells and tap welded bottoms and roofs. Usually erected on site with bit sand foundation under base plate. The whole tanks or tank plates come to site blast-cleaned and covered in a holding primer. This prevents re rusting during construction however where heat is used in welding the plates further painting is required. External and Internal linings (painting or physical linings) have to be added to each tank depending on what it is intended to hold, the provision of internal linings are undertaken by specialist paint manufacturers. The costs for EXTERNAL painting are included in the ERC. Adjustments are required if the tank is galvanised. Internal tank coatings are varied depending on the product stored. Cost Information - lining costs are similar for the various products stored in tanks. (i) Crude oil, heavy fuel, potable water, cold water, sewage water, beverages - milk and food products although having different (ii) Animal and vegetable oils, petrol and petroleum by-products Benzenes and light oils) (aliphatic and aromatic hydrocarbons) require slightly more costly linings. (iii) Aggressive acids, (vinegar) abrasive chemicals and hot water over 95 deg C require specialised epoxy resin primers and flaked glass in polyester to resist corrosion. (iv) Abrasive chemicals and aggressive chemicals (hydrochloric acid) require soft natural rubber, butyl soft rubber or hard ebonite to resist the product damaging the tank. | Considered Not Applicable at time of Publication | (BEAMS Note 2) The ERC for this item should be added to all other rateable items on the hereditament (except land). Therefore the total of the ERC of the other Building Items and the P&M ERC (where applicable) to enable the correct contract size adjustment to be made. ERC of Building Component + ERC of P&M = Total ERC to which contract size adjustment should be applied. The appropriate % adjustment should be made in accordance with the scale for contract size adjustment specified under section 6 of the RCG 2023 Guidance notes. The currency ERC rates are set at £4m (Four Million Pounds) @ 1st April 2021 (AVD) for the RCG 2023 Publication. | Costs assume that the occupier has several tanks that require painting and takes account of the contractor on costs in planning and providing site services to the painting contractor. Where there is clearly a mixture of tank uses, as on a commercial tank farm variations in tank internal painting should be reflected. | Needs internal volume of tank in m3 and operating temperature as well as nature of contents which will determine the type of lining | Tanks: Class 4, Table 4 Class 4(b) Integral part of the tank structure | - | Foundations, catwalks, bunds. Deep piles. Fire protection equipment. | It is assumed that the item forms part of an average size industrial, commercial or office complex. Where it would be normal to find more than one item in such a hereditament the ERC stated has been adjusted to reflect any number / quantity, discount. These figures are NOT one off figures. | Costs do not include for Bitsand foundations, concrete/pile foundations, heating coils, insulation (rock wool), ladder | - | - | 20141 |  | M3 | m3 | NA | NA | NA | 44.0326 | Option 3 | 51.8354 | 17.72% | 54.0883 | 42.5391 | -3.392% | -17.93% | 42.5391 | -3.392% | Indexed | NA | VOA_GPN_GOV_UK\7246041 | 2019-08-30 | Low | - | High | Risk taken from previous CG | - | - | NA | Supplier/Manufacturer | NA | (BEAMS Note 2) The ERC for this item should be added to all other rateable items on the hereditament (except land). Therefore the total of the ERC of the other Building Items and the P&M ERC (where applicable) to enable the correct contract size adjustment to be made. ERC of Building Component + ERC of P&M = Total ERC to which contract size adjustment should be applied. The appropriate % adjustment should be made in accordance with the scale for contract size adjustment specified under section 6 of the RCG 2021 Guidance notes. The currency ERC rates are set at £4m (Four Million Pounds) @ 1st April 2019 (AVD) for the RCG 2021 Publication. | - | - | 2 | TRUE
5668 | 215X02 | 8572 | 215X02 | Tanks | Painted Linings to Steel Tanks | Crude Oil, Water, and Sewage | 751m³ - 2750m³ tank volume | - | Tanks - Linings Internal Tanks are all steel construction (usually mild steel) with butt-welded shells and tap welded bottoms and roofs. Usually erected on site with bit sand foundation under base plate. The whole tanks or tank plates come to site blast-cleaned and covered in a holding primer. This prevents re rusting during construction however where heat is used in welding the plates further painting is required. External and Internal linings (painting or physical linings) have to be added to each tank depending on what it is intended to hold, the provision of internal linings are undertaken by specialist paint manufacturers. The costs for EXTERNAL painting are included in the ERC at 215A -- Adjustments are required if the tank is galvanised. Internal tank coatings are varied depending on the product stored. Cost Information - lining costs are similar for the various products stored in tanks. (i) Crude oil, heavy fuel, potable water, cold water, sewage water, beverages - milk and food products although having different (ii) Animal and vegetable oils, petrol and petroleum by-products Benzenes and light oils) (aliphatic and aromatic hydrocarbons) require slightly more costly linings. (iii) Aggressive acids, (vinegar) abrasive chemicals and hot water over 95 deg C require specialised epoxy resin primers and flaked glass in polyester to resist corrosion. (iv) Abrasive chemicals and aggressive chemicals (hydrochloric acid) require soft natural rubber, butyl soft rubber or hard ebonite to resist the product damaging the tank. | Considered Not Applicable at time of Publication | (BEAMS Note 2) The ERC for this item should be added to all other rateable items on the hereditament (except land). Therefore the total of the ERC of the other Building Items and the P&M ERC (where applicable) to enable the correct contract size adjustment to be made. ERC of Building Component + ERC of P&M = Total ERC to which contract size adjustment should be applied. The appropriate % adjustment should be made in accordance with the scale for contract size adjustment specified under section 6 of the RCG 2023 Guidance notes. The currency ERC rates are set at £4m (Four Million Pounds) @ 1st April 2021 (AVD) for the RCG 2023 Publication. | Costs assume that the occupier has several tanks that require painting and takes account of the contractor on costs in planning and providing site services to the painting contractor. Where there is clearly a mixture of tank uses, as on a commercial tank farm variations in tank internal painting should be reflected. | Needs internal volume of tank in m3 and operating temperature as well as nature of contents which will determine the type of lining | Tanks: Class 4, Table 4 Class 4(b) Integral part of the tank structure | - | Foundations, catwalks, bunds. Deep piles. Fire protection equipment. | It is assumed that the item forms part of an average size industrial, commercial or office complex. Where it would be normal to find more than one item in such a hereditament the ERC stated has been adjusted to reflect any number / quantity, discount. These figures are NOT one off figures. | Costs do not include for Bitsand foundations, concrete/pile foundations, heating coils, insulation (rock wool), ladder | - | - | 20141 |  | M3 | m3 | NA | NA | NA | 29.3551 | Option 3 | 34.557 | 17.72% | 36.4782 | 28.6891 | -2.268% | -16.98% | 28.6891 | -2.268% | Indexed | NA | VOA_GPN_GOV_UK\7246041 | 2019-08-30 | Low | - | High | Risk taken from previous CG | - | - | NA | Supplier/Manufacturer | NA | (BEAMS Note 2) The ERC for this item should be added to all other rateable items on the hereditament (except land). Therefore the total of the ERC of the other Building Items and the P&M ERC (where applicable) to enable the correct contract size adjustment to be made. ERC of Building Component + ERC of P&M = Total ERC to which contract size adjustment should be applied. The appropriate % adjustment should be made in accordance with the scale for contract size adjustment specified under section 6 of the RCG 2021 Guidance notes. The currency ERC rates are set at £4m (Four Million Pounds) @ 1st April 2019 (AVD) for the RCG 2021 Publication. | - | - | 2 | TRUE
5669 | 215X03 | 8573 | 215X03 | Tanks | Painted Linings to Steel Tanks | Crude Oil, Water, and Sewage | 2751m³ - 7000m³ tank volume | - | Tanks - Linings Internal Tanks are all steel construction (usually mild steel) with butt-welded shells and tap welded bottoms and roofs. Usually erected on site with bit sand foundation under base plate. The whole tanks or tank plates come to site blast-cleaned and covered in a holding primer. This prevents re rusting during construction however where heat is used in welding the plates further painting is required. External and Internal linings (painting or physical linings) have to be added to each tank depending on what it is intended to hold, the provision of internal linings are undertaken by specialist paint manufacturers. The costs for EXTERNAL painting are included in the ERC at 215A -- Adjustments are required if the tank is galvanised. Internal tank coatings are varied depending on the product stored. Cost Information - lining costs are similar for the various products stored in tanks. (i) Crude oil, heavy fuel, potable water, cold water, sewage water, beverages - milk and food products although having different (ii) Animal and vegetable oils, petrol and petroleum by-products Benzenes and light oils) (aliphatic and aromatic hydrocarbons) require slightly more costly linings. (iii) Aggressive acids, (vinegar) abrasive chemicals and hot water over 95 deg C require specialised epoxy resin primers and flaked glass in polyester to resist corrosion. (iv) Abrasive chemicals and aggressive chemicals (hydrochloric acid) require soft natural rubber, butyl soft rubber or hard ebonite to resist the product damaging the tank. | Considered Not Applicable at time of Publication | (BEAMS Note 2) The ERC for this item should be added to all other rateable items on the hereditament (except land). Therefore the total of the ERC of the other Building Items and the P&M ERC (where applicable) to enable the correct contract size adjustment to be made. ERC of Building Component + ERC of P&M = Total ERC to which contract size adjustment should be applied. The appropriate % adjustment should be made in accordance with the scale for contract size adjustment specified under section 6 of the RCG 2023 Guidance notes. The currency ERC rates are set at £4m (Four Million Pounds) @ 1st April 2021 (AVD) for the RCG 2023 Publication. | Costs assume that the occupier has several tanks that require painting and takes account of the contractor on costs in planning and providing site services to the painting contractor. Where there is clearly a mixture of tank uses, as on a commercial tank farm variations in tank internal painting should be reflected. | Needs internal volume of tank in m3 and operating temperature as well as nature of contents which will determine the type of lining | Tanks: Class 4, Table 4 Class 4(b) Integral part of the tank structure | - | Foundations, catwalks, bunds. Deep piles. Fire protection equipment. | It is assumed that the item forms part of an average size industrial, commercial or office complex. Where it would be normal to find more than one item in such a hereditament the ERC stated has been adjusted to reflect any number / quantity, discount. These figures are NOT one off figures. | Costs do not include for Bitsand foundations, concrete/pile foundations, heating coils, insulation (rock wool), ladder | - | - | 20141 |  | M3 | m3 | NA | NA | NA | 20.7932 | Option 3 | 24.4778 | 17.72% | 25.1574 | 19.7856 | -4.846% | -19.17% | 19.7856 | -4.846% | Indexed | NA | VOA_GPN_GOV_UK\7246041 | 2019-08-30 | Low | - | High | Risk taken from previous CG | - | - | NA | Supplier/Manufacturer | NA | (BEAMS Note 2) The ERC for this item should be added to all other rateable items on the hereditament (except land). Therefore the total of the ERC of the other Building Items and the P&M ERC (where applicable) to enable the correct contract size adjustment to be made. ERC of Building Component + ERC of P&M = Total ERC to which contract size adjustment should be applied. The appropriate % adjustment should be made in accordance with the scale for contract size adjustment specified under section 6 of the RCG 2021 Guidance notes. The currency ERC rates are set at £4m (Four Million Pounds) @ 1st April 2019 (AVD) for the RCG 2021 Publication. | - | - | 2 | TRUE
5670 | 215X04 | 8574 | 215X04 | Tanks | Painted Linings to Steel Tanks | Crude Oil, Water, and Sewage | 7,001m³ - 15,000m³ tank volume | - | Tanks - Linings Internal Tanks are all steel construction (usually mild steel) with butt-welded shells and tap welded bottoms and roofs. Usually erected on site with bit sand foundation under base plate. The whole tanks or tank plates come to site blast-cleaned and covered in a holding primer. This prevents re rusting during construction however where heat is used in welding the plates further painting is required. External and Internal linings (painting or physical linings) have to be added to each tank depending on what it is intended to hold, the provision of internal linings are undertaken by specialist paint manufacturers. The costs for EXTERNAL painting are included in the ERC at 215A -- Adjustments are required if the tank is galvanised. Internal tank coatings are varied depending on the product stored. Cost Information - lining costs are similar for the various products stored in tanks. (i) Crude oil, heavy fuel, potable water, cold water, sewage water, beverages - milk and food products although having different (ii) Animal and vegetable oils, petrol and petroleum by-products Benzenes and light oils) (aliphatic and aromatic hydrocarbons) require slightly more costly linings. (iii) Aggressive acids, (vinegar) abrasive chemicals and hot water over 95 deg C require specialised epoxy resin primers and flaked glass in polyester to resist corrosion. (iv) Abrasive chemicals and aggressive chemicals (hydrochloric acid) require soft natural rubber, butyl soft rubber or hard ebonite to resist the product damaging the tank. | Considered Not Applicable at time of Publication | (BEAMS Note 2) The ERC for this item should be added to all other rateable items on the hereditament (except land). Therefore the total of the ERC of the other Building Items and the P&M ERC (where applicable) to enable the correct contract size adjustment to be made. ERC of Building Component + ERC of P&M = Total ERC to which contract size adjustment should be applied. The appropriate % adjustment should be made in accordance with the scale for contract size adjustment specified under section 6 of the RCG 2023 Guidance notes. The currency ERC rates are set at £4m (Four Million Pounds) @ 1st April 2021 (AVD) for the RCG 2023 Publication. | Costs assume that the occupier has several tanks that require painting and takes account of the contractor on costs in planning and providing site services to the painting contractor. Where there is clearly a mixture of tank uses, as on a commercial tank farm variations in tank internal painting should be reflected. | Needs internal volume of tank in m3 and operating temperature as well as nature of contents which will determine the type of lining | Tanks: Class 4, Table 4 Class 4(b) Integral part of the tank structure | - | Foundations, catwalks, bunds. Deep piles. Fire protection equipment. | It is assumed that the item forms part of an average size industrial, commercial or office complex. Where it would be normal to find more than one item in such a hereditament the ERC stated has been adjusted to reflect any number / quantity, discount. These figures are NOT one off figures. | Costs do not include for Bitsand foundations, concrete/pile foundations, heating coils, insulation (rock wool), ladder | - | - | 20141 |  | M3 | m3 | NA | NA | NA | 15.9007 | Option 3 | 18.7184 | 17.72% | 20.1259 | 15.8285 | -0.4538% | -15.44% | 15.8285 | -0.4538% | Indexed | NA | VOA_GPN_GOV_UK\7246041 | 2019-08-30 | Low | - | High | Risk taken from previous CG | - | - | NA | Supplier/Manufacturer | NA | (BEAMS Note 2) The ERC for this item should be added to all other rateable items on the hereditament (except land). Therefore the total of the ERC of the other Building Items and the P&M ERC (where applicable) to enable the correct contract size adjustment to be made. ERC of Building Component + ERC of P&M = Total ERC to which contract size adjustment should be applied. The appropriate % adjustment should be made in accordance with the scale for contract size adjustment specified under section 6 of the RCG 2021 Guidance notes. The currency ERC rates are set at £4m (Four Million Pounds) @ 1st April 2019 (AVD) for the RCG 2021 Publication. | - | - | 2 | TRUE
5671 | 215X05 | 8575 | 215X05 | Tanks | Painted Linings to Steel Tanks | Crude Oil, Water, and Sewage | 15,001m³ - 70,000m³ tank volume | - | Tanks - Linings Internal Tanks are all steel construction (usually mild steel) with butt-welded shells and tap welded bottoms and roofs. Usually erected on site with bit sand foundation under base plate. The whole tanks or tank plates come to site blast-cleaned and covered in a holding primer. This prevents re rusting during construction however where heat is used in welding the plates further painting is required. External and Internal linings (painting or physical linings) have to be added to each tank depending on what it is intended to hold, the provision of internal linings are undertaken by specialist paint manufacturers. The costs for EXTERNAL painting are included in the ERC at 215A -- Adjustments are required if the tank is galvanised. Internal tank coatings are varied depending on the product stored. Cost Information - lining costs are similar for the various products stored in tanks. (i) Crude oil, heavy fuel, potable water, cold water, sewage water, beverages - milk and food products although having different (ii) Animal and vegetable oils, petrol and petroleum by-products Benzenes and light oils) (aliphatic and aromatic hydrocarbons) require slightly more costly linings. (iii) Aggressive acids, (vinegar) abrasive chemicals and hot water over 95 deg C require specialised epoxy resin primers and flaked glass in polyester to resist corrosion. (iv) Abrasive chemicals and aggressive chemicals (hydrochloric acid) require soft natural rubber, butyl soft rubber or hard ebonite to resist the product damaging the tank. | Considered Not Applicable at time of Publication | (BEAMS Note 2) The ERC for this item should be added to all other rateable items on the hereditament (except land). Therefore the total of the ERC of the other Building Items and the P&M ERC (where applicable) to enable the correct contract size adjustment to be made. ERC of Building Component + ERC of P&M = Total ERC to which contract size adjustment should be applied. The appropriate % adjustment should be made in accordance with the scale for contract size adjustment specified under section 6 of the RCG 2023 Guidance notes. The currency ERC rates are set at £4m (Four Million Pounds) @ 1st April 2021 (AVD) for the RCG 2023 Publication. | Costs assume that the occupier has several tanks that require painting and takes account of the contractor on costs in planning and providing site services to the painting contractor. Where there is clearly a mixture of tank uses, as on a commercial tank farm variations in tank internal painting should be reflected. | Needs internal volume of tank in m3 and operating temperature as well as nature of contents which will determine the type of lining | Tanks: Class 4, Table 4 Class 4(b) Integral part of the tank structure | - | Foundations, catwalks, bunds. Deep piles. Fire protection equipment. | It is assumed that the item forms part of an average size industrial, commercial or office complex. Where it would be normal to find more than one item in such a hereditament the ERC stated has been adjusted to reflect any number / quantity, discount. These figures are NOT one off figures. | Costs do not include for bits and foundations, concrete/pile foundations, heating coils, insulation (rock wool), ladder | - | - | 20141 |  | M3 | m3 | NA | NA | NA | 13.4544 | Option 3 | 15.8386 | 17.72% | 16.3523 | 12.8606 | -4.413% | -18.8% | 12.8606 | -4.413% | Indexed | NA | VOA_GPN_GOV_UK\7246041 | 2019-08-30 | Low | - | High | Risk taken from previous CG | - | - | NA | Supplier/Manufacturer | NA | (BEAMS Note 2) The ERC for this item should be added to all other rateable items on the hereditament (except land). Therefore the total of the ERC of the other Building Items and the P&M ERC (where applicable) to enable the correct contract size adjustment to be made. ERC of Building Component + ERC of P&M = Total ERC to which contract size adjustment should be applied. The appropriate % adjustment should be made in accordance with the scale for contract size adjustment specified under section 6 of the RCG 2021 Guidance notes. The currency ERC rates are set at £4m (Four Million Pounds) @ 1st April 2019 (AVD) for the RCG 2021 Publication. | - | - | 2 | TRUE
5672 | 215X06 | 8576 | 215X06 | Tanks | Painted Linings to Steel Tanks | Crude Oil, Water, and Sewage | 70,001m³ - 120,000m³ tank volume | - | Tanks - Linings Internal Tanks are all steel construction (usually mild steel) with butt-welded shells and tap welded bottoms and roofs. Usually erected on site with bit sand foundation under base plate. The whole tanks or tank plates come to site blast-cleaned and covered in a holding primer. This prevents re rusting during construction however where heat is used in welding the plates further painting is required. External and Internal linings (painting or physical linings) have to be added to each tank depending on what it is intended to hold, the provision of internal linings are undertaken by specialist paint manufacturers. The costs for EXTERNAL painting are included in the ERC at 215A -- Adjustments are required if the tank is galvanised. Internal tank coatings are varied depending on the product stored. Cost Information - lining costs are similar for the various products stored in tanks. (i) Crude oil, heavy fuel, potable water, cold water, sewage water, beverages - milk and food products although having different (ii) Animal and vegetable oils, petrol and petroleum by-products Benzenes and light oils) (aliphatic and aromatic hydrocarbons) require slightly more costly linings. (iii) Aggressive acids, (vinegar) abrasive chemicals and hot water over 95 deg C require specialised epoxy resin primers and flaked glass in polyester to resist corrosion. (iv) Abrasive chemicals and aggressive chemicals (hydrochloric acid) require soft natural rubber, butyl soft rubber or hard ebonite to resist the product damaging the tank. | Considered Not Applicable at time of Publication | (BEAMS Note 2) The ERC for this item should be added to all other rateable items on the hereditament (except land). Therefore the total of the ERC of the other Building Items and the P&M ERC (where applicable) to enable the correct contract size adjustment to be made. ERC of Building Component + ERC of P&M = Total ERC to which contract size adjustment should be applied. The appropriate % adjustment should be made in accordance with the scale for contract size adjustment specified under section 6 of the RCG 2023 Guidance notes. The currency ERC rates are set at £4m (Four Million Pounds) @ 1st April 2021 (AVD) for the RCG 2023 Publication. | Costs assume that the occupier has several tanks that require painting and takes account of the contractor on costs in planning and providing site services to the painting contractor. Where there is clearly a mixture of tank uses, as on a commercial tank farm variations in tank internal painting should be reflected. | Needs internal volume of tank in m3 and operating temperature as well as nature of contents which will determine the type of lining | Tanks: Class 4, Table 4 Class 4(b) Integral part of the tank structure | - | Foundations, catwalks, bunds. Deep piles. Fire protection equipment. | It is assumed that the item forms part of an average size industrial, commercial or office complex. Where it would be normal to find more than one item in such a hereditament the ERC stated has been adjusted to reflect any number / quantity, discount. These figures are NOT one off figures. | Costs do not include for bits and foundations, concrete/pile foundations, heating coils, insulation (rock wool), ladder | - | - | 20141 |  | M3 | m3 | NA | NA | NA | 9.785 | Option 3 | 11.519 | 17.72% | 12.5787 | 9.8928 | 1.102% | -14.12% | 9.8928 | 1.102% | Indexed | NA | VOA_GPN_GOV_UK\7246041 | 2019-08-30 | Low | - | High | Risk taken from previous CG | - | - | NA | Supplier/Manufacturer | NA | (BEAMS Note 2) The ERC for this item should be added to all other rateable items on the hereditament (except land). Therefore the total of the ERC of the other Building Items and the P&M ERC (where applicable) to enable the correct contract size adjustment to be made. ERC of Building Component + ERC of P&M = Total ERC to which contract size adjustment should be applied. The appropriate % adjustment should be made in accordance with the scale for contract size adjustment specified under section 6 of the RCG 2021 Guidance notes. The currency ERC rates are set at £4m (Four Million Pounds) @ 1st April 2019 (AVD) for the RCG 2021 Publication. | - | - | 2 | TRUE
5673 | 215X07 | 8577 | 215X07 | Tanks | Painted Linings to Steel Tanks | Petrol - petroleum products, veg oils | 250m³ - 750m³ tank volume | - | Tanks - Linings Internal Tanks are all steel construction (usually mild steel) with butt-welded shells and tap welded bottoms and roofs. Usually erected on site with bit sand foundation under base plate. The whole tanks or tank plates come to site blast-cleaned and covered in a holding primer. This prevents re rusting during construction however where heat is used in welding the plates further painting is required. Internal tank coatings are varied depending on the product stored. Costs assume that the occupier has several tanks that require painting and takes account of the contractor on costs in planning and providing site services to the painting contractor. Where there is clearly a mixture of tank uses, as on a commercial tank farm variations in tank internal painting should be reflected. | Considered Not Applicable at time of Publication | (BEAMS Note 1) The ERC for this item should be added to the total of the ERC of the other P&M items on the site and the Buildings ERC (where applicable) to enable the correct contract size adjustment to be made. ERC of P&M Items + ERC of Building Component’s = Total ERC (net figure rateable items only) to which contract size adjustment should be applied The 2023 Generic Contractors Test Spreadsheet has this facility built into the programme - it is recommended you undertake all contractors test valuations using this spreadsheet. (Details on the application of contract size adjustments can be found in the RCG 2023 Guidance notes). Where RV is calculated using the comparative method (rental method) the contract size adjustment should be made as follows: Select - SCAT code box ""P and M as an addition” within the 2023 Generic Contractors Test Spreadsheet facility. Or Where the spreadsheet is not used take the: Reciprocal of statutory de-capitalisation rate (i.e. 5% reciprocal = 20) multiply by rateable value of the buildings (before any overall end allowances are made and after making a notional deduction for the land value) and add to the ERC of P&M. Use resultant figure to calculate contract size adjustment. (Guidance Notes - Section 6) | (i) Crude oil, heavy fuel, potable water, cold water, sewage water, beverages - milk and food products although having different (ii) Animal and vegetable oils, petrol and petroleum by-products Benzenes and light oils) (aliphatic and aromatic hydrocarbons) require slightly more costly linings. (iii) Aggressive acids, (vinegar) abrasive chemicals and hot water over 95 deg C require specialised epoxy resin primers and flaked glass in polyester to resist corrosion. (iv) Abrasive chemicals and aggressive chemicals (hydrochloric acid) require soft natural rubber, butyl soft rubber or hard ebonite to resist the product damaging the tank. Costs do not include for bits and foundations, concrete/pile foundations, heating coils, insulation (rock wool), ladders, catwalks etc. These costs assume the outside of the tank is painted with a general long life paint and the internal tank is painted with a holding | calculate the GV of the tank= m3 | Class 4, Table 4 Class 4(b) Integral part of the tank structure | - | Tanks | It is assumed that the item forms part of an average size industrial, commercial or office complex. Where it would be normal to find more than one item in such a hereditament the ERC stated has been adjusted to reflect any number / quantity, discount. These figures are NOT one off figures. | - | - | - | 20142 |  | M3 | m3 | NA | NA | NA | 46.4788 | Option 3 | 54.7152 | 17.72% | 57.8619 | 45.5069 | -2.091% | -16.83% | 45.5069 | -2.091% | Indexed | NA | VOA_GPN_GOV_UK\7246041 | 2019-08-30 | Low | - | High | Risk taken from previous CG | - | - | NA | Supplier/Manufacturer | NA | (BEAMS Note 1) The ERC for this item should be added to the total of the ERC of the other P&M items on the site and the Buildings ERC (where applicable) to enable the correct contract size adjustment to be made. ERC of P&M Items + ERC of Building Component’s = Total ERC (net figure rateable items only) to which contract size adjustment should be applied The 2021 Generic Contractors Test Spreadsheet has this facility built into the programme - it is recommended you undertake all contractors test valuations using this spreadsheet. (Details on the application of contract size adjustments can be found in the RCG 2021 Guidance notes). Where RV is calculated using the comparative method (rental method) the contract size adjustment should be made as follows: Select - SCAT code box "P and M as an addition” within the 2021 Generic Contractors Test Spreadsheet facility. Or Where the spreadsheet is not used take the: Reciprocal of statutory de-capitalisation rate (i.e. 5% reciprocal = 20) multiply by rateable value of the buildings (before any overall end allowances are made and after making a notional deduction for the land value) and add to the ERC of P&M. Use resultant figure to calculate contract size adjustment. (Guidance Notes - Section 6) | - | - | 1 | TRUE
5674 | 215X08 | 7441 | 215X08 | Tanks | Painted Linings to Steel Tanks | Petrol - petroleum products, veg oils | 751m³ - 2750m³ tank volume | - | Tanks - Linings Internal Tanks are all steel construction (usually mild steel) with butt-welded shells and tap welded bottoms and roofs. Usually erected on site with bit sand foundation under base plate. The whole tanks or tank plates come to site blast-cleaned and covered in a holding primer. This prevents re rusting during construction however where heat is used in welding the plates further painting is required. Internal tank coatings are varied depending on the product stored. Costs assume that the occupier has several tanks that require painting and takes account of the contractor on costs in planning and providing site services to the painting contractor. Where there is clearly a mixture of tank uses, as on a commercial tank farm variations in tank internal painting should be reflected. | Considered Not Applicable at time of Publication | (BEAMS Note 1) The ERC for this item should be added to the total of the ERC of the other P&M items on the site and the Buildings ERC (where applicable) to enable the correct contract size adjustment to be made. ERC of P&M Items + ERC of Building Component’s = Total ERC (net figure rateable items only) to which contract size adjustment should be applied The 2023 Generic Contractors Test Spreadsheet has this facility built into the programme - it is recommended you undertake all contractors test valuations using this spreadsheet. (Details on the application of contract size adjustments can be found in the RCG 2023 Guidance notes). Where RV is calculated using the comparative method (rental method) the contract size adjustment should be made as follows: Select - SCAT code box ""P and M as an addition” within the 2023 Generic Contractors Test Spreadsheet facility. Or Where the spreadsheet is not used take the: Reciprocal of statutory de-capitalisation rate (i.e. 5% reciprocal = 20) multiply by rateable value of the buildings (before any overall end allowances are made and after making a notional deduction for the land value) and add to the ERC of P&M. Use resultant figure to calculate contract size adjustment. (Guidance Notes - Section 6) | (i) Crude oil, heavy fuel, potable water, cold water, sewage water, beverages - milk and food products although having different (ii) Animal and vegetable oils, petrol and petroleum by-products Benzenes and light oils) (aliphatic and aromatic hydrocarbons) require slightly more costly linings. (iii) Aggressive acids, (vinegar) abrasive chemicals and hot water over 95 deg C require specialised epoxy resin primers and flaked glass in polyester to resist corrosion. (iv) Abrasive chemicals and aggressive chemicals (hydrochloric acid) require soft natural rubber, butyl soft rubber or hard ebonite to resist the product damaging the tank. Costs do not include for bits and foundations, concrete/pile foundations, heating coils, insulation (rock wool), ladders, catwalks etc. These costs assume the outside of the tank is painted with a general long life paint and the internal tank is painted with a holding | calculate the GV of the tank= m3 | Class 4, Table 4 Class 4(b) Integral part of the tank structure | - | Tanks | It is assumed that the item forms part of an average size industrial, commercial or office complex. Where it would be normal to find more than one item in such a hereditament the ERC stated has been adjusted to reflect any number / quantity, discount. These figures are NOT one off figures. | - | - | - | 20142 |  | M3 | m3 | NA | NA | NA | 30.5782 | Option 3 | 35.9968 | 17.72% | 37.736 | 29.6784 | -2.942% | -17.55% | 29.6784 | -2.942% | Indexed | NA | VOA_GPN_GOV_UK\7246041 | 2019-08-30 | Low | - | High | Risk taken from previous CG | - | - | NA | Supplier/Manufacturer | NA | (BEAMS Note 1) The ERC for this item should be added to the total of the ERC of the other P&M items on the site and the Buildings ERC (where applicable) to enable the correct contract size adjustment to be made. ERC of P&M Items + ERC of Building Component’s = Total ERC (net figure rateable items only) to which contract size adjustment should be applied The 2021 Generic Contractors Test Spreadsheet has this facility built into the programme - it is recommended you undertake all contractors test valuations using this spreadsheet. (Details on the application of contract size adjustments can be found in the RCG 2021 Guidance notes). Where RV is calculated using the comparative method (rental method) the contract size adjustment should be made as follows: Select - SCAT code box "P and M as an addition” within the 2021 Generic Contractors Test Spreadsheet facility. Or Where the spreadsheet is not used take the: Reciprocal of statutory de-capitalisation rate (i.e. 5% reciprocal = 20) multiply by rateable value of the buildings (before any overall end allowances are made and after making a notional deduction for the land value) and add to the ERC of P&M. Use resultant figure to calculate contract size adjustment. (Guidance Notes - Section 6) | - | - | 1 | TRUE
5675 | 215X09 | 8578 | 215X09 | Tanks | Painted Linings to Steel Tanks | Petrol - petroleum products, veg oils | 2751m³ - 7000m³ tank volume | - | Tanks - Linings Internal Tanks are all steel construction (usually mild steel) with butt-welded shells and tap welded bottoms and roofs. Usually erected on site with bit sand foundation under base plate. The whole tanks or tank plates come to site blast-cleaned and covered in a holding primer. This prevents re rusting during construction however where heat is used in welding the plates further painting is required. Internal tank coatings are varied depending on the product stored. Costs assume that the occupier has several tanks that require painting and takes account of the contractor on costs in planning and providing site services to the painting contractor. Where there is clearly a mixture of tank uses, as on a commercial tank farm variations in tank internal painting should be reflected. | Considered Not Applicable at time of Publication | (BEAMS Note 1) The ERC for this item should be added to the total of the ERC of the other P&M items on the site and the Buildings ERC (where applicable) to enable the correct contract size adjustment to be made. ERC of P&M Items + ERC of Building Component’s = Total ERC (net figure rateable items only) to which contract size adjustment should be applied The 2023 Generic Contractors Test Spreadsheet has this facility built into the programme - it is recommended you undertake all contractors test valuations using this spreadsheet. (Details on the application of contract size adjustments can be found in the RCG 2023 Guidance notes). Where RV is calculated using the comparative method (rental method) the contract size adjustment should be made as follows: Select - SCAT code box ""P and M as an addition” within the 2023 Generic Contractors Test Spreadsheet facility. Or Where the spreadsheet is not used take the: Reciprocal of statutory de-capitalisation rate (i.e. 5% reciprocal = 20) multiply by rateable value of the buildings (before any overall end allowances are made and after making a notional deduction for the land value) and add to the ERC of P&M. Use resultant figure to calculate contract size adjustment. (Guidance Notes - Section 6) | (i) Crude oil, heavy fuel, potable water, cold water, sewage water, beverages - milk and food products although having different (ii) Animal and vegetable oils, petrol and petroleum by-products Benzenes and light oils) (aliphatic and aromatic hydrocarbons) require slightly more costly linings. (iii) Aggressive acids, (vinegar) abrasive chemicals and hot water over 95 deg C require specialised epoxy resin primers and flaked glass in polyester to resist corrosion. (iv) Abrasive chemicals and aggressive chemicals (hydrochloric acid) require soft natural rubber, butyl soft rubber or hard ebonite to resist the product damaging the tank. Costs do not include for bits and foundations, concrete/pile foundations, heating coils, insulation (rock wool), ladders, catwalks etc. These costs assume the outside of the tank is painted with a general long life paint and the internal tank is painted with a holding | calculate the GV of the tank= m3 | Class 4, Table 4 Class 4(b) Integral part of the tank structure | - | Tanks | It is assumed that the item forms part of an average size industrial, commercial or office complex. Where it would be normal to find more than one item in such a hereditament the ERC stated has been adjusted to reflect any number / quantity, discount. These figures are NOT one off figures. | - | - | - | 20142 |  | M3 | m3 | NA | NA | NA | 22.0163 | Option 3 | 25.9177 | 17.72% | 27.6731 | 21.7642 | -1.145% | -16.03% | 21.7642 | -1.145% | Indexed | NA | VOA_GPN_GOV_UK\7246041 | 2019-08-30 | Low | - | High | Risk taken from previous CG | - | - | NA | Supplier/Manufacturer | NA | (BEAMS Note 1) The ERC for this item should be added to the total of the ERC of the other P&M items on the site and the Buildings ERC (where applicable) to enable the correct contract size adjustment to be made. ERC of P&M Items + ERC of Building Component’s = Total ERC (net figure rateable items only) to which contract size adjustment should be applied The 2021 Generic Contractors Test Spreadsheet has this facility built into the programme - it is recommended you undertake all contractors test valuations using this spreadsheet. (Details on the application of contract size adjustments can be found in the RCG 2021 Guidance notes). Where RV is calculated using the comparative method (rental method) the contract size adjustment should be made as follows: Select - SCAT code box "P and M as an addition” within the 2021 Generic Contractors Test Spreadsheet facility. Or Where the spreadsheet is not used take the: Reciprocal of statutory de-capitalisation rate (i.e. 5% reciprocal = 20) multiply by rateable value of the buildings (before any overall end allowances are made and after making a notional deduction for the land value) and add to the ERC of P&M. Use resultant figure to calculate contract size adjustment. (Guidance Notes - Section 6) | - | - | 1 | TRUE
5676 | 215X10 | 8579 | 215X10 | Tanks | Painted Linings to Steel Tanks | Petrol - petroleum products, veg oils | 7,001m³ - 15,000m³ tank volume | - | Tanks - Linings Internal Tanks are all steel construction (usually mild steel) with butt-welded shells and tap welded bottoms and roofs. Usually erected on site with bit sand foundation under base plate. The whole tanks or tank plates come to site blast-cleaned and covered in a holding primer. This prevents re rusting during construction however where heat is used in welding the plates further painting is required. Internal tank coatings are varied depending on the product stored. Costs assume that the occupier has several tanks that require painting and takes account of the contractor on costs in planning and providing site services to the painting contractor. Where there is clearly a mixture of tank uses, as on a commercial tank farm variations in tank internal painting should be reflected. | Considered Not Applicable at time of Publication | (BEAMS Note 1) The ERC for this item should be added to the total of the ERC of the other P&M items on the site and the Buildings ERC (where applicable) to enable the correct contract size adjustment to be made. ERC of P&M Items + ERC of Building Component’s = Total ERC (net figure rateable items only) to which contract size adjustment should be applied The 2023 Generic Contractors Test Spreadsheet has this facility built into the programme - it is recommended you undertake all contractors test valuations using this spreadsheet. (Details on the application of contract size adjustments can be found in the RCG 2023 Guidance notes). Where RV is calculated using the comparative method (rental method) the contract size adjustment should be made as follows: Select - SCAT code box ""P and M as an addition” within the 2023 Generic Contractors Test Spreadsheet facility. Or Where the spreadsheet is not used take the: Reciprocal of statutory de-capitalisation rate (i.e. 5% reciprocal = 20) multiply by rateable value of the buildings (before any overall end allowances are made and after making a notional deduction for the land value) and add to the ERC of P&M. Use resultant figure to calculate contract size adjustment. (Guidance Notes - Section 6) | (i) Crude oil, heavy fuel, potable water, cold water, sewage water, beverages - milk and food products although having different (ii) Animal and vegetable oils, petrol and petroleum by-products Benzenes and light oils) (aliphatic and aromatic hydrocarbons) require slightly more costly linings. (iii) Aggressive acids, (vinegar) abrasive chemicals and hot water over 95 deg C require specialised epoxy resin primers and flaked glass in polyester to resist corrosion. (iv) Abrasive chemicals and aggressive chemicals (hydrochloric acid) require soft natural rubber, butyl soft rubber or hard ebonite to resist the product damaging the tank. Costs do not include for bits and foundations, concrete/pile foundations, heating coils, insulation (rock wool), ladders, catwalks etc. These costs assume the outside of the tank is painted with a general long life paint and the internal tank is painted with a holding | calculate the GV of the tank= m3 | Class 4, Table 4 Class 4(b) Integral part of the tank structure | - | Tanks | It is assumed that the item forms part of an average size industrial, commercial or office complex. Where it would be normal to find more than one item in such a hereditament the ERC stated has been adjusted to reflect any number / quantity, discount. These figures are NOT one off figures. | - | - | - | 20142 |  | M3 | m3 | NA | NA | NA | 15.9007 | Option 3 | 18.7184 | 17.72% | 20.1259 | 15.8285 | -0.4538% | -15.44% | 15.8285 | -0.4538% | Indexed | NA | VOA_GPN_GOV_UK\7246041 | 2019-08-30 | Low | - | High | Risk taken from previous CG | - | - | NA | Supplier/Manufacturer | NA | (BEAMS Note 1) The ERC for this item should be added to the total of the ERC of the other P&M items on the site and the Buildings ERC (where applicable) to enable the correct contract size adjustment to be made. ERC of P&M Items + ERC of Building Component’s = Total ERC (net figure rateable items only) to which contract size adjustment should be applied The 2021 Generic Contractors Test Spreadsheet has this facility built into the programme - it is recommended you undertake all contractors test valuations using this spreadsheet. (Details on the application of contract size adjustments can be found in the RCG 2021 Guidance notes). Where RV is calculated using the comparative method (rental method) the contract size adjustment should be made as follows: Select - SCAT code box "P and M as an addition” within the 2021 Generic Contractors Test Spreadsheet facility. Or Where the spreadsheet is not used take the: Reciprocal of statutory de-capitalisation rate (i.e. 5% reciprocal = 20) multiply by rateable value of the buildings (before any overall end allowances are made and after making a notional deduction for the land value) and add to the ERC of P&M. Use resultant figure to calculate contract size adjustment. (Guidance Notes - Section 6) | - | - | 1 | TRUE
5677 | 215X11 | 7641 | 215X11 | Tanks | Painted Linings to Steel Tanks | Petrol - petroleum products, veg oils | 15,001m³ - 70,000m³ tank volume | - | Tanks - Linings Internal Tanks are all steel construction (usually mild steel) with butt-welded shells and tap welded bottoms and roofs. Usually erected on site with bit sand foundation under base plate. The whole tanks or tank plates come to site blast-cleaned and covered in a holding primer. This prevents re rusting during construction however where heat is used in welding the plates further painting is required. Internal tank coatings are varied depending on the product stored. Costs assume that the occupier has several tanks that require painting and takes account of the contractor on costs in planning and providing site services to the painting contractor. Where there is clearly a mixture of tank uses, as on a commercial tank farm variations in tank internal painting should be reflected. | Considered Not Applicable at time of Publication | (BEAMS Note 1) The ERC for this item should be added to the total of the ERC of the other P&M items on the site and the Buildings ERC (where applicable) to enable the correct contract size adjustment to be made. ERC of P&M Items + ERC of Building Component’s = Total ERC (net figure rateable items only) to which contract size adjustment should be applied The 2023 Generic Contractors Test Spreadsheet has this facility built into the programme - it is recommended you undertake all contractors test valuations using this spreadsheet. (Details on the application of contract size adjustments can be found in the RCG 2023 Guidance notes). Where RV is calculated using the comparative method (rental method) the contract size adjustment should be made as follows: Select - SCAT code box ""P and M as an addition” within the 2023 Generic Contractors Test Spreadsheet facility. Or Where the spreadsheet is not used take the: Reciprocal of statutory de-capitalisation rate (i.e. 5% reciprocal = 20) multiply by rateable value of the buildings (before any overall end allowances are made and after making a notional deduction for the land value) and add to the ERC of P&M. Use resultant figure to calculate contract size adjustment. (Guidance Notes - Section 6) | (i) Crude oil, heavy fuel, potable water, cold water, sewage water, beverages - milk and food products although having different (ii) Animal and vegetable oils, petrol and petroleum by-products Benzenes and light oils) (aliphatic and aromatic hydrocarbons) require slightly more costly linings. (iii) Aggressive acids, (vinegar) abrasive chemicals and hot water over 95 deg C require specialised epoxy resin primers and flaked glass in polyester to resist corrosion. (iv) Abrasive chemicals and aggressive chemicals (hydrochloric acid) require soft natural rubber, butyl soft rubber or hard ebonite to resist the product damaging the tank. Costs do not include for bits and foundations, concrete/pile foundations, heating coils, insulation (rock wool), ladders, catwalks etc. These costs assume the outside of the tank is painted with a general long life paint and the internal tank is painted with a holding | calculate the GV of the tank= m3 | Class 4, Table 4 Class 4(b) Integral part of the tank structure | - | Tanks | It is assumed that the item forms part of an average size industrial, commercial or office complex. Where it would be normal to find more than one item in such a hereditament the ERC stated has been adjusted to reflect any number / quantity, discount. These figures are NOT one off figures. | - | - | - | 20142 |  | M3 | m3 | NA | NA | NA | 14.6775 | Option 3 | 17.2785 | 17.72% | 17.6102 | 13.8499 | -5.639% | -19.84% | 13.8499 | -5.639% | Indexed | NA | VOA_GPN_GOV_UK\7246041 | 2019-08-30 | Low | - | High | Risk taken from previous CG | - | - | NA | Supplier/Manufacturer | NA | (BEAMS Note 1) The ERC for this item should be added to the total of the ERC of the other P&M items on the site and the Buildings ERC (where applicable) to enable the correct contract size adjustment to be made. ERC of P&M Items + ERC of Building Component’s = Total ERC (net figure rateable items only) to which contract size adjustment should be applied The 2021 Generic Contractors Test Spreadsheet has this facility built into the programme - it is recommended you undertake all contractors test valuations using this spreadsheet. (Details on the application of contract size adjustments can be found in the RCG 2021 Guidance notes). Where RV is calculated using the comparative method (rental method) the contract size adjustment should be made as follows: Select - SCAT code box "P and M as an addition” within the 2021 Generic Contractors Test Spreadsheet facility. Or Where the spreadsheet is not used take the: Reciprocal of statutory de-capitalisation rate (i.e. 5% reciprocal = 20) multiply by rateable value of the buildings (before any overall end allowances are made and after making a notional deduction for the land value) and add to the ERC of P&M. Use resultant figure to calculate contract size adjustment. (Guidance Notes - Section 6) | - | - | 1 | TRUE
5678 | 215X12 | 7310 | 215X12 | Tanks | Painted Linings to Steel Tanks | Petrol - petroleum products, veg oils | 70,001m³ - 120,000m³ tank volume | - | Tanks - Linings Internal Tanks are all steel construction (usually mild steel) with butt-welded shells and tap welded bottoms and roofs. Usually erected on site with bit sand foundation under base plate. The whole tanks or tank plates come to site blast-cleaned and covered in a holding primer. This prevents re rusting during construction however where heat is used in welding the plates further painting is required. Internal tank coatings are varied depending on the product stored. Costs assume that the occupier has several tanks that require painting and takes account of the contractor on costs in planning and providing site services to the painting contractor. Where there is clearly a mixture of tank uses, as on a commercial tank farm variations in tank internal painting should be reflected. | Considered Not Applicable at time of Publication | (BEAMS Note 1) The ERC for this item should be added to the total of the ERC of the other P&M items on the site and the Buildings ERC (where applicable) to enable the correct contract size adjustment to be made. ERC of P&M Items + ERC of Building Component’s = Total ERC (net figure rateable items only) to which contract size adjustment should be applied The 2023 Generic Contractors Test Spreadsheet has this facility built into the programme - it is recommended you undertake all contractors test valuations using this spreadsheet. (Details on the application of contract size adjustments can be found in the RCG 2023 Guidance notes). Where RV is calculated using the comparative method (rental method) the contract size adjustment should be made as follows: Select - SCAT code box ""P and M as an addition” within the 2023 Generic Contractors Test Spreadsheet facility. Or Where the spreadsheet is not used take the: Reciprocal of statutory de-capitalisation rate (i.e. 5% reciprocal = 20) multiply by rateable value of the buildings (before any overall end allowances are made and after making a notional deduction for the land value) and add to the ERC of P&M. Use resultant figure to calculate contract size adjustment. (Guidance Notes - Section 6) | (i) Crude oil, heavy fuel, potable water, cold water, sewage water, beverages - milk and food products although having different (ii) Animal and vegetable oils, petrol and petroleum by-products Benzenes and light oils) (aliphatic and aromatic hydrocarbons) require slightly more costly linings. (iii) Aggressive acids, (vinegar) abrasive chemicals and hot water over 95 deg C require specialised epoxy resin primers and flaked glass in polyester to resist corrosion. (iv) Abrasive chemicals and aggressive chemicals (hydrochloric acid) require soft natural rubber, butyl soft rubber or hard ebonite to resist the product damaging the tank. Costs do not include for bits and foundations, concrete/pile foundations, heating coils, insulation (rock wool), ladders, catwalks etc. These costs assume the outside of the tank is painted with a general long life paint and the internal tank is painted with a holding | calculate the GV of the tank= m3 | Class 4, Table 4 Class 4(b) Integral part of the tank structure | - | Tanks | It is assumed that the item forms part of an average size industrial, commercial or office complex. Where it would be normal to find more than one item in such a hereditament the ERC stated has been adjusted to reflect any number / quantity, discount. These figures are NOT one off figures. | - | - | - | 20142 |  | M3 | m3 | NA | NA | NA | 9.785 | Option 3 | 11.519 | 17.72% | 12.5787 | 9.8928 | 1.102% | -14.12% | 9.8928 | 1.102% | Indexed | NA | VOA_GPN_GOV_UK\7246041 | 2019-08-30 | Low | - | High | Risk taken from previous CG | - | - | NA | Supplier/Manufacturer | NA | (BEAMS Note 1) The ERC for this item should be added to the total of the ERC of the other P&M items on the site and the Buildings ERC (where applicable) to enable the correct contract size adjustment to be made. ERC of P&M Items + ERC of Building Component’s = Total ERC (net figure rateable items only) to which contract size adjustment should be applied The 2021 Generic Contractors Test Spreadsheet has this facility built into the programme - it is recommended you undertake all contractors test valuations using this spreadsheet. (Details on the application of contract size adjustments can be found in the RCG 2021 Guidance notes). Where RV is calculated using the comparative method (rental method) the contract size adjustment should be made as follows: Select - SCAT code box "P and M as an addition” within the 2021 Generic Contractors Test Spreadsheet facility. Or Where the spreadsheet is not used take the: Reciprocal of statutory de-capitalisation rate (i.e. 5% reciprocal = 20) multiply by rateable value of the buildings (before any overall end allowances are made and after making a notional deduction for the land value) and add to the ERC of P&M. Use resultant figure to calculate contract size adjustment. (Guidance Notes - Section 6) | - | - | 1 | TRUE
5679 | 215C07 | 7603 | 215C07 | Tanks | Pressure vessels - horizontal | Low Pressure (1.7 bar) carbon steel | Saddle mounted | Length 15.20m x diam 3.658m | Tanks Pressure The high-pressure tanks situated within Refineries and large Chemical Works are sometimes called BULLETS and are shaped like a cigar. They hold many substances including unstable crude oil, helium, oxygen and LPG in general. In general Industrial hereditaments smaller pressure tanks are common. Those holding compressed air in conjunction with air compressors are more specifically costed under Air: Receivers. The shape of these tanks is cigar tube shape having rounded ends. They are made from mild steel but can be stainless and some are lined depending upon the type of material held. Main application is for smaller quantities of a product; bulk quantities would be kept in a Horton Sphere. Tubes can be made from other smaller tubes welded together on site and tested for faults in weld. Pressures may be just above Atmosphere or up to 200 psig. The thickness of steel will generally be in excess of 25mm and consequently the tank is very heavy (even small ones) the supports and foundations will be large to hold this weight. The thickness of steel and the pressure testing increases the cost as does the on site time for installation. Propane and Butane stored in smaller tanks is often used for power or heat purposes and thus may be rateable under Class 1 or Class 2 | Considered Not Applicable at time of Publication | (BEAMS Note 1) The ERC for this item should be added to the total of the ERC of the other P&M items on the site and the Buildings ERC (where applicable) to enable the correct contract size adjustment to be made. ERC of P&M Items + ERC of Building Component’s = Total ERC (net figure rateable items only) to which contract size adjustment should be applied The 2023 Generic Contractors Test Spreadsheet has this facility built into the programme - it is recommended you undertake all contractors test valuations using this spreadsheet. (Details on the application of contract size adjustments can be found in the RCG 2023 Guidance notes). Where RV is calculated using the comparative method (rental method) the contract size adjustment should be made as follows: Select - SCAT code box ""P and M as an addition” within the 2023 Generic Contractors Test Spreadsheet facility. Or Where the spreadsheet is not used take the: Reciprocal of statutory de-capitalisation rate (i.e. 5% reciprocal = 20) multiply by rateable value of the buildings (before any overall end allowances are made and after making a notional deduction for the land value) and add to the ERC of P&M. Use resultant figure to calculate contract size adjustment. (Guidance Notes - Section 6) | - | Diameter Length Volume Age Operational pressure of Tanks | Tanks - Class 4, Table 4 Class 1 List of Accessories (1) - storing of fuel for generation of power. Tanks Class 2(b) Heating list of accessories Tanks | Whole if under Class 4 the Class 4(d) limitation applies i.e. does not exceed 400m3 and readily capable of being moved without substantial demolition of any surrounding structure Whole under Class 2 "other than¬85" | Stairways, fire protection, staging, foundations. | Where it would be normal to find more than one item in such a hereditament the ERC stated has been adjusted to reflect any number / quantity, discount. These figures are NOT one off figures. | - | Photo 1 - Typical of low pressure vessel | - | 20152 |  | Each | one | NA | NA | NA | 303439.5378 | Option 3 | 329676.6156 | 8.647% | 374469.8254 | 375306.7497 | 23.68% | 13.84% | 375306.7497 | 23.68% | Indexed | NA | VOA_GPN_GOV_UK\7246041 | 2019-08-30 | Low | - | High | Risk taken from previous CG | - | - | NA | Steel | NA | (BEAMS Note 1) The ERC for this item should be added to the total of the ERC of the other P&M items on the site and the Buildings ERC (where applicable) to enable the correct contract size adjustment to be made. ERC of P&M Items + ERC of Building Component’s = Total ERC (net figure rateable items only) to which contract size adjustment should be applied The 2021 Generic Contractors Test Spreadsheet has this facility built into the programme - it is recommended you undertake all contractors test valuations using this spreadsheet. (Details on the application of contract size adjustments can be found in the RCG 2021 Guidance notes). Where RV is calculated using the comparative method (rental method) the contract size adjustment should be made as follows: Select - SCAT code box "P and M as an addition” within the 2021 Generic Contractors Test Spreadsheet facility. Or Where the spreadsheet is not used take the: Reciprocal of statutory de-capitalisation rate (i.e. 5% reciprocal = 20) multiply by rateable value of the buildings (before any overall end allowances are made and after making a notional deduction for the land value) and add to the ERC of P&M. Use resultant figure to calculate contract size adjustment. (Guidance Notes - Section 6) | Photo 1 - Typical of low pressure vessel | - | 1 | TRUE
5680 | 215C08 | 7629 | 215C08 | Tanks | Pressure vessels - horizontal | Low Pressure (1.7 bar) carbon steel | Saddle mounted | Length 15.20m x diam 4.267m | Tanks Pressure The high-pressure tanks situated within Refineries and large Chemical Works are sometimes called BULLETS and are shaped like a cigar. They hold many substances including unstable crude oil, helium, oxygen and LPG in general. In general Industrial hereditaments smaller pressure tanks are common. Those holding compressed air in conjunction with air compressors are more specifically costed under Air: Receivers. The shape of these tanks is cigar tube shape having rounded ends. They are made from mild steel but can be stainless and some are lined depending upon the type of material held. Main application is for smaller quantities of a product; bulk quantities would be kept in a Horton Sphere. Tubes can be made from other smaller tubes welded together on site and tested for faults in weld. Pressures may be just above Atmosphere or up to 200 psig. The thickness of steel will generally be in excess of 25mm and consequently the tank is very heavy (even small ones) the supports and foundations will be large to hold this weight. The thickness of steel and the pressure testing increases the cost as does the on site time for installation. Propane and Butane stored in smaller tanks is often used for power or heat purposes and thus may be rateable under Class 1 or Class 2 | Considered Not Applicable at time of Publication | (BEAMS Note 1) The ERC for this item should be added to the total of the ERC of the other P&M items on the site and the Buildings ERC (where applicable) to enable the correct contract size adjustment to be made. ERC of P&M Items + ERC of Building Component’s = Total ERC (net figure rateable items only) to which contract size adjustment should be applied The 2023 Generic Contractors Test Spreadsheet has this facility built into the programme - it is recommended you undertake all contractors test valuations using this spreadsheet. (Details on the application of contract size adjustments can be found in the RCG 2023 Guidance notes). Where RV is calculated using the comparative method (rental method) the contract size adjustment should be made as follows: Select - SCAT code box ""P and M as an addition” within the 2023 Generic Contractors Test Spreadsheet facility. Or Where the spreadsheet is not used take the: Reciprocal of statutory de-capitalisation rate (i.e. 5% reciprocal = 20) multiply by rateable value of the buildings (before any overall end allowances are made and after making a notional deduction for the land value) and add to the ERC of P&M. Use resultant figure to calculate contract size adjustment. (Guidance Notes - Section 6) | - | Diameter Length Volume Age Operational pressure of Tanks | Tanks - Class 4, Table 4 Class 1 List of Accessories (1) - storing of fuel for generation of power. Tanks Class 2(b) Heating list of accessories Tanks | Whole if under Class 4 the Class 4(d) limitation applies i.e. does not exceed 400m3 and readily capable of being moved without substantial demolition of any surrounding structure Whole under Class 2 "other than¬85" | Stairways, fire protection, staging, foundations. | Where it would be normal to find more than one item in such a hereditament the ERC stated has been adjusted to reflect any number / quantity, discount. These figures are NOT one off figures. | - | Photo 1 - Typical of low pressure vessel | - | 20152 |  | Each | one | NA | NA | NA | 393657.4079 | Option 3 | 427695.2268 | 8.647% | 485806.2396 | 486891.9961 | 23.68% | 13.84% | 486891.9961 | 23.68% | Indexed | NA | VOA_GPN_GOV_UK\7246041 | 2019-08-30 | Low | - | High | Risk taken from previous CG | - | - | NA | Steel | NA | (BEAMS Note 1) The ERC for this item should be added to the total of the ERC of the other P&M items on the site and the Buildings ERC (where applicable) to enable the correct contract size adjustment to be made. ERC of P&M Items + ERC of Building Component’s = Total ERC (net figure rateable items only) to which contract size adjustment should be applied The 2021 Generic Contractors Test Spreadsheet has this facility built into the programme - it is recommended you undertake all contractors test valuations using this spreadsheet. (Details on the application of contract size adjustments can be found in the RCG 2021 Guidance notes). Where RV is calculated using the comparative method (rental method) the contract size adjustment should be made as follows: Select - SCAT code box "P and M as an addition” within the 2021 Generic Contractors Test Spreadsheet facility. Or Where the spreadsheet is not used take the: Reciprocal of statutory de-capitalisation rate (i.e. 5% reciprocal = 20) multiply by rateable value of the buildings (before any overall end allowances are made and after making a notional deduction for the land value) and add to the ERC of P&M. Use resultant figure to calculate contract size adjustment. (Guidance Notes - Section 6) | Photo 1 - Typical of low pressure vessel | - | 1 | TRUE
5681 | 215C09 | 7631 | 215C09 | Tanks | Pressure vessels - horizontal | Low Pressure (1.7 bar) carbon steel | Saddle mounted | Length 30.5m x diam 3.05m | Tanks Pressure The high-pressure tanks situated within Refineries and large Chemical Works are sometimes called BULLETS and are shaped like a cigar. They hold many substances including unstable crude oil, helium, oxygen and LPG in general. In general Industrial hereditaments smaller pressure tanks are common. Those holding compressed air in conjunction with air compressors are more specifically costed under Air: Receivers. The shape of these tanks is cigar tube shape having rounded ends. They are made from mild steel but can be stainless and some are lined depending upon the type of material held. Main application is for smaller quantities of a product; bulk quantities would be kept in a Horton Sphere. Tubes can be made from other smaller tubes welded together on site and tested for faults in weld. Pressures may be just above Atmosphere or up to 200 psig. The thickness of steel will generally be in excess of 25mm and consequently the tank is very heavy (even small ones) the supports and foundations will be large to hold this weight. The thickness of steel and the pressure testing increases the cost as does the on site time for installation. Propane and Butane stored in smaller tanks is often used for power or heat purposes and thus may be rateable under Class 1 or Class 2 | Considered Not Applicable at time of Publication | (BEAMS Note 2) The ERC for this item should be added to all other rateable items on the hereditament (except land). Therefore the total of the ERC of the other Building Items and the P&M ERC (where applicable) to enable the correct contract size adjustment to be made. ERC of Building Component + ERC of P&M = Total ERC to which contract size adjustment should be applied. The appropriate % adjustment should be made in accordance with the scale for contract size adjustment specified under section 6 of the RCG 2023 Guidance notes. The currency ERC rates are set at £4m (Four Million Pounds) @ 1st April 2021 (AVD) for the RCG 2023 Publication. | - | Diameter Length Volume Age Operational pressure of Tanks | Tanks - Class 4, Table 4 Class 1 List of Accessories (1) - storing of fuel for generation of power. Tanks Class 2(b) Heating list of accessories Tanks | Whole if under Class 4 the Class 4(d) limitation applies i.e. does not exceed 400m3 and readily capable of being moved without substantial demolition of any surrounding structure Whole under Class 2 "other than¬85" | Stairways, fire protection, staging, foundations. | Where it would be normal to find more than one item in such a hereditament the ERC stated has been adjusted to reflect any number / quantity, discount. These figures are NOT one off figures. | - | Photo 1 - Typical of low pressure vessel | - | 20152 |  | Each | one | NA | NA | NA | 1149464.4643 | Option 3 | 1248853.584 | 8.647% | 1418535.5025 | 1421705.8697 | 23.68% | 13.84% | 1421705.8697 | 23.68% | Indexed | NA | VOA_GPN_GOV_UK\7246041 | 2019-08-30 | Low | - | High | Risk taken from previous CG | - | - | NA | Steel | NA | (BEAMS Note 2) The ERC for this item should be added to all other rateable items on the hereditament (except land). Therefore the total of the ERC of the other Building Items and the P&M ERC (where applicable) to enable the correct contract size adjustment to be made. ERC of Building Component + ERC of P&M = Total ERC to which contract size adjustment should be applied. The appropriate % adjustment should be made in accordance with the scale for contract size adjustment specified under section 6 of the RCG 2021 Guidance notes. The currency ERC rates are set at £4m (Four Million Pounds) @ 1st April 2019 (AVD) for the RCG 2021 Publication. | Photo 1 - Typical of low pressure vessel | - | 2 | TRUE
5682 | 215C10 | 7632 | 215C10 | Tanks | Pressure vessels - horizontal | Low Pressure (1.7 bar) carbon steel | Saddle mounted | Length 30.5m x diam 4.267m | Tanks Pressure The high-pressure tanks situated within Refineries and large Chemical Works are sometimes called BULLETS and are shaped like a cigar. They hold many substances including unstable crude oil, helium, oxygen and LPG in general. In general Industrial hereditaments smaller pressure tanks are common. Those holding compressed air in conjunction with air compressors are more specifically costed under Air: Receivers. The shape of these tanks is cigar tube shape having rounded ends. They are made from mild steel but can be stainless and some are lined depending upon the type of material held. Main application is for smaller quantities of a product; bulk quantities would be kept in a Horton Sphere. Tubes can be made from other smaller tubes welded together on site and tested for faults in weld. Pressures may be just above Atmosphere or up to 200 psig. The thickness of steel will generally be in excess of 25mm and consequently the tank is very heavy (even small ones) the supports and foundations will be large to hold this weight. The thickness of steel and the pressure testing increases the cost as does the on site time for installation. Propane and Butane stored in smaller tanks is often used for power or heat purposes and thus may be rateable under Class 1 or Class 2 | Considered Not Applicable at time of Publication | (BEAMS Note 1) The ERC for this item should be added to the total of the ERC of the other P&M items on the site and the Buildings ERC (where applicable) to enable the correct contract size adjustment to be made. ERC of P&M Items + ERC of Building Component’s = Total ERC (net figure rateable items only) to which contract size adjustment should be applied The 2023 Generic Contractors Test Spreadsheet has this facility built into the programme - it is recommended you undertake all contractors test valuations using this spreadsheet. (Details on the application of contract size adjustments can be found in the RCG 2023 Guidance notes). Where RV is calculated using the comparative method (rental method) the contract size adjustment should be made as follows: Select - SCAT code box ""P and M as an addition” within the 2023 Generic Contractors Test Spreadsheet facility. Or Where the spreadsheet is not used take the: Reciprocal of statutory de-capitalisation rate (i.e. 5% reciprocal = 20) multiply by rateable value of the buildings (before any overall end allowances are made and after making a notional deduction for the land value) and add to the ERC of P&M. Use resultant figure to calculate contract size adjustment. (Guidance Notes - Section 6) | - | Diameter Length Volume Age Operational pressure of Tanks | Tanks - Class 4, Table 4 Class 1 List of Accessories (1) - storing of fuel for generation of power. Tanks Class 2(b) Heating list of accessories Tanks | Whole if under Class 4 the Class 4(d) limitation applies i.e. does not exceed 400m3 and readily capable of being moved without substantial demolition of any surrounding structure Whole under Class 2 "other than¬85" | Stairways, fire protection, staging, foundations. | Where it would be normal to find more than one item in such a hereditament the ERC stated has been adjusted to reflect any number / quantity, discount. These figures are NOT one off figures. | - | Photo 1 - Typical of low pressure vessel | - | 20152 |  | Each | one | NA | NA | NA | 629935.0253 | Option 3 | 684402.7271 | 8.647% | 777392.6254 | 779130.0652 | 23.68% | 13.84% | 779130.0652 | 23.68% | Indexed | NA | VOA_GPN_GOV_UK\7246041 | 2019-08-30 | Low | - | High | Risk taken from previous CG | - | - | NA | Steel | NA | (BEAMS Note 1) The ERC for this item should be added to the total of the ERC of the other P&M items on the site and the Buildings ERC (where applicable) to enable the correct contract size adjustment to be made. ERC of P&M Items + ERC of Building Component’s = Total ERC (net figure rateable items only) to which contract size adjustment should be applied The 2021 Generic Contractors Test Spreadsheet has this facility built into the programme - it is recommended you undertake all contractors test valuations using this spreadsheet. (Details on the application of contract size adjustments can be found in the RCG 2021 Guidance notes). Where RV is calculated using the comparative method (rental method) the contract size adjustment should be made as follows: Select - SCAT code box "P and M as an addition” within the 2021 Generic Contractors Test Spreadsheet facility. Or Where the spreadsheet is not used take the: Reciprocal of statutory de-capitalisation rate (i.e. 5% reciprocal = 20) multiply by rateable value of the buildings (before any overall end allowances are made and after making a notional deduction for the land value) and add to the ERC of P&M. Use resultant figure to calculate contract size adjustment. (Guidance Notes - Section 6) | Photo 1 - Typical of low pressure vessel | - | 1 | TRUE
5683 | 215C12 | 7636 | 215C12 | Tanks | Pressure vessels - horizontal | Low Pressure (1.7 bar) stainless steel | Saddle mounted | Length 30.5m x diam 3.66m | Tanks Pressure The high-pressure tanks situated within Refineries and large Chemical Works are sometimes called BULLETS and are shaped like a cigar. They hold many substances including unstable crude oil, helium, oxygen and LPG in general. In general Industrial hereditaments smaller pressure tanks are common. Those holding compressed air in conjunction with air compressors are more specifically costed under Air: Receivers. The shape of these tanks is cigar tube shape having rounded ends. They are made from mild steel but can be stainless and some are lined depending upon the type of material held. Main application is for smaller quantities of a product; bulk quantities would be kept in a Horton Sphere. Tubes can be made from other smaller tubes welded together on site and tested for faults in weld. Pressures may be just above Atmosphere or up to 200 psig. The thickness of steel will generally be in excess of 25mm and consequently the tank is very heavy (even small ones) the supports and foundations will be large to hold this weight. The thickness of steel and the pressure testing increases the cost as does the on site time for installation. Propane and Butane stored in smaller tanks is often used for power or heat purposes and thus may be rateable under Class 1 or Class 2 | Considered Not Applicable at time of Publication | (BEAMS Note 1) The ERC for this item should be added to the total of the ERC of the other P&M items on the site and the Buildings ERC (where applicable) to enable the correct contract size adjustment to be made. ERC of P&M Items + ERC of Building Component’s = Total ERC (net figure rateable items only) to which contract size adjustment should be applied The 2023 Generic Contractors Test Spreadsheet has this facility built into the programme - it is recommended you undertake all contractors test valuations using this spreadsheet. (Details on the application of contract size adjustments can be found in the RCG 2023 Guidance notes). Where RV is calculated using the comparative method (rental method) the contract size adjustment should be made as follows: Select - SCAT code box ""P and M as an addition” within the 2023 Generic Contractors Test Spreadsheet facility. Or Where the spreadsheet is not used take the: Reciprocal of statutory de-capitalisation rate (i.e. 5% reciprocal = 20) multiply by rateable value of the buildings (before any overall end allowances are made and after making a notional deduction for the land value) and add to the ERC of P&M. Use resultant figure to calculate contract size adjustment. (Guidance Notes - Section 6) | - | Diameter Length Volume Age Operational pressure of Tanks Low Pressure 1.7 Bar- up to 30m length Can be stainless or carbon steel. | Tanks - Class 4, Table 4 Class 1 List of Accessories (1) - storing of fuel for generation of power. Tanks Class 2(b) Heating list of accessories Tanks | Whole if under Class 4 the Class 4(d) limitation applies i.e. does not exceed 400m3 and readily capable of being moved without substantial demolition of any surrounding structure Whole under Class 2 "other than¬85" | Stairways, fire protection, staging, foundations. | Where it would be normal to find more than one item in such a hereditament the ERC stated has been adjusted to reflect any number / quantity, discount. These figures are NOT one off figures. | - | Photo 1 - Typical of low pressure vessel | - | 20152 |  | Each | - | NA | NA | NA | 1161756.8937 | Option 3 | 1262208.8856 | 8.647% | 1433705.3909 | 1436909.6621 | 23.68% | 13.84% | 1436909.6621 | 23.68% | Indexed | NA | VOA_GPN_GOV_UK\7246041 | 2019-08-30 | Low | - | High | Risk taken from previous CG | - | - | NA | Steel | NA | (BEAMS Note 1) The ERC for this item should be added to the total of the ERC of the other P&M items on the site and the Buildings ERC (where applicable) to enable the correct contract size adjustment to be made. ERC of P&M Items + ERC of Building Component’s = Total ERC (net figure rateable items only) to which contract size adjustment should be applied The 2021 Generic Contractors Test Spreadsheet has this facility built into the programme - it is recommended you undertake all contractors test valuations using this spreadsheet. (Details on the application of contract size adjustments can be found in the RCG 2021 Guidance notes). Where RV is calculated using the comparative method (rental method) the contract size adjustment should be made as follows: Select - SCAT code box "P and M as an addition” within the 2021 Generic Contractors Test Spreadsheet facility. Or Where the spreadsheet is not used take the: Reciprocal of statutory de-capitalisation rate (i.e. 5% reciprocal = 20) multiply by rateable value of the buildings (before any overall end allowances are made and after making a notional deduction for the land value) and add to the ERC of P&M. Use resultant figure to calculate contract size adjustment. (Guidance Notes - Section 6) | Photo 1 - Typical of low pressure vessel | - | 1 | TRUE
5684 | 215C13 | 7638 | 215C13 | Tanks | Pressure vessels - horizontal | Low Pressure (1.7 bar) stainless steel | Saddle mounted | Length 30.5m x diam 4.27m | Tanks Pressure The high-pressure tanks situated within Refineries and large Chemical Works are sometimes called BULLETS and are shaped like a cigar. They hold many substances including unstable crude oil, helium, oxygen and LPG in general. In general Industrial hereditaments smaller pressure tanks are common. Those holding compressed air in conjunction with air compressors are more specifically costed under Air: Receivers. The shape of these tanks is cigar tube shape having rounded ends. They are made from mild steel but can be stainless and some are lined depending upon the type of material held. Main application is for smaller quantities of a product; bulk quantities would be kept in a Horton Sphere. Tubes can be made from other smaller tubes welded together on site and tested for faults in weld. Pressures may be just above Atmosphere or up to 200 psig. The thickness of steel will generally be in excess of 25mm and consequently the tank is very heavy (even small ones) the supports and foundations will be large to hold this weight. The thickness of steel and the pressure testing increases the cost as does the on site time for installation. Propane and Butane stored in smaller tanks is often used for power or heat purposes and thus may be rateable under Class 1 or Class 2 | Considered Not Applicable at time of Publication | (BEAMS Note 1) The ERC for this item should be added to the total of the ERC of the other P&M items on the site and the Buildings ERC (where applicable) to enable the correct contract size adjustment to be made. ERC of P&M Items + ERC of Building Component’s = Total ERC (net figure rateable items only) to which contract size adjustment should be applied The 2023 Generic Contractors Test Spreadsheet has this facility built into the programme - it is recommended you undertake all contractors test valuations using this spreadsheet. (Details on the application of contract size adjustments can be found in the RCG 2023 Guidance notes). Where RV is calculated using the comparative method (rental method) the contract size adjustment should be made as follows: Select - SCAT code box ""P and M as an addition” within the 2023 Generic Contractors Test Spreadsheet facility. Or Where the spreadsheet is not used take the: Reciprocal of statutory de-capitalisation rate (i.e. 5% reciprocal = 20) multiply by rateable value of the buildings (before any overall end allowances are made and after making a notional deduction for the land value) and add to the ERC of P&M. Use resultant figure to calculate contract size adjustment. (Guidance Notes - Section 6) | - | Diameter Length Volume Age Operational pressure of Tanks - Pressure | Tanks - Class 4, Table 4 Class 1 List of Accessories (1) - storing of fuel for generation of power. Tanks Class 2(b) Heating list of accessories Tanks | Whole if under Class 4 the Class 4(d) limitation applies i.e. does not exceed 400m3 and readily capable of being moved without substantial demolition of any surrounding structure Whole under Class 2 "other than¬85" | Stairways, fire protection, staging, foundations. | Where it would be normal to find more than one item in such a hereditament the ERC stated has been adjusted to reflect any number / quantity, discount. These figures are NOT one off figures. | - | Photo 1 - Typical of low pressure vessel | - | 20152 |  | Each | one | NA | NA | NA | 1384188.71 | Option 3 | 1503873.3994 | 8.647% | 1708204.8975 | 1712022.6635 | 23.68% | 13.84% | 1712022.6635 | 23.68% | Indexed | NA | VOA_GPN_GOV_UK\7246041 | 2019-08-30 | Low | - | High | Risk taken from previous CG | - | - | NA | Steel | NA | (BEAMS Note 1) The ERC for this item should be added to the total of the ERC of the other P&M items on the site and the Buildings ERC (where applicable) to enable the correct contract size adjustment to be made. ERC of P&M Items + ERC of Building Component’s = Total ERC (net figure rateable items only) to which contract size adjustment should be applied The 2021 Generic Contractors Test Spreadsheet has this facility built into the programme - it is recommended you undertake all contractors test valuations using this spreadsheet. (Details on the application of contract size adjustments can be found in the RCG 2021 Guidance notes). Where RV is calculated using the comparative method (rental method) the contract size adjustment should be made as follows: Select - SCAT code box "P and M as an addition” within the 2021 Generic Contractors Test Spreadsheet facility. Or Where the spreadsheet is not used take the: Reciprocal of statutory de-capitalisation rate (i.e. 5% reciprocal = 20) multiply by rateable value of the buildings (before any overall end allowances are made and after making a notional deduction for the land value) and add to the ERC of P&M. Use resultant figure to calculate contract size adjustment. (Guidance Notes - Section 6) | Photo 1 - Typical of low pressure vessel | - | 1 | TRUE
5685 | 215C11 | 7635 | 215C11 | Tanks | Pressure vessels - horizontal | Low Pressure (3.4 bar) carbon steel | Saddle mounted | Length 30.5m x diam 3.05m | Tanks Pressure The high-pressure tanks situated within Refineries and large Chemical Works are sometimes called BULLETS and are shaped like a cigar. They hold many substances including unstable crude oil, helium, oxygen and LPG in general. In general Industrial hereditaments smaller pressure tanks are common. Those holding compressed air in conjunction with air compressors are more specifically costed under Air: Receivers. The shape of these tanks is cigar tube shape having rounded ends. They are made from mild steel but can be stainless and some are lined depending upon the type of material held. Main application is for smaller quantities of a product; bulk quantities would be kept in a Horton Sphere. Tubes can be made from other smaller tubes welded together on site and tested for faults in weld. Pressures may be just above Atmosphere or up to 200 psig. The thickness of steel will generally be in excess of 25mm and consequently the tank is very heavy (even small ones) the supports and foundations will be large to hold this weight. The thickness of steel and the pressure testing increases the cost as does the on site time for installation. Propane and Butane stored in smaller tanks is often used for power or heat purposes and thus may be rateable under Class 1 or Class 2 | Considered Not Applicable at time of Publication | (BEAMS Note 2) The ERC for this item should be added to all other rateable items on the hereditament (except land). Therefore the total of the ERC of the other Building Items and the P&M ERC (where applicable) to enable the correct contract size adjustment to be made. ERC of Building Component + ERC of P&M = Total ERC to which contract size adjustment should be applied. The appropriate % adjustment should be made in accordance with the scale for contract size adjustment specified under section 6 of the RCG 2023 Guidance notes. The currency ERC rates are set at £4m (Four Million Pounds) @ 1st April 2021 (AVD) for the RCG 2023 Publication. | - | Overall length and diameter | Tanks - Class 4, Table 4 Class 1 List of Accessories (1) - storing of fuel for generation of power. Tanks Class 2(b) Heating list of accessories Tanks | Whole if under Class 4 the Class 4(d) limitation applies i.e. does not exceed 400m3 and readily capable of being moved without substantial demolition of any surrounding structure Whole under Class 2 "other than¬85" | Stairways, fire protection, staging, foundations. | Where it would be normal to find more than one item in such a hereditament the ERC stated has been adjusted to reflect any number / quantity, discount. These figures are NOT one off figures. | - | Photo 1 - Used as a storage tank for compress or air and gas products | - | 20151 |  | Each | one | NA | NA | NA | 584000.4793 | Option 3 | 634496.4236 | 8.647% | 72098.4792 | 72259.6163 | -87.63% | -88.61% | 72259.6163 | -87.63% | Indexed | NA | VOA_GPN_GOV_UK\7246041 | 2019-08-30 | Low | - | High | Risk taken from previous CG | - | - | NA | Steel | NA | (BEAMS Note 2) The ERC for this item should be added to all other rateable items on the hereditament (except land). Therefore the total of the ERC of the other Building Items and the P&M ERC (where applicable) to enable the correct contract size adjustment to be made. ERC of Building Component + ERC of P&M = Total ERC to which contract size adjustment should be applied. The appropriate % adjustment should be made in accordance with the scale for contract size adjustment specified under section 6 of the RCG 2021 Guidance notes. The currency ERC rates are set at £4m (Four Million Pounds) @ 1st April 2019 (AVD) for the RCG 2021 Publication. | Photo 1 - Used as a storage tank for compress or air and gas products | - | 2 | TRUE
5686 | 215C14 | 7642 | 215C14 | Tanks | Pressure vessels - horizontal | Low Pressure (3.4 bar) stainless steel | Saddle mounted | Length 30.5m x diam 3.05m | Tanks Pressure The high-pressure tanks situated within Refineries and large Chemical Works are sometimes called BULLETS and are shaped like a cigar. They hold many substances including unstable crude oil, helium, oxygen and LPG in general. In general Industrial hereditaments smaller pressure tanks are common. Those holding compressed air in conjunction with air compressors are more specifically costed under Air: Receivers. The shape of these tanks is cigar tube shape having rounded ends. They are made from mild steel but can be stainless and some are lined depending upon the type of material held. Main application is for smaller quantities of a product; bulk quantities would be kept in a Horton Sphere. Tubes can be made from other smaller tubes welded together on site and tested for faults in weld. Pressures may be just above Atmosphere or up to 200 psig. The thickness of steel will generally be in excess of 25mm and consequently the tank is very heavy (even small ones) the supports and foundations will be large to hold this weight. The thickness of steel and the pressure testing increases the cost as does the on site time for installation. Propane and Butane stored in smaller tanks is often used for power or heat purposes and thus may be rateable under Class 1 or Class 2 | Considered Not Applicable at time of Publication | (BEAMS Note 2) The ERC for this item should be added to all other rateable items on the hereditament (except land). Therefore the total of the ERC of the other Building Items and the P&M ERC (where applicable) to enable the correct contract size adjustment to be made. ERC of Building Component + ERC of P&M = Total ERC to which contract size adjustment should be applied. The appropriate % adjustment should be made in accordance with the scale for contract size adjustment specified under section 6 of the RCG 2023 Guidance notes. The currency ERC rates are set at £4m (Four Million Pounds) @ 1st April 2021 (AVD) for the RCG 2023 Publication. | - | Overall length and diameter | Tanks - Class 4, Table 4 Class 1 List of Accessories (1) - storing of fuel for generation of power. Tanks Class 2(b) Heating list of accessories Tanks | Whole if under Class 4 the Class 4(d) limitation applies i.e. does not exceed 400m3 and readily capable of being moved without substantial demolition of any surrounding structure Whole under Class 2 "other than¬85" | Stairways, fire protection, staging, foundations. | Where it would be normal to find more than one item in such a hereditament the ERC stated has been adjusted to reflect any number / quantity, discount. These figures are NOT one off figures. | - | Photo 1 - Used as a storage tank for compress or air and gas products | - | 20151 |  | Each | one | NA | NA | NA | 1464737.7587 | Option 3 | 1591387.169 | 8.647% | 1807609.1756 | 1811649.106 | 23.68% | 13.84% | 1811649.106 | 23.68% | Indexed | NA | VOA_GPN_GOV_UK\7246041 | 2019-08-30 | Low | - | High | Risk taken from previous CG | - | - | NA | Steel | NA | (BEAMS Note 2) The ERC for this item should be added to all other rateable items on the hereditament (except land). Therefore the total of the ERC of the other Building Items and the P&M ERC (where applicable) to enable the correct contract size adjustment to be made. ERC of Building Component + ERC of P&M = Total ERC to which contract size adjustment should be applied. The appropriate % adjustment should be made in accordance with the scale for contract size adjustment specified under section 6 of the RCG 2021 Guidance notes. The currency ERC rates are set at £4m (Four Million Pounds) @ 1st April 2019 (AVD) for the RCG 2021 Publication. | Photo 1 - Used as a storage tank for compress or air and gas products | - | 2 | TRUE
5687 | 215C50 | 7663 | 215C50 | Tanks | Pressure vessels - horizontal | Low Pressure (5 bar) carbon steel | Saddle mounted | Length 1.00m x diam 0.60m | Tanks Pressure The high-pressure tanks situated within Refineries and large Chemical Works are sometimes called BULLETS and are shaped like a cigar. They hold many substances including unstable crude oil, helium, oxygen and LPG in general. In general Industrial hereditaments smaller pressure tanks are common. Those holding compressed air in conjunction with air compressors are more specifically costed under Air: Receivers. The shape of these tanks is cigar tube shape having rounded ends. They are made from mild steel but can be stainless and some are lined depending upon the type of material held. Main application is for smaller quantities of a product; bulk quantities would be kept in a Horton Sphere. Tubes can be made from other smaller tubes welded together on site and tested for faults in weld. Pressures may be just above Atmosphere or up to 200 psig. The thickness of steel will generally be in excess of 25mm and consequently the tank is very heavy (even small ones) the supports and foundations will be large to hold this weight. The thickness of steel and the pressure testing increases the cost as does the on site time for installation. Propane and Butane stored in smaller tanks is often used for power or heat purposes and thus may be rateable under Class 1 or Class 2 | Considered Not Applicable at time of Publication | (BEAMS Note 1) The ERC for this item should be added to the total of the ERC of the other P&M items on the site and the Buildings ERC (where applicable) to enable the correct contract size adjustment to be made. ERC of P&M Items + ERC of Building Component’s = Total ERC (net figure rateable items only) to which contract size adjustment should be applied The 2023 Generic Contractors Test Spreadsheet has this facility built into the programme - it is recommended you undertake all contractors test valuations using this spreadsheet. (Details on the application of contract size adjustments can be found in the RCG 2023 Guidance notes). Where RV is calculated using the comparative method (rental method) the contract size adjustment should be made as follows: Select - SCAT code box ""P and M as an addition” within the 2023 Generic Contractors Test Spreadsheet facility. Or Where the spreadsheet is not used take the: Reciprocal of statutory de-capitalisation rate (i.e. 5% reciprocal = 20) multiply by rateable value of the buildings (before any overall end allowances are made and after making a notional deduction for the land value) and add to the ERC of P&M. Use resultant figure to calculate contract size adjustment. (Guidance Notes - Section 6) | - | Measure overall length and diameter and note permitted pressure | Tanks - Class 4, Table 4 Class 1 List of Accessories (1) - storing of fuel for generation of power. Tanks Class 2(b) Heating list of accessories | Whole if under Class 4 the Class 4(d) limitation applies i.e. does not exceed 400m3 and readily capable of being moved without substantial demolition of any surrounding structure Whole under Class 2 "other than¬85" | Stairways, fire protection, staging, foundations. | Where it would be normal to find more than one item in such a hereditament the ERC stated has been adjusted to reflect any number / quantity, discount. These figures are NOT one off figures. | - | - | - | 20150 |  | Each | tank | NA | NA | NA | 3871.1979 | Option 3 | 4205.9233 | 8.647% | 4777.3827 | 4788.06 | 23.68% | 13.84% | 4788.06 | 23.68% | Indexed | NA | VOA_GPN_GOV_UK\7246041 | 2019-08-30 | Low | - | High | Risk taken from previous CG | - | - | NA | Steel | NA | (BEAMS Note 1) The ERC for this item should be added to the total of the ERC of the other P&M items on the site and the Buildings ERC (where applicable) to enable the correct contract size adjustment to be made. ERC of P&M Items + ERC of Building Component’s = Total ERC (net figure rateable items only) to which contract size adjustment should be applied The 2021 Generic Contractors Test Spreadsheet has this facility built into the programme - it is recommended you undertake all contractors test valuations using this spreadsheet. (Details on the application of contract size adjustments can be found in the RCG 2021 Guidance notes). Where RV is calculated using the comparative method (rental method) the contract size adjustment should be made as follows: Select - SCAT code box "P and M as an addition” within the 2021 Generic Contractors Test Spreadsheet facility. Or Where the spreadsheet is not used take the: Reciprocal of statutory de-capitalisation rate (i.e. 5% reciprocal = 20) multiply by rateable value of the buildings (before any overall end allowances are made and after making a notional deduction for the land value) and add to the ERC of P&M. Use resultant figure to calculate contract size adjustment. (Guidance Notes - Section 6) | - | - | 1 | TRUE
5688 | 215C51 | 7664 | 215C51 | Tanks | Pressure vessels - horizontal | Low Pressure (5 bar) carbon steel | Saddle mounted | Length 1.50m x diam 1.00m | Tanks Pressure The high-pressure tanks situated within Refineries and large Chemical Works are sometimes called BULLETS and are shaped like a cigar. They hold many substances including unstable crude oil, helium, oxygen and LPG in general. In general Industrial hereditaments smaller pressure tanks are common. Those holding compressed air in conjunction with air compressors are more specifically costed under Air: Receivers. The shape of these tanks is cigar tube shape having rounded ends. They are made from mild steel but can be stainless and some are lined depending upon the type of material held. Main application is for smaller quantities of a product; bulk quantities would be kept in a Horton Sphere. Tubes can be made from other smaller tubes welded together on site and tested for faults in weld. Pressures may be just above Atmosphere or up to 200 psig. The thickness of steel will generally be in excess of 25mm and consequently the tank is very heavy (even small ones) the supports and foundations will be large to hold this weight. The thickness of steel and the pressure testing increases the cost as does the on site time for installation. Propane and Butane stored in smaller tanks is often used for power or heat purposes and thus may be rateable under Class 1 or Class 2 | Considered Not Applicable at time of Publication | (BEAMS Note 1) The ERC for this item should be added to the total of the ERC of the other P&M items on the site and the Buildings ERC (where applicable) to enable the correct contract size adjustment to be made. ERC of P&M Items + ERC of Building Component’s = Total ERC (net figure rateable items only) to which contract size adjustment should be applied The 2023 Generic Contractors Test Spreadsheet has this facility built into the programme - it is recommended you undertake all contractors test valuations using this spreadsheet. (Details on the application of contract size adjustments can be found in the RCG 2023 Guidance notes). Where RV is calculated using the comparative method (rental method) the contract size adjustment should be made as follows: Select - SCAT code box ""P and M as an addition” within the 2023 Generic Contractors Test Spreadsheet facility. Or Where the spreadsheet is not used take the: Reciprocal of statutory de-capitalisation rate (i.e. 5% reciprocal = 20) multiply by rateable value of the buildings (before any overall end allowances are made and after making a notional deduction for the land value) and add to the ERC of P&M. Use resultant figure to calculate contract size adjustment. (Guidance Notes - Section 6) | - | Measure overall length and diameter and note permitted pressure | Tanks - Class 4, Table 4 Class 1 List of Accessories (1) - storing of fuel for generation of power. Tanks Class 2(b) Heating list of accessories | Whole if under Class 4 the Class 4(d) limitation applies i.e. does not exceed 400m3 and readily capable of being moved without substantial demolition of any surrounding structure Whole under Class 2 "other than¬85" | Stairways, fire protection, staging, foundations. | Where it would be normal to find more than one item in such a hereditament the ERC stated has been adjusted to reflect any number / quantity, discount. These figures are NOT one off figures. | - | - | - | 20150 |  | Each | tank | NA | NA | NA | 7467.1922 | Option 3 | 8112.8474 | 8.647% | 9215.1411 | 9235.7366 | 23.68% | 13.84% | 9235.7366 | 23.68% | Indexed | NA | VOA_GPN_GOV_UK\7246041 | 2019-08-30 | Low | - | High | Risk taken from previous CG | - | - | NA | Steel | NA | (BEAMS Note 1) The ERC for this item should be added to the total of the ERC of the other P&M items on the site and the Buildings ERC (where applicable) to enable the correct contract size adjustment to be made. ERC of P&M Items + ERC of Building Component’s = Total ERC (net figure rateable items only) to which contract size adjustment should be applied The 2021 Generic Contractors Test Spreadsheet has this facility built into the programme - it is recommended you undertake all contractors test valuations using this spreadsheet. (Details on the application of contract size adjustments can be found in the RCG 2021 Guidance notes). Where RV is calculated using the comparative method (rental method) the contract size adjustment should be made as follows: Select - SCAT code box "P and M as an addition” within the 2021 Generic Contractors Test Spreadsheet facility. Or Where the spreadsheet is not used take the: Reciprocal of statutory de-capitalisation rate (i.e. 5% reciprocal = 20) multiply by rateable value of the buildings (before any overall end allowances are made and after making a notional deduction for the land value) and add to the ERC of P&M. Use resultant figure to calculate contract size adjustment. (Guidance Notes - Section 6) | - | - | 1 | TRUE
5689 | 215C52 | 7665 | 215C52 | Tanks | Pressure vessels - horizontal | Low Pressure (5 bar) carbon steel | Saddle mounted | Length 2.00m x diam 2.00m | Tanks Pressure The high-pressure tanks situated within Refineries and large Chemical Works are sometimes called BULLETS and are shaped like a cigar. They hold many substances including unstable crude oil, helium, oxygen and LPG in general. In general Industrial hereditaments smaller pressure tanks are common. Those holding compressed air in conjunction with air compressors are more specifically costed under Air: Receivers. The shape of these tanks is cigar tube shape having rounded ends. They are made from mild steel but can be stainless and some are lined depending upon the type of material held. Main application is for smaller quantities of a product; bulk quantities would be kept in a Horton Sphere. Tubes can be made from other smaller tubes welded together on site and tested for faults in weld. Pressures may be just above Atmosphere or up to 200 psig. The thickness of steel will generally be in excess of 25mm and consequently the tank is very heavy (even small ones) the supports and foundations will be large to hold this weight. The thickness of steel and the pressure testing increases the cost as does the on site time for installation. Propane and Butane stored in smaller tanks is often used for power or heat purposes and thus may be rateable under Class 1 or Class 2 | Considered Not Applicable at time of Publication | (BEAMS Note 1) The ERC for this item should be added to the total of the ERC of the other P&M items on the site and the Buildings ERC (where applicable) to enable the correct contract size adjustment to be made. ERC of P&M Items + ERC of Building Component’s = Total ERC (net figure rateable items only) to which contract size adjustment should be applied The 2023 Generic Contractors Test Spreadsheet has this facility built into the programme - it is recommended you undertake all contractors test valuations using this spreadsheet. (Details on the application of contract size adjustments can be found in the RCG 2023 Guidance notes). Where RV is calculated using the comparative method (rental method) the contract size adjustment should be made as follows: Select - SCAT code box ""P and M as an addition” within the 2023 Generic Contractors Test Spreadsheet facility. Or Where the spreadsheet is not used take the: Reciprocal of statutory de-capitalisation rate (i.e. 5% reciprocal = 20) multiply by rateable value of the buildings (before any overall end allowances are made and after making a notional deduction for the land value) and add to the ERC of P&M. Use resultant figure to calculate contract size adjustment. (Guidance Notes - Section 6) | - | Measure overall length and diameter and note permitted pressure | Tanks - Class 4, Table 4 Class 1 List of Accessories (1) - storing of fuel for generation of power. Tanks Class 2(b) Heating list of accessories | Whole if under Class 4 the Class 4(d) limitation applies i.e. does not exceed 400m3 and readily capable of being moved without substantial demolition of any surrounding structure Whole under Class 2 "other than¬85" | Stairways, fire protection, staging, foundations. | Where it would be normal to find more than one item in such a hereditament the ERC stated has been adjusted to reflect any number / quantity, discount. These figures are NOT one off figures. | - | - | - | 20150 |  | Each | tank | NA | NA | NA | 14023.1546 | Option 3 | 15235.6749 | 8.647% | 17305.7482 | 17344.4258 | 23.68% | 13.84% | 17344.4258 | 23.68% | Indexed | NA | VOA_GPN_GOV_UK\7246041 | 2019-08-30 | Low | - | High | Risk taken from previous CG | - | - | NA | Steel | NA | (BEAMS Note 1) The ERC for this item should be added to the total of the ERC of the other P&M items on the site and the Buildings ERC (where applicable) to enable the correct contract size adjustment to be made. ERC of P&M Items + ERC of Building Component’s = Total ERC (net figure rateable items only) to which contract size adjustment should be applied The 2021 Generic Contractors Test Spreadsheet has this facility built into the programme - it is recommended you undertake all contractors test valuations using this spreadsheet. (Details on the application of contract size adjustments can be found in the RCG 2021 Guidance notes). Where RV is calculated using the comparative method (rental method) the contract size adjustment should be made as follows: Select - SCAT code box "P and M as an addition” within the 2021 Generic Contractors Test Spreadsheet facility. Or Where the spreadsheet is not used take the: Reciprocal of statutory de-capitalisation rate (i.e. 5% reciprocal = 20) multiply by rateable value of the buildings (before any overall end allowances are made and after making a notional deduction for the land value) and add to the ERC of P&M. Use resultant figure to calculate contract size adjustment. (Guidance Notes - Section 6) | - | - | 1 | TRUE
5690 | 215C53 | 7666 | 215C53 | Tanks | Pressure vessels - horizontal | Low Pressure (5 bar) carbon steel | Saddle mounted | Length 3.00m x diam 2.00m | Tanks Pressure The high-pressure tanks situated within Refineries and large Chemical Works are sometimes called BULLETS and are shaped like a cigar. They hold many substances including unstable crude oil, helium, oxygen and LPG in general. In general Industrial hereditaments smaller pressure tanks are common. Those holding compressed air in conjunction with air compressors are more specifically costed under Air: Receivers. The shape of these tanks is cigar tube shape having rounded ends. They are made from mild steel but can be stainless and some are lined depending upon the type of material held. Main application is for smaller quantities of a product; bulk quantities would be kept in a Horton Sphere. Tubes can be made from other smaller tubes welded together on site and tested for faults in weld. Pressures may be just above Atmosphere or up to 200 psig. The thickness of steel will generally be in excess of 25mm and consequently the tank is very heavy (even small ones) the supports and foundations will be large to hold this weight. The thickness of steel and the pressure testing increases the cost as does the on site time for installation. Propane and Butane stored in smaller tanks is often used for power or heat purposes and thus may be rateable under Class 1 or Class 2 | Considered Not Applicable at time of Publication | (BEAMS Note 1) The ERC for this item should be added to the total of the ERC of the other P&M items on the site and the Buildings ERC (where applicable) to enable the correct contract size adjustment to be made. ERC of P&M Items + ERC of Building Component’s = Total ERC (net figure rateable items only) to which contract size adjustment should be applied The 2023 Generic Contractors Test Spreadsheet has this facility built into the programme - it is recommended you undertake all contractors test valuations using this spreadsheet. (Details on the application of contract size adjustments can be found in the RCG 2023 Guidance notes). Where RV is calculated using the comparative method (rental method) the contract size adjustment should be made as follows: Select - SCAT code box ""P and M as an addition” within the 2023 Generic Contractors Test Spreadsheet facility. Or Where the spreadsheet is not used take the: Reciprocal of statutory de-capitalisation rate (i.e. 5% reciprocal = 20) multiply by rateable value of the buildings (before any overall end allowances are made and after making a notional deduction for the land value) and add to the ERC of P&M. Use resultant figure to calculate contract size adjustment. (Guidance Notes - Section 6) | - | Measure overall length and diameter and note permitted pressure | Tanks - Class 4, Table 4 Class 1 List of Accessories (1) - storing of fuel for generation of power. Tanks Class 2(b) Heating list of accessories | Whole if under Class 4 the Class 4(d) limitation applies i.e. does not exceed 400m3 and readily capable of being moved without substantial demolition of any surrounding structure Whole under Class 2 "other than¬85" | Stairways, fire protection, staging, foundations. | Where it would be normal to find more than one item in such a hereditament the ERC stated has been adjusted to reflect any number / quantity, discount. These figures are NOT one off figures. | - | - | - | 20150 |  | Each | tank | NA | NA | NA | 18860.6231 | Option 3 | 20491.4179 | 8.647% | 23275.5898 | 23327.6098 | 23.68% | 13.84% | 23327.6098 | 23.68% | Indexed | NA | VOA_GPN_GOV_UK\7246041 | 2019-08-30 | Low | - | High | Risk taken from previous CG | - | - | NA | Steel | NA | (BEAMS Note 1) The ERC for this item should be added to the total of the ERC of the other P&M items on the site and the Buildings ERC (where applicable) to enable the correct contract size adjustment to be made. ERC of P&M Items + ERC of Building Component’s = Total ERC (net figure rateable items only) to which contract size adjustment should be applied The 2021 Generic Contractors Test Spreadsheet has this facility built into the programme - it is recommended you undertake all contractors test valuations using this spreadsheet. (Details on the application of contract size adjustments can be found in the RCG 2021 Guidance notes). Where RV is calculated using the comparative method (rental method) the contract size adjustment should be made as follows: Select - SCAT code box "P and M as an addition” within the 2021 Generic Contractors Test Spreadsheet facility. Or Where the spreadsheet is not used take the: Reciprocal of statutory de-capitalisation rate (i.e. 5% reciprocal = 20) multiply by rateable value of the buildings (before any overall end allowances are made and after making a notional deduction for the land value) and add to the ERC of P&M. Use resultant figure to calculate contract size adjustment. (Guidance Notes - Section 6) | - | - | 1 | TRUE
5691 | 215C54 | 7667 | 215C54 | Tanks | Pressure vessels - horizontal | Low Pressure (5 bar) carbon steel | Saddle mounted | Length 4.00m x diam 2.50m | Tanks Pressure The high-pressure tanks situated within Refineries and large Chemical Works are sometimes called BULLETS and are shaped like a cigar. They hold many substances including unstable crude oil, helium, oxygen and LPG in general. In general Industrial hereditaments smaller pressure tanks are common. Those holding compressed air in conjunction with air compressors are more specifically costed under Air: Receivers. The shape of these tanks is cigar tube shape having rounded ends. They are made from mild steel but can be stainless and some are lined depending upon the type of material held. Main application is for smaller quantities of a product; bulk quantities would be kept in a Horton Sphere. Tubes can be made from other smaller tubes welded together on site and tested for faults in weld. Pressures may be just above Atmosphere or up to 200 psig. The thickness of steel will generally be in excess of 25mm and consequently the tank is very heavy (even small ones) the supports and foundations will be large to hold this weight. The thickness of steel and the pressure testing increases the cost as does the on site time for installation. Propane and Butane stored in smaller tanks is often used for power or heat purposes and thus may be rateable under Class 1 or Class 2 | Considered Not Applicable at time of Publication | (BEAMS Note 1) The ERC for this item should be added to the total of the ERC of the other P&M items on the site and the Buildings ERC (where applicable) to enable the correct contract size adjustment to be made. ERC of P&M Items + ERC of Building Component’s = Total ERC (net figure rateable items only) to which contract size adjustment should be applied The 2023 Generic Contractors Test Spreadsheet has this facility built into the programme - it is recommended you undertake all contractors test valuations using this spreadsheet. (Details on the application of contract size adjustments can be found in the RCG 2023 Guidance notes). Where RV is calculated using the comparative method (rental method) the contract size adjustment should be made as follows: Select - SCAT code box ""P and M as an addition” within the 2023 Generic Contractors Test Spreadsheet facility. Or Where the spreadsheet is not used take the: Reciprocal of statutory de-capitalisation rate (i.e. 5% reciprocal = 20) multiply by rateable value of the buildings (before any overall end allowances are made and after making a notional deduction for the land value) and add to the ERC of P&M. Use resultant figure to calculate contract size adjustment. (Guidance Notes - Section 6) | - | Measure overall length and diameter and note permitted pressure | Tanks - Class 4, Table 4 Class 1 List of Accessories (1) - storing of fuel for generation of power. Tanks Class 2(b) Heating list of accessories | Whole if under Class 4 the Class 4(d) limitation applies i.e. does not exceed 400m3 and readily capable of being moved without substantial demolition of any surrounding structure Whole under Class 2 "other than¬85" | Stairways, fire protection, staging, foundations. | Where it would be normal to find more than one item in such a hereditament the ERC stated has been adjusted to reflect any number / quantity, discount. These figures are NOT one off figures. | - | - | - | 20150 |  | Each | tank | NA | NA | NA | 33752.198 | Option 3 | 36670.6016 | 8.647% | 41653.0416 | 41746.1344 | 23.68% | 13.84% | 41746.1344 | 23.68% | Indexed | NA | VOA_GPN_GOV_UK\7246041 | 2019-08-30 | Low | - | High | Risk taken from previous CG | - | - | NA | Steel | NA | (BEAMS Note 1) The ERC for this item should be added to the total of the ERC of the other P&M items on the site and the Buildings ERC (where applicable) to enable the correct contract size adjustment to be made. ERC of P&M Items + ERC of Building Component’s = Total ERC (net figure rateable items only) to which contract size adjustment should be applied The 2021 Generic Contractors Test Spreadsheet has this facility built into the programme - it is recommended you undertake all contractors test valuations using this spreadsheet. (Details on the application of contract size adjustments can be found in the RCG 2021 Guidance notes). Where RV is calculated using the comparative method (rental method) the contract size adjustment should be made as follows: Select - SCAT code box "P and M as an addition” within the 2021 Generic Contractors Test Spreadsheet facility. Or Where the spreadsheet is not used take the: Reciprocal of statutory de-capitalisation rate (i.e. 5% reciprocal = 20) multiply by rateable value of the buildings (before any overall end allowances are made and after making a notional deduction for the land value) and add to the ERC of P&M. Use resultant figure to calculate contract size adjustment. (Guidance Notes - Section 6) | - | - | 1 | TRUE
5692 | 215C55 | 7668 | 215C55 | Tanks | Pressure vessels - horizontal | Low Pressure (5 bar) carbon steel | Saddle mounted | Length 5.00m x diam 3.00m | Tanks Pressure The high-pressure tanks situated within Refineries and large Chemical Works are sometimes called BULLETS and are shaped like a cigar. They hold many substances including unstable crude oil, helium, oxygen and LPG in general. In general Industrial hereditaments smaller pressure tanks are common. Those holding compressed air in conjunction with air compressors are more specifically costed under Air: Receivers. The shape of these tanks is cigar tube shape having rounded ends. They are made from mild steel but can be stainless and some are lined depending upon the type of material held. Main application is for smaller quantities of a product; bulk quantities would be kept in a Horton Sphere. Tubes can be made from other smaller tubes welded together on site and tested for faults in weld. Pressures may be just above Atmosphere or up to 200 psig. The thickness of steel will generally be in excess of 25mm and consequently the tank is very heavy (even small ones) the supports and foundations will be large to hold this weight. The thickness of steel and the pressure testing increases the cost as does the on site time for installation. Propane and Butane stored in smaller tanks is often used for power or heat purposes and thus may be rateable under Class 1 or Class 2 | Considered Not Applicable at time of Publication | (BEAMS Note 1) The ERC for this item should be added to the total of the ERC of the other P&M items on the site and the Buildings ERC (where applicable) to enable the correct contract size adjustment to be made. ERC of P&M Items + ERC of Building Component’s = Total ERC (net figure rateable items only) to which contract size adjustment should be applied The 2023 Generic Contractors Test Spreadsheet has this facility built into the programme - it is recommended you undertake all contractors test valuations using this spreadsheet. (Details on the application of contract size adjustments can be found in the RCG 2023 Guidance notes). Where RV is calculated using the comparative method (rental method) the contract size adjustment should be made as follows: Select - SCAT code box ""P and M as an addition” within the 2023 Generic Contractors Test Spreadsheet facility. Or Where the spreadsheet is not used take the: Reciprocal of statutory de-capitalisation rate (i.e. 5% reciprocal = 20) multiply by rateable value of the buildings (before any overall end allowances are made and after making a notional deduction for the land value) and add to the ERC of P&M. Use resultant figure to calculate contract size adjustment. (Guidance Notes - Section 6) | - | Measure overall length and diameter and note permitted pressure | Tanks - Class 4, Table 4 Class 1 List of Accessories (1) - storing of fuel for generation of power. Tanks Class 2(b) Heating list of accessories | Whole if under Class 4 the Class 4(d) limitation applies i.e. does not exceed 400m3 and readily capable of being moved without substantial demolition of any surrounding structure Whole under Class 2 "other than¬85" | Stairways, fire protection, staging, foundations. | Where it would be normal to find more than one item in such a hereditament the ERC stated has been adjusted to reflect any number / quantity, discount. These figures are NOT one off figures. | - | - | - | 20150 |  | Each | tank | NA | NA | NA | 54294.6211 | Option 3 | 58989.2374 | 8.647% | 67004.1137 | 67153.8651 | 23.68% | 13.84% | 67153.8651 | 23.68% | Indexed | NA | VOA_GPN_GOV_UK\7246041 | 2019-08-30 | Low | - | High | Risk taken from previous CG | - | - | NA | Steel | NA | (BEAMS Note 1) The ERC for this item should be added to the total of the ERC of the other P&M items on the site and the Buildings ERC (where applicable) to enable the correct contract size adjustment to be made. ERC of P&M Items + ERC of Building Component’s = Total ERC (net figure rateable items only) to which contract size adjustment should be applied The 2021 Generic Contractors Test Spreadsheet has this facility built into the programme - it is recommended you undertake all contractors test valuations using this spreadsheet. (Details on the application of contract size adjustments can be found in the RCG 2021 Guidance notes). Where RV is calculated using the comparative method (rental method) the contract size adjustment should be made as follows: Select - SCAT code box "P and M as an addition” within the 2021 Generic Contractors Test Spreadsheet facility. Or Where the spreadsheet is not used take the: Reciprocal of statutory de-capitalisation rate (i.e. 5% reciprocal = 20) multiply by rateable value of the buildings (before any overall end allowances are made and after making a notional deduction for the land value) and add to the ERC of P&M. Use resultant figure to calculate contract size adjustment. (Guidance Notes - Section 6) | - | - | 1 | TRUE
5693 | 215C56 | 7605 | 215C56 | Tanks | Pressure vessels - horizontal | Low Pressure (5 bar) carbon steel | Saddle mounted | Length 6.00m x diam 4.00m | Tanks Pressure The high-pressure tanks situated within Refineries and large Chemical Works are sometimes called BULLETS and are shaped like a cigar. They hold many substances including unstable crude oil, helium, oxygen and LPG in general. In general Industrial hereditaments smaller pressure tanks are common. Those holding compressed air in conjunction with air compressors are more specifically costed under Air: Receivers. The shape of these tanks is cigar tube shape having rounded ends. They are made from mild steel but can be stainless and some are lined depending upon the type of material held. Main application is for smaller quantities of a product; bulk quantities would be kept in a Horton Sphere. Tubes can be made from other smaller tubes welded together on site and tested for faults in weld. Pressures may be just above Atmosphere or up to 200 psig. The thickness of steel will generally be in excess of 25mm and consequently the tank is very heavy (even small ones) the supports and foundations will be large to hold this weight. The thickness of steel and the pressure testing increases the cost as does the on site time for installation. Propane and Butane stored in smaller tanks is often used for power or heat purposes and thus may be rateable under Class 1 or Class 2 | Considered Not Applicable at time of Publication | (BEAMS Note 1) The ERC for this item should be added to the total of the ERC of the other P&M items on the site and the Buildings ERC (where applicable) to enable the correct contract size adjustment to be made. ERC of P&M Items + ERC of Building Component’s = Total ERC (net figure rateable items only) to which contract size adjustment should be applied The 2023 Generic Contractors Test Spreadsheet has this facility built into the programme - it is recommended you undertake all contractors test valuations using this spreadsheet. (Details on the application of contract size adjustments can be found in the RCG 2023 Guidance notes). Where RV is calculated using the comparative method (rental method) the contract size adjustment should be made as follows: Select - SCAT code box ""P and M as an addition” within the 2023 Generic Contractors Test Spreadsheet facility. Or Where the spreadsheet is not used take the: Reciprocal of statutory de-capitalisation rate (i.e. 5% reciprocal = 20) multiply by rateable value of the buildings (before any overall end allowances are made and after making a notional deduction for the land value) and add to the ERC of P&M. Use resultant figure to calculate contract size adjustment. (Guidance Notes - Section 6) | - | Measure overall length and diameter and note permitted pressure | Tanks - Class 4, Table 4 Class 1 List of Accessories (1) - storing of fuel for generation of power. Tanks Class 2(b) Heating list of accessories | Whole if under Class 4 the Class 4(d) limitation applies i.e. does not exceed 400m3 and readily capable of being moved without substantial demolition of any surrounding structure Whole under Class 2 "other than¬85" | Stairways, fire protection, staging, foundations. | Where it would be normal to find more than one item in such a hereditament the ERC stated has been adjusted to reflect any number / quantity, discount. These figures are NOT one off figures. | - | - | - | 20150 |  | Each | tank | NA | NA | NA | 64844.0941 | Option 3 | 70450.8768 | 8.647% | 80023.0477 | 80201.8959 | 23.68% | 13.84% | 80201.8959 | 23.68% | Indexed | NA | VOA_GPN_GOV_UK\7246041 | 2019-08-30 | Low | - | High | Risk taken from previous CG | - | - | NA | Steel | NA | (BEAMS Note 1) The ERC for this item should be added to the total of the ERC of the other P&M items on the site and the Buildings ERC (where applicable) to enable the correct contract size adjustment to be made. ERC of P&M Items + ERC of Building Component’s = Total ERC (net figure rateable items only) to which contract size adjustment should be applied The 2021 Generic Contractors Test Spreadsheet has this facility built into the programme - it is recommended you undertake all contractors test valuations using this spreadsheet. (Details on the application of contract size adjustments can be found in the RCG 2021 Guidance notes). Where RV is calculated using the comparative method (rental method) the contract size adjustment should be made as follows: Select - SCAT code box "P and M as an addition” within the 2021 Generic Contractors Test Spreadsheet facility. Or Where the spreadsheet is not used take the: Reciprocal of statutory de-capitalisation rate (i.e. 5% reciprocal = 20) multiply by rateable value of the buildings (before any overall end allowances are made and after making a notional deduction for the land value) and add to the ERC of P&M. Use resultant figure to calculate contract size adjustment. (Guidance Notes - Section 6) | - | - | 1 | TRUE
5694 | 215C57 | 7669 | 215C57 | Tanks | Pressure vessels - horizontal | Low Pressure (5 bar) carbon steel | Saddle mounted | Length 8.00m x diam 4.00m | Tanks Pressure The high-pressure tanks situated within Refineries and large Chemical Works are sometimes called BULLETS and are shaped like a cigar. They hold many substances including unstable crude oil, helium, oxygen and LPG in general. In general Industrial hereditaments smaller pressure tanks are common. Those holding compressed air in conjunction with air compressors are more specifically costed under Air: Receivers. The shape of these tanks is cigar tube shape having rounded ends. They are made from mild steel but can be stainless and some are lined depending upon the type of material held. Main application is for smaller quantities of a product; bulk quantities would be kept in a Horton Sphere. Tubes can be made from other smaller tubes welded together on site and tested for faults in weld. Pressures may be just above Atmosphere or up to 200 psig. The thickness of steel will generally be in excess of 25mm and consequently the tank is very heavy (even small ones) the supports and foundations will be large to hold this weight. The thickness of steel and the pressure testing increases the cost as does the on site time for installation. Propane and Butane stored in smaller tanks is often used for power or heat purposes and thus may be rateable under Class 1 or Class 2 | Considered Not Applicable at time of Publication | (BEAMS Note 1) The ERC for this item should be added to the total of the ERC of the other P&M items on the site and the Buildings ERC (where applicable) to enable the correct contract size adjustment to be made. ERC of P&M Items + ERC of Building Component’s = Total ERC (net figure rateable items only) to which contract size adjustment should be applied The 2023 Generic Contractors Test Spreadsheet has this facility built into the programme - it is recommended you undertake all contractors test valuations using this spreadsheet. (Details on the application of contract size adjustments can be found in the RCG 2023 Guidance notes). Where RV is calculated using the comparative method (rental method) the contract size adjustment should be made as follows: Select - SCAT code box ""P and M as an addition” within the 2023 Generic Contractors Test Spreadsheet facility. Or Where the spreadsheet is not used take the: Reciprocal of statutory de-capitalisation rate (i.e. 5% reciprocal = 20) multiply by rateable value of the buildings (before any overall end allowances are made and after making a notional deduction for the land value) and add to the ERC of P&M. Use resultant figure to calculate contract size adjustment. (Guidance Notes - Section 6) | - | Measure overall length and diameter and note permitted pressure | Tanks - Class 4, Table 4 Class 1 List of Accessories (1) - storing of fuel for generation of power. Tanks Class 2(b) Heating list of accessories | Whole if under Class 4 the Class 4(d) limitation applies i.e. does not exceed 400m3 and readily capable of being moved without substantial demolition of any surrounding structure Whole under Class 2 "other than¬85" | Stairways, fire protection, staging, foundations. | Where it would be normal to find more than one item in such a hereditament the ERC stated has been adjusted to reflect any number / quantity, discount. These figures are NOT one off figures. | - | - | - | 20150 |  | Each | tank | NA | NA | NA | 84854.4569 | Option 3 | 92191.4473 | 8.647% | 104717.5127 | 104951.5519 | 23.68% | 13.84% | 104951.5519 | 23.68% | Indexed | NA | VOA_GPN_GOV_UK\7246041 | 2019-08-30 | Low | - | High | Risk taken from previous CG | - | - | NA | Steel | NA | (BEAMS Note 1) The ERC for this item should be added to the total of the ERC of the other P&M items on the site and the Buildings ERC (where applicable) to enable the correct contract size adjustment to be made. ERC of P&M Items + ERC of Building Component’s = Total ERC (net figure rateable items only) to which contract size adjustment should be applied The 2021 Generic Contractors Test Spreadsheet has this facility built into the programme - it is recommended you undertake all contractors test valuations using this spreadsheet. (Details on the application of contract size adjustments can be found in the RCG 2021 Guidance notes). Where RV is calculated using the comparative method (rental method) the contract size adjustment should be made as follows: Select - SCAT code box "P and M as an addition” within the 2021 Generic Contractors Test Spreadsheet facility. Or Where the spreadsheet is not used take the: Reciprocal of statutory de-capitalisation rate (i.e. 5% reciprocal = 20) multiply by rateable value of the buildings (before any overall end allowances are made and after making a notional deduction for the land value) and add to the ERC of P&M. Use resultant figure to calculate contract size adjustment. (Guidance Notes - Section 6) | - | - | 1 | TRUE
5695 | 215C30 | 7644 | 215C30 | Tanks | Pressure vessels - horizontal | Medium Pressure (15 bar) carbon steel | Saddle mounted | Length 1.00m x diam 0.60m | Tanks Pressure The high-pressure tanks situated within Refineries and large Chemical Works are sometimes called BULLETS and are shaped like a cigar. They hold many substances including unstable crude oil, helium, oxygen and LPG in general. In general Industrial hereditaments smaller pressure tanks are common. Those holding compressed air in conjunction with air compressors are more specifically costed under Air: Receivers. The shape of these tanks is cigar tube shape having rounded ends. They are made from mild steel but can be stainless and some are lined depending upon the type of material held. Main application is for smaller quantities of a product; bulk quantities would be kept in a Horton Sphere. Tubes can be made from other smaller tubes welded together on site and tested for faults in weld. Pressures may be just above Atmosphere or up to 200 psig. The thickness of steel will generally be in excess of 25mm and consequently the tank is very heavy (even small ones) the supports and foundations will be large to hold this weight. The thickness of steel and the pressure testing increases the cost as does the on site time for installation. Propane and Butane stored in smaller tanks is often used for power or heat purposes and thus may be rateable under Class 1 or Class 2 | Considered Not Applicable at time of Publication | (BEAMS Note 1) The ERC for this item should be added to the total of the ERC of the other P&M items on the site and the Buildings ERC (where applicable) to enable the correct contract size adjustment to be made. ERC of P&M Items + ERC of Building Component’s = Total ERC (net figure rateable items only) to which contract size adjustment should be applied The 2023 Generic Contractors Test Spreadsheet has this facility built into the programme - it is recommended you undertake all contractors test valuations using this spreadsheet. (Details on the application of contract size adjustments can be found in the RCG 2023 Guidance notes). Where RV is calculated using the comparative method (rental method) the contract size adjustment should be made as follows: Select - SCAT code box ""P and M as an addition” within the 2023 Generic Contractors Test Spreadsheet facility. Or Where the spreadsheet is not used take the: Reciprocal of statutory de-capitalisation rate (i.e. 5% reciprocal = 20) multiply by rateable value of the buildings (before any overall end allowances are made and after making a notional deduction for the land value) and add to the ERC of P&M. Use resultant figure to calculate contract size adjustment. (Guidance Notes - Section 6) | - | Overall length and diameter. | Tanks - Class 4, Table 4 Class 1 List of Accessories (1) - storing of fuel for generation of power. Tanks Class 2(b) Heating list of access | Whole if under Class 4 the Class 4(d) limitation applies i.e. does not exceed 400m3 and readily capable of being moved without substantial demolition of any surrounding structure Whole under Class 2 "other than¬85" | Stairways, fire protection, staging, foundations. | Where it would be normal to find more than one item in such a hereditament the ERC stated has been adjusted to reflect any number / quantity, discount. These figures are NOT one off figures. | - | Photo 1 - Propane tanks used in many cases for power purposes as they feed gas engines. Rateable under Class 1 or Class 2: List of Accessories | - | 20148 |  | Each | one | NA | NA | NA | 4030.2045 | Option 3 | 4378.6785 | 8.647% | 4973.6102 | 4984.726 | 23.68% | 13.84% | 4984.726 | 23.68% | Indexed | NA | VOA_GPN_GOV_UK\7246041 | 2019-08-30 | Low | - | High | Risk taken from previous CG | - | - | NA | Steel | NA | (BEAMS Note 1) The ERC for this item should be added to the total of the ERC of the other P&M items on the site and the Buildings ERC (where applicable) to enable the correct contract size adjustment to be made. ERC of P&M Items + ERC of Building Component’s = Total ERC (net figure rateable items only) to which contract size adjustment should be applied The 2021 Generic Contractors Test Spreadsheet has this facility built into the programme - it is recommended you undertake all contractors test valuations using this spreadsheet. (Details on the application of contract size adjustments can be found in the RCG 2021 Guidance notes). Where RV is calculated using the comparative method (rental method) the contract size adjustment should be made as follows: Select - SCAT code box "P and M as an addition” within the 2021 Generic Contractors Test Spreadsheet facility. Or Where the spreadsheet is not used take the: Reciprocal of statutory de-capitalisation rate (i.e. 5% reciprocal = 20) multiply by rateable value of the buildings (before any overall end allowances are made and after making a notional deduction for the land value) and add to the ERC of P&M. Use resultant figure to calculate contract size adjustment. (Guidance Notes - Section 6) | Photo 1 - Propane tanks used in many cases for power purposes as they feed gas engines. Rateable under Class 1 or Class 2: List of Accessories | - | 1 | TRUE
5696 | 215C31 | 7645 | 215C31 | Tanks | Pressure vessels - horizontal | Medium Pressure (15 bar) carbon steel | Saddle mounted | Length 1.50m x diam 1.00m | Tanks Pressure The high-pressure tanks situated within Refineries and large Chemical Works are sometimes called BULLETS and are shaped like a cigar. They hold many substances including unstable crude oil, helium, oxygen and LPG in general. In general Industrial hereditaments smaller pressure tanks are common. Those holding compressed air in conjunction with air compressors are more specifically costed under Air: Receivers. The shape of these tanks is cigar tube shape having rounded ends. They are made from mild steel but can be stainless and some are lined depending upon the type of material held. Main application is for smaller quantities of a product; bulk quantities would be kept in a Horton Sphere. Tubes can be made from other smaller tubes welded together on site and tested for faults in weld. Pressures may be just above Atmosphere or up to 200 psig. The thickness of steel will generally be in excess of 25mm and consequently the tank is very heavy (even small ones) the supports and foundations will be large to hold this weight. The thickness of steel and the pressure testing increases the cost as does the on site time for installation. Propane and Butane stored in smaller tanks is often used for power or heat purposes and thus may be rateable under Class 1 or Class 2 | Considered Not Applicable at time of Publication | (BEAMS Note 1) The ERC for this item should be added to the total of the ERC of the other P&M items on the site and the Buildings ERC (where applicable) to enable the correct contract size adjustment to be made. ERC of P&M Items + ERC of Building Component’s = Total ERC (net figure rateable items only) to which contract size adjustment should be applied The 2023 Generic Contractors Test Spreadsheet has this facility built into the programme - it is recommended you undertake all contractors test valuations using this spreadsheet. (Details on the application of contract size adjustments can be found in the RCG 2023 Guidance notes). Where RV is calculated using the comparative method (rental method) the contract size adjustment should be made as follows: Select - SCAT code box ""P and M as an addition” within the 2023 Generic Contractors Test Spreadsheet facility. Or Where the spreadsheet is not used take the: Reciprocal of statutory de-capitalisation rate (i.e. 5% reciprocal = 20) multiply by rateable value of the buildings (before any overall end allowances are made and after making a notional deduction for the land value) and add to the ERC of P&M. Use resultant figure to calculate contract size adjustment. (Guidance Notes - Section 6) | - | Overall length and diameter. | Tanks - Class 4, Table 4 Class 1 List of Accessories (1) - storing of fuel for generation of power. Tanks Class 2(b) Heating list of access | Whole if under Class 4 the Class 4(d) limitation applies i.e. does not exceed 400m3 and readily capable of being moved without substantial demolition of any surrounding structure Whole under Class 2 "other than¬85" | Stairways, fire protection, staging, foundations. | Where it would be normal to find more than one item in such a hereditament the ERC stated has been adjusted to reflect any number / quantity, discount. These figures are NOT one off figures. | - | Photo 1 - Propane tanks used in many cases for power purposes as they feed gas engines. Rateable under Class 1 or Class 2: List of Accessories | - | 20148 |  | Each | one | NA | NA | NA | 8635.2788 | Option 3 | 9381.9332 | 8.647% | 10656.6579 | 10680.475 | 23.68% | 13.84% | 10680.475 | 23.68% | Indexed | NA | VOA_GPN_GOV_UK\7246041 | 2019-08-30 | Low | - | High | Risk taken from previous CG | - | - | NA | Steel | NA | (BEAMS Note 1) The ERC for this item should be added to the total of the ERC of the other P&M items on the site and the Buildings ERC (where applicable) to enable the correct contract size adjustment to be made. ERC of P&M Items + ERC of Building Component’s = Total ERC (net figure rateable items only) to which contract size adjustment should be applied The 2021 Generic Contractors Test Spreadsheet has this facility built into the programme - it is recommended you undertake all contractors test valuations using this spreadsheet. (Details on the application of contract size adjustments can be found in the RCG 2021 Guidance notes). Where RV is calculated using the comparative method (rental method) the contract size adjustment should be made as follows: Select - SCAT code box "P and M as an addition” within the 2021 Generic Contractors Test Spreadsheet facility. Or Where the spreadsheet is not used take the: Reciprocal of statutory de-capitalisation rate (i.e. 5% reciprocal = 20) multiply by rateable value of the buildings (before any overall end allowances are made and after making a notional deduction for the land value) and add to the ERC of P&M. Use resultant figure to calculate contract size adjustment. (Guidance Notes - Section 6) | Photo 1 - Propane tanks used in many cases for power purposes as they feed gas engines. Rateable under Class 1 or Class 2: List of Accessories | - | 1 | TRUE
5697 | 215C32 | 7646 | 215C32 | Tanks | Pressure vessels - horizontal | Medium Pressure (15 bar) carbon steel | Saddle mounted | Length 2.00m x diam 2.00m | Tanks Pressure The high-pressure tanks situated within Refineries and large Chemical Works are sometimes called BULLETS and are shaped like a cigar. They hold many substances including unstable crude oil, helium, oxygen and LPG in general. In general Industrial hereditaments smaller pressure tanks are common. Those holding compressed air in conjunction with air compressors are more specifically costed under Air: Receivers. The shape of these tanks is cigar tube shape having rounded ends. They are made from mild steel but can be stainless and some are lined depending upon the type of material held. Main application is for smaller quantities of a product; bulk quantities would be kept in a Horton Sphere. Tubes can be made from other smaller tubes welded together on site and tested for faults in weld. Pressures may be just above Atmosphere or up to 200 psig. The thickness of steel will generally be in excess of 25mm and consequently the tank is very heavy (even small ones) the supports and foundations will be large to hold this weight. The thickness of steel and the pressure testing increases the cost as does the on site time for installation. Propane and Butane stored in smaller tanks is often used for power or heat purposes and thus may be rateable under Class 1 or Class 2 | Considered Not Applicable at time of Publication | (BEAMS Note 1) The ERC for this item should be added to the total of the ERC of the other P&M items on the site and the Buildings ERC (where applicable) to enable the correct contract size adjustment to be made. ERC of P&M Items + ERC of Building Component’s = Total ERC (net figure rateable items only) to which contract size adjustment should be applied The 2023 Generic Contractors Test Spreadsheet has this facility built into the programme - it is recommended you undertake all contractors test valuations using this spreadsheet. (Details on the application of contract size adjustments can be found in the RCG 2023 Guidance notes). Where RV is calculated using the comparative method (rental method) the contract size adjustment should be made as follows: Select - SCAT code box ""P and M as an addition” within the 2023 Generic Contractors Test Spreadsheet facility. Or Where the spreadsheet is not used take the: Reciprocal of statutory de-capitalisation rate (i.e. 5% reciprocal = 20) multiply by rateable value of the buildings (before any overall end allowances are made and after making a notional deduction for the land value) and add to the ERC of P&M. Use resultant figure to calculate contract size adjustment. (Guidance Notes - Section 6) | - | Overall length and diameter. | Tanks - Class 4, Table 4 Class 1 List of Accessories (1) - storing of fuel for generation of power. Tanks Class 2(b) Heating list of access | Whole if under Class 4 the Class 4(d) limitation applies i.e. does not exceed 400m3 and readily capable of being moved without substantial demolition of any surrounding structure Whole under Class 2 "other than¬85" | Stairways, fire protection, staging, foundations. | Where it would be normal to find more than one item in such a hereditament the ERC stated has been adjusted to reflect any number / quantity, discount. These figures are NOT one off figures. | - | Photo 1 - Propane tanks used in many cases for power purposes as they feed gas engines. Rateable under Class 1 or Class 2: List of Accessories | - | 20148 |  | Each | one | NA | NA | NA | 25930.2989 | Option 3 | 28172.3774 | 8.647% | 32000.1624 | 32071.6815 | 23.68% | 13.84% | 32071.6815 | 23.68% | Indexed | NA | VOA_GPN_GOV_UK\7246041 | 2019-08-30 | Low | - | High | Risk taken from previous CG | - | - | NA | Steel | NA | (BEAMS Note 1) The ERC for this item should be added to the total of the ERC of the other P&M items on the site and the Buildings ERC (where applicable) to enable the correct contract size adjustment to be made. ERC of P&M Items + ERC of Building Component’s = Total ERC (net figure rateable items only) to which contract size adjustment should be applied The 2021 Generic Contractors Test Spreadsheet has this facility built into the programme - it is recommended you undertake all contractors test valuations using this spreadsheet. (Details on the application of contract size adjustments can be found in the RCG 2021 Guidance notes). Where RV is calculated using the comparative method (rental method) the contract size adjustment should be made as follows: Select - SCAT code box "P and M as an addition” within the 2021 Generic Contractors Test Spreadsheet facility. Or Where the spreadsheet is not used take the: Reciprocal of statutory de-capitalisation rate (i.e. 5% reciprocal = 20) multiply by rateable value of the buildings (before any overall end allowances are made and after making a notional deduction for the land value) and add to the ERC of P&M. Use resultant figure to calculate contract size adjustment. (Guidance Notes - Section 6) | Photo 1 - Propane tanks used in many cases for power purposes as they feed gas engines. Rateable under Class 1 or Class 2: List of Accessories | - | 1 | TRUE
5698 | 215C33 | 7647 | 215C33 | Tanks | Pressure vessels - horizontal | Medium Pressure (15 bar) carbon steel | Saddle mounted | Length 3.00m x diam 2.00m | Tanks Pressure The high-pressure tanks situated within Refineries and large Chemical Works are sometimes called BULLETS and are shaped like a cigar. They hold many substances including unstable crude oil, helium, oxygen and LPG in general. In general Industrial hereditaments smaller pressure tanks are common. Those holding compressed air in conjunction with air compressors are more specifically costed under Air: Receivers. The shape of these tanks is cigar tube shape having rounded ends. They are made from mild steel but can be stainless and some are lined depending upon the type of material held. Main application is for smaller quantities of a product; bulk quantities would be kept in a Horton Sphere. Tubes can be made from other smaller tubes welded together on site and tested for faults in weld. Pressures may be just above Atmosphere or up to 200 psig. The thickness of steel will generally be in excess of 25mm and consequently the tank is very heavy (even small ones) the supports and foundations will be large to hold this weight. The thickness of steel and the pressure testing increases the cost as does the on site time for installation. Propane and Butane stored in smaller tanks is often used for power or heat purposes and thus may be rateable under Class 1 or Class 2 | Considered Not Applicable at time of Publication | (BEAMS Note 1) The ERC for this item should be added to the total of the ERC of the other P&M items on the site and the Buildings ERC (where applicable) to enable the correct contract size adjustment to be made. ERC of P&M Items + ERC of Building Component’s = Total ERC (net figure rateable items only) to which contract size adjustment should be applied The 2023 Generic Contractors Test Spreadsheet has this facility built into the programme - it is recommended you undertake all contractors test valuations using this spreadsheet. (Details on the application of contract size adjustments can be found in the RCG 2023 Guidance notes). Where RV is calculated using the comparative method (rental method) the contract size adjustment should be made as follows: Select - SCAT code box ""P and M as an addition” within the 2023 Generic Contractors Test Spreadsheet facility. Or Where the spreadsheet is not used take the: Reciprocal of statutory de-capitalisation rate (i.e. 5% reciprocal = 20) multiply by rateable value of the buildings (before any overall end allowances are made and after making a notional deduction for the land value) and add to the ERC of P&M. Use resultant figure to calculate contract size adjustment. (Guidance Notes - Section 6) | - | Overall length and diameter. | Tanks - Class 4, Table 4 Class 1 List of Accessories (1) - storing of fuel for generation of power. Tanks Class 2(b) Heating list of access | Whole if under Class 4 the Class 4(d) limitation applies i.e. does not exceed 400m3 and readily capable of being moved without substantial demolition of any surrounding structure Whole under Class 2 "other than¬85" | Stairways, fire protection, staging, foundations. | Where it would be normal to find more than one item in such a hereditament the ERC stated has been adjusted to reflect any number / quantity, discount. These figures are NOT one off figures. | - | Photo 1 - Propane tanks used in many cases for power purposes as they feed gas engines. Rateable under Class 1 or Class 2: List of Accessories | - | 20148 |  | Each | one | NA | NA | NA | 33275.1784 | Option 3 | 36152.3362 | 8.647% | 41064.3594 | 41156.1365 | 23.68% | 13.84% | 41156.1365 | 23.68% | Indexed | NA | VOA_GPN_GOV_UK\7246041 | 2019-08-30 | Low | - | High | Risk taken from previous CG | - | - | NA | Steel | NA | (BEAMS Note 1) The ERC for this item should be added to the total of the ERC of the other P&M items on the site and the Buildings ERC (where applicable) to enable the correct contract size adjustment to be made. ERC of P&M Items + ERC of Building Component’s = Total ERC (net figure rateable items only) to which contract size adjustment should be applied The 2021 Generic Contractors Test Spreadsheet has this facility built into the programme - it is recommended you undertake all contractors test valuations using this spreadsheet. (Details on the application of contract size adjustments can be found in the RCG 2021 Guidance notes). Where RV is calculated using the comparative method (rental method) the contract size adjustment should be made as follows: Select - SCAT code box "P and M as an addition” within the 2021 Generic Contractors Test Spreadsheet facility. Or Where the spreadsheet is not used take the: Reciprocal of statutory de-capitalisation rate (i.e. 5% reciprocal = 20) multiply by rateable value of the buildings (before any overall end allowances are made and after making a notional deduction for the land value) and add to the ERC of P&M. Use resultant figure to calculate contract size adjustment. (Guidance Notes - Section 6) | Photo 1 - Propane tanks used in many cases for power purposes as they feed gas engines. Rateable under Class 1 or Class 2: List of Accessories | - | 1 | TRUE
5699 | 215C34 | 7648 | 215C34 | Tanks | Pressure vessels - horizontal | Medium Pressure (15 bar) carbon steel | Saddle mounted | Length 4.00m x diam 2.50m | Tanks Pressure The high-pressure tanks situated within Refineries and large Chemical Works are sometimes called BULLETS and are shaped like a cigar. They hold many substances including unstable crude oil, helium, oxygen and LPG in general. In general Industrial hereditaments smaller pressure tanks are common. Those holding compressed air in conjunction with air compressors are more specifically costed under Air: Receivers. The shape of these tanks is cigar tube shape having rounded ends. They are made from mild steel but can be stainless and some are lined depending upon the type of material held. Main application is for smaller quantities of a product; bulk quantities would be kept in a Horton Sphere. Tubes can be made from other smaller tubes welded together on site and tested for faults in weld. Pressures may be just above Atmosphere or up to 200 psig. The thickness of steel will generally be in excess of 25mm and consequently the tank is very heavy (even small ones) the supports and foundations will be large to hold this weight. The thickness of steel and the pressure testing increases the cost as does the on site time for installation. Propane and Butane stored in smaller tanks is often used for power or heat purposes and thus may be rateable under Class 1 or Class 2 | Considered Not Applicable at time of Publication | (BEAMS Note 1) The ERC for this item should be added to the total of the ERC of the other P&M items on the site and the Buildings ERC (where applicable) to enable the correct contract size adjustment to be made. ERC of P&M Items + ERC of Building Component’s = Total ERC (net figure rateable items only) to which contract size adjustment should be applied The 2023 Generic Contractors Test Spreadsheet has this facility built into the programme - it is recommended you undertake all contractors test valuations using this spreadsheet. (Details on the application of contract size adjustments can be found in the RCG 2023 Guidance notes). Where RV is calculated using the comparative method (rental method) the contract size adjustment should be made as follows: Select - SCAT code box ""P and M as an addition” within the 2023 Generic Contractors Test Spreadsheet facility. Or Where the spreadsheet is not used take the: Reciprocal of statutory de-capitalisation rate (i.e. 5% reciprocal = 20) multiply by rateable value of the buildings (before any overall end allowances are made and after making a notional deduction for the land value) and add to the ERC of P&M. Use resultant figure to calculate contract size adjustment. (Guidance Notes - Section 6) | - | Overall length and diameter. | Tanks - Class 4, Table 4 Class 1 List of Accessories (1) - storing of fuel for generation of power. Tanks Class 2(b) Heating list of access | Whole if under Class 4 the Class 4(d) limitation applies i.e. does not exceed 400m3 and readily capable of being moved without substantial demolition of any surrounding structure Whole under Class 2 "other than¬85" | Stairways, fire protection, staging, foundations. | Where it would be normal to find more than one item in such a hereditament the ERC stated has been adjusted to reflect any number / quantity, discount. These figures are NOT one off figures. | - | Photo 1 - Propane tanks used in many cases for power purposes as they feed gas engines. Rateable under Class 1 or Class 2: List of Accessories | - | 20148 |  | Each | one | NA | NA | NA | 56857.0728 | Option 3 | 61773.253 | 8.647% | 70166.3939 | 70323.2128 | 23.68% | 13.84% | 70323.2128 | 23.68% | Indexed | NA | VOA_GPN_GOV_UK\7246041 | 2019-08-30 | Low | - | High | Risk taken from previous CG | - | - | NA | Steel | NA | (BEAMS Note 1) The ERC for this item should be added to the total of the ERC of the other P&M items on the site and the Buildings ERC (where applicable) to enable the correct contract size adjustment to be made. ERC of P&M Items + ERC of Building Component’s = Total ERC (net figure rateable items only) to which contract size adjustment should be applied The 2021 Generic Contractors Test Spreadsheet has this facility built into the programme - it is recommended you undertake all contractors test valuations using this spreadsheet. (Details on the application of contract size adjustments can be found in the RCG 2021 Guidance notes). Where RV is calculated using the comparative method (rental method) the contract size adjustment should be made as follows: Select - SCAT code box "P and M as an addition” within the 2021 Generic Contractors Test Spreadsheet facility. Or Where the spreadsheet is not used take the: Reciprocal of statutory de-capitalisation rate (i.e. 5% reciprocal = 20) multiply by rateable value of the buildings (before any overall end allowances are made and after making a notional deduction for the land value) and add to the ERC of P&M. Use resultant figure to calculate contract size adjustment. (Guidance Notes - Section 6) | Photo 1 - Propane tanks used in many cases for power purposes as they feed gas engines. Rateable under Class 1 or Class 2: List of Accessories | - | 1 | TRUE
5700 | 215C35 | 7649 | 215C35 | Tanks | Pressure vessels - horizontal | Medium Pressure (15 bar) carbon steel | Saddle mounted | Length 5.00m x diam 3.00m | Tanks Pressure The high-pressure tanks situated within Refineries and large Chemical Works are sometimes called BULLETS and are shaped like a cigar. They hold many substances including unstable crude oil, helium, oxygen and LPG in general. In general Industrial hereditaments smaller pressure tanks are common. Those holding compressed air in conjunction with air compressors are more specifically costed under Air: Receivers. The shape of these tanks is cigar tube shape having rounded ends. They are made from mild steel but can be stainless and some are lined depending upon the type of material held. Main application is for smaller quantities of a product; bulk quantities would be kept in a Horton Sphere. Tubes can be made from other smaller tubes welded together on site and tested for faults in weld. Pressures may be just above Atmosphere or up to 200 psig. The thickness of steel will generally be in excess of 25mm and consequently the tank is very heavy (even small ones) the supports and foundations will be large to hold this weight. The thickness of steel and the pressure testing increases the cost as does the on site time for installation. Propane and Butane stored in smaller tanks is often used for power or heat purposes and thus may be rateable under Class 1 or Class 2 | Considered Not Applicable at time of Publication | (BEAMS Note 1) The ERC for this item should be added to the total of the ERC of the other P&M items on the site and the Buildings ERC (where applicable) to enable the correct contract size adjustment to be made. ERC of P&M Items + ERC of Building Component’s = Total ERC (net figure rateable items only) to which contract size adjustment should be applied The 2023 Generic Contractors Test Spreadsheet has this facility built into the programme - it is recommended you undertake all contractors test valuations using this spreadsheet. (Details on the application of contract size adjustments can be found in the RCG 2023 Guidance notes). Where RV is calculated using the comparative method (rental method) the contract size adjustment should be made as follows: Select - SCAT code box ""P and M as an addition” within the 2023 Generic Contractors Test Spreadsheet facility. Or Where the spreadsheet is not used take the: Reciprocal of statutory de-capitalisation rate (i.e. 5% reciprocal = 20) multiply by rateable value of the buildings (before any overall end allowances are made and after making a notional deduction for the land value) and add to the ERC of P&M. Use resultant figure to calculate contract size adjustment. (Guidance Notes - Section 6) | - | Overall length and diameter. | Tanks - Class 4, Table 4 Class 1 List of Accessories (1) - storing of fuel for generation of power. Tanks Class 2(b) Heating list of access | Whole if under Class 4 the Class 4(d) limitation applies i.e. does not exceed 400m3 and readily capable of being moved without substantial demolition of any surrounding structure Whole under Class 2 "other than¬85" | Stairways, fire protection, staging, foundations. | Where it would be normal to find more than one item in such a hereditament the ERC stated has been adjusted to reflect any number / quantity, discount. These figures are NOT one off figures. | - | Photo 1 - Propane tanks used in many cases for power purposes as they feed gas engines. Rateable under Class 1 or Class 2: List of Accessories | - | 20148 |  | Each | one | NA | NA | NA | 93422.4637 | Option 3 | 101500.2918 | 8.647% | 116549.0193 | 116809.5014 | 25.03% | 15.08% | 116809.5014 | 25.03% | Indexed | NA | VOA_GPN_GOV_UK\7246041 | 2019-08-30 | Low | - | High | Risk taken from previous CG | - | - | NA | Steel | NA | (BEAMS Note 1) The ERC for this item should be added to the total of the ERC of the other P&M items on the site and the Buildings ERC (where applicable) to enable the correct contract size adjustment to be made. ERC of P&M Items + ERC of Building Component’s = Total ERC (net figure rateable items only) to which contract size adjustment should be applied The 2021 Generic Contractors Test Spreadsheet has this facility built into the programme - it is recommended you undertake all contractors test valuations using this spreadsheet. (Details on the application of contract size adjustments can be found in the RCG 2021 Guidance notes). Where RV is calculated using the comparative method (rental method) the contract size adjustment should be made as follows: Select - SCAT code box "P and M as an addition” within the 2021 Generic Contractors Test Spreadsheet facility. Or Where the spreadsheet is not used take the: Reciprocal of statutory de-capitalisation rate (i.e. 5% reciprocal = 20) multiply by rateable value of the buildings (before any overall end allowances are made and after making a notional deduction for the land value) and add to the ERC of P&M. Use resultant figure to calculate contract size adjustment. (Guidance Notes - Section 6) | Photo 1 - Propane tanks used in many cases for power purposes as they feed gas engines. Rateable under Class 1 or Class 2: List of Accessories | - | 1 | TRUE
5701 | 215C36 | 7650 | 215C36 | Tanks | Pressure vessels - horizontal | Medium Pressure (15 bar) carbon steel | Saddle mounted | Length 6.00m x diam 4.00m | Tanks Pressure The high-pressure tanks situated within Refineries and large Chemical Works are sometimes called BULLETS and are shaped like a cigar. They hold many substances including unstable crude oil, helium, oxygen and LPG in general. In general Industrial hereditaments smaller pressure tanks are common. Those holding compressed air in conjunction with air compressors are more specifically costed under Air: Receivers. The shape of these tanks is cigar tube shape having rounded ends. They are made from mild steel but can be stainless and some are lined depending upon the type of material held. Main application is for smaller quantities of a product; bulk quantities would be kept in a Horton Sphere. Tubes can be made from other smaller tubes welded together on site and tested for faults in weld. Pressures may be just above Atmosphere or up to 200 psig. The thickness of steel will generally be in excess of 25mm and consequently the tank is very heavy (even small ones) the supports and foundations will be large to hold this weight. The thickness of steel and the pressure testing increases the cost as does the on site time for installation. Propane and Butane stored in smaller tanks is often used for power or heat purposes and thus may be rateable under Class 1 or Class 2 | Considered Not Applicable at time of Publication | (BEAMS Note 1) The ERC for this item should be added to the total of the ERC of the other P&M items on the site and the Buildings ERC (where applicable) to enable the correct contract size adjustment to be made. ERC of P&M Items + ERC of Building Component’s = Total ERC (net figure rateable items only) to which contract size adjustment should be applied The 2023 Generic Contractors Test Spreadsheet has this facility built into the programme - it is recommended you undertake all contractors test valuations using this spreadsheet. (Details on the application of contract size adjustments can be found in the RCG 2023 Guidance notes). Where RV is calculated using the comparative method (rental method) the contract size adjustment should be made as follows: Select - SCAT code box ""P and M as an addition” within the 2023 Generic Contractors Test Spreadsheet facility. Or Where the spreadsheet is not used take the: Reciprocal of statutory de-capitalisation rate (i.e. 5% reciprocal = 20) multiply by rateable value of the buildings (before any overall end allowances are made and after making a notional deduction for the land value) and add to the ERC of P&M. Use resultant figure to calculate contract size adjustment. (Guidance Notes - Section 6) | - | Overall length and diameter. | Tanks - Class 4, Table 4 Class 1 List of Accessories (1) - storing of fuel for generation of power. Tanks Class 2(b) Heating list of access | Whole if under Class 4 the Class 4(d) limitation applies i.e. does not exceed 400m3 and readily capable of being moved without substantial demolition of any surrounding structure Whole under Class 2 "other than¬85" | Stairways, fire protection, staging, foundations. | Where it would be normal to find more than one item in such a hereditament the ERC stated has been adjusted to reflect any number / quantity, discount. These figures are NOT one off figures. | - | Photo 1 - Propane tanks used in many cases for power purposes as they feed gas engines. Rateable under Class 1 or Class 2: List of Accessories | - | 20148 |  | Each | one | NA | NA | NA | 155086.4268 | Option 3 | 168496.0657 | 8.647% | 191389.6508 | 191817.3986 | 23.68% | 13.84% | 191817.3986 | 23.68% | Indexed | NA | VOA_GPN_GOV_UK\7246041 | 2019-08-30 | Low | - | High | Risk taken from previous CG | - | - | NA | Steel | NA | (BEAMS Note 1) The ERC for this item should be added to the total of the ERC of the other P&M items on the site and the Buildings ERC (where applicable) to enable the correct contract size adjustment to be made. ERC of P&M Items + ERC of Building Component’s = Total ERC (net figure rateable items only) to which contract size adjustment should be applied The 2021 Generic Contractors Test Spreadsheet has this facility built into the programme - it is recommended you undertake all contractors test valuations using this spreadsheet. (Details on the application of contract size adjustments can be found in the RCG 2021 Guidance notes). Where RV is calculated using the comparative method (rental method) the contract size adjustment should be made as follows: Select - SCAT code box "P and M as an addition” within the 2021 Generic Contractors Test Spreadsheet facility. Or Where the spreadsheet is not used take the: Reciprocal of statutory de-capitalisation rate (i.e. 5% reciprocal = 20) multiply by rateable value of the buildings (before any overall end allowances are made and after making a notional deduction for the land value) and add to the ERC of P&M. Use resultant figure to calculate contract size adjustment. (Guidance Notes - Section 6) | Photo 1 - Propane tanks used in many cases for power purposes as they feed gas engines. Rateable under Class 1 or Class 2: List of Accessories | - | 1 | TRUE
5702 | 215C37 | 7651 | 215C37 | Tanks | Pressure vessels - horizontal | Medium Pressure (15 bar) carbon steel | Saddle mounted | Length 8.00m x diam 4.00m | Tanks Pressure The high-pressure tanks situated within Refineries and large Chemical Works are sometimes called BULLETS and are shaped like a cigar. They hold many substances including unstable crude oil, helium, oxygen and LPG in general. In general Industrial hereditaments smaller pressure tanks are common. Those holding compressed air in conjunction with air compressors are more specifically costed under Air: Receivers. The shape of these tanks is cigar tube shape having rounded ends. They are made from mild steel but can be stainless and some are lined depending upon the type of material held. Main application is for smaller quantities of a product; bulk quantities would be kept in a Horton Sphere. Tubes can be made from other smaller tubes welded together on site and tested for faults in weld. Pressures may be just above Atmosphere or up to 200 psig. The thickness of steel will generally be in excess of 25mm and consequently the tank is very heavy (even small ones) the supports and foundations will be large to hold this weight. The thickness of steel and the pressure testing increases the cost as does the on site time for installation. Propane and Butane stored in smaller tanks is often used for power or heat purposes and thus may be rateable under Class 1 or Class 2 | Considered Not Applicable at time of Publication | (BEAMS Note 1) The ERC for this item should be added to the total of the ERC of the other P&M items on the site and the Buildings ERC (where applicable) to enable the correct contract size adjustment to be made. ERC of P&M Items + ERC of Building Component’s = Total ERC (net figure rateable items only) to which contract size adjustment should be applied The 2023 Generic Contractors Test Spreadsheet has this facility built into the programme - it is recommended you undertake all contractors test valuations using this spreadsheet. (Details on the application of contract size adjustments can be found in the RCG 2023 Guidance notes). Where RV is calculated using the comparative method (rental method) the contract size adjustment should be made as follows: Select - SCAT code box ""P and M as an addition” within the 2023 Generic Contractors Test Spreadsheet facility. Or Where the spreadsheet is not used take the: Reciprocal of statutory de-capitalisation rate (i.e. 5% reciprocal = 20) multiply by rateable value of the buildings (before any overall end allowances are made and after making a notional deduction for the land value) and add to the ERC of P&M. Use resultant figure to calculate contract size adjustment. (Guidance Notes - Section 6) | - | Overall length and diameter. | Tanks - Class 4, Table 4 Class 1 List of Accessories (1) - storing of fuel for generation of power. Tanks Class 2(b) Heating list of access | Whole if under Class 4 the Class 4(d) limitation applies i.e. does not exceed 400m3 and readily capable of being moved without substantial demolition of any surrounding structure Whole under Class 2 "other than¬85" | Stairways, fire protection, staging, foundations. | Where it would be normal to find more than one item in such a hereditament the ERC stated has been adjusted to reflect any number / quantity, discount. These figures are NOT one off figures. | - | Photo 1 - Propane tanks used in many cases for power purposes as they feed gas engines. Rateable under Class 1 or Class 2: List of Accessories | - | 20148 |  | Each | one | NA | NA | NA | 184398.6727 | Option 3 | 200342.8122 | 8.647% | 227563.4193 | 228072.014 | 23.68% | 13.84% | 228072.014 | 23.68% | Indexed | NA | VOA_GPN_GOV_UK\7246041 | 2019-08-30 | Low | - | High | Risk taken from previous CG | - | - | NA | Steel | NA | (BEAMS Note 1) The ERC for this item should be added to the total of the ERC of the other P&M items on the site and the Buildings ERC (where applicable) to enable the correct contract size adjustment to be made. ERC of P&M Items + ERC of Building Component’s = Total ERC (net figure rateable items only) to which contract size adjustment should be applied The 2021 Generic Contractors Test Spreadsheet has this facility built into the programme - it is recommended you undertake all contractors test valuations using this spreadsheet. (Details on the application of contract size adjustments can be found in the RCG 2021 Guidance notes). Where RV is calculated using the comparative method (rental method) the contract size adjustment should be made as follows: Select - SCAT code box "P and M as an addition” within the 2021 Generic Contractors Test Spreadsheet facility. Or Where the spreadsheet is not used take the: Reciprocal of statutory de-capitalisation rate (i.e. 5% reciprocal = 20) multiply by rateable value of the buildings (before any overall end allowances are made and after making a notional deduction for the land value) and add to the ERC of P&M. Use resultant figure to calculate contract size adjustment. (Guidance Notes - Section 6) | Photo 1 - Propane tanks used in many cases for power purposes as they feed gas engines. Rateable under Class 1 or Class 2: List of Accessories | - | 1 | TRUE
5703 | 215C03 | 7626 | 215C03 | Tanks | Pressure vessels - horizontal | Medium Pressure (16 bar) carbon steel | Saddle mounted | Length 5.40m x diam 1.50m | The high-pressure tanks situated within Refineries and large Chemical Works are sometimes called BULLETS and are shaped like a cigar. They hold many substances including unstable crude oil, helium, oxygen and LPG in general. In general Industrial hereditaments smaller pressure tanks are common. Those holding compressed air in conjunction with air compressors are more specifically costed under Air: Receivers. The shape of these tanks is cigar tube shape having rounded ends. They are made from mild steel but can be stainless and some are lined depending upon the type of material held. Main application is for smaller quantities of a product; bulk quantities would be kept in a Horton Sphere. Tubes can be made from other smaller tubes welded together on site and tested for faults in weld. Pressures may be just above Atmosphere or up to 200 psig. The thickness of steel will generally be in excess of 25mm and consequently the tank is very heavy (even small ones) the supports and foundations will be large to hold this weight. The thickness of steel and the pressure testing increases the cost as does the on site time for installation. Propane and Butane stored in smaller tanks is often used for power or heat purposes and thus may be rateable under Class 1 or Class 2. | Considered Not Applicable at time of Publication | (BEAMS Note 1) The ERC for this item should be added to the total of the ERC of the other P&M items on the site and the Buildings ERC (where applicable) to enable the correct contract size adjustment to be made. ERC of P&M Items + ERC of Building Component’s = Total ERC (net figure rateable items only) to which contract size adjustment should be applied The 2023 Generic Contractors Test Spreadsheet has this facility built into the programme - it is recommended you undertake all contractors test valuations using this spreadsheet. (Details on the application of contract size adjustments can be found in the RCG 2023 Guidance notes). Where RV is calculated using the comparative method (rental method) the contract size adjustment should be made as follows: Select - SCAT code box ""P and M as an addition” within the 2023 Generic Contractors Test Spreadsheet facility. Or Where the spreadsheet is not used take the: Reciprocal of statutory de-capitalisation rate (i.e. 5% reciprocal = 20) multiply by rateable value of the buildings (before any overall end allowances are made and after making a notional deduction for the land value) and add to the ERC of P&M. Use resultant figure to calculate contract size adjustment. (Guidance Notes - Section 6) | - | Industrial Usage Medium Pressure Horizontal cylindrical - saddle mounted 16 Bar Temp Range - 10C to + 50C | Tanks - Class 4, Table 4 Class 1 List of Accessories (1) - storing of fuel for generation of power. Tanks Class 2(b) Heating list of accessories Tanks | Whole if under Class 4 the Class 4(d) limitation applies i.e. does not exceed 400m3 and readily capable of being moved without substantial demolition of any surrounding structure Whole under Class 2 "other than¬85" | Stairways, fire protection, staging, foundations. | Where it would be normal to find more than one item in such a hereditament the ERC stated has been adjusted to reflect any number / quantity, discount. These figures are NOT one off figures. | - | Photo 1 - Gas Pressure Vessel Photo 2 - Used as a storage tank for compressor air and gas products | - | 20147 |  | Each | one | NA | NA | NA | 48331.8755 | Option 3 | 52510.9195 | 8.647% | 59645.5858 | 59778.8912 | 23.68% | 13.84% | 59778.8912 | 23.68% | Indexed | NA | VOA_GPN_GOV_UK\7246041 | 2019-08-30 | Low | - | High | Risk taken from previous CG | - | - | NA | Steel | NA | (BEAMS Note 1) The ERC for this item should be added to the total of the ERC of the other P&M items on the site and the Buildings ERC (where applicable) to enable the correct contract size adjustment to be made. ERC of P&M Items + ERC of Building Component’s = Total ERC (net figure rateable items only) to which contract size adjustment should be applied The 2021 Generic Contractors Test Spreadsheet has this facility built into the programme - it is recommended you undertake all contractors test valuations using this spreadsheet. (Details on the application of contract size adjustments can be found in the RCG 2021 Guidance notes). Where RV is calculated using the comparative method (rental method) the contract size adjustment should be made as follows: Select - SCAT code box "P and M as an addition” within the 2021 Generic Contractors Test Spreadsheet facility. Or Where the spreadsheet is not used take the: Reciprocal of statutory de-capitalisation rate (i.e. 5% reciprocal = 20) multiply by rateable value of the buildings (before any overall end allowances are made and after making a notional deduction for the land value) and add to the ERC of P&M. Use resultant figure to calculate contract size adjustment. (Guidance Notes - Section 6) | Photo 1 - Gas Pressure Vessel Photo 2 - Used as a storage tank for compressor air and gas products | - | 1 | TRUE
5704 | 215C04 | 7627 | 215C04 | Tanks | Pressure vessels - horizontal | Medium Pressure (16 bar) carbon steel | Saddle mounted | Length 5.20m x diam 2.50m | The high-pressure tanks situated within Refineries and large Chemical Works are sometimes called BULLETS and are shaped like a cigar. They hold many substances including unstable crude oil, helium, oxygen and LPG in general. In general Industrial hereditaments smaller pressure tanks are common. Those holding compressed air in conjunction with air compressors are more specifically costed under Air: Receivers. The shape of these tanks is cigar tube shape having rounded ends. They are made from mild steel but can be stainless and some are lined depending upon the type of material held. Main application is for smaller quantities of a product; bulk quantities would be kept in a Horton Sphere. Tubes can be made from other smaller tubes welded together on site and tested for faults in weld. Pressures may be just above Atmosphere or up to 200 psig. The thickness of steel will generally be in excess of 25mm and consequently the tank is very heavy (even small ones) the supports and foundations will be large to hold this weight. The thickness of steel and the pressure testing increases the cost as does the on site time for installation. Propane and Butane stored in smaller tanks is often used for power or heat purposes and thus may be rateable under Class 1 or Class 2. | Considered Not Applicable at time of Publication | (BEAMS Note 1) The ERC for this item should be added to the total of the ERC of the other P&M items on the site and the Buildings ERC (where applicable) to enable the correct contract size adjustment to be made. ERC of P&M Items + ERC of Building Component’s = Total ERC (net figure rateable items only) to which contract size adjustment should be applied The 2023 Generic Contractors Test Spreadsheet has this facility built into the programme - it is recommended you undertake all contractors test valuations using this spreadsheet. (Details on the application of contract size adjustments can be found in the RCG 2023 Guidance notes). Where RV is calculated using the comparative method (rental method) the contract size adjustment should be made as follows: Select - SCAT code box ""P and M as an addition” within the 2023 Generic Contractors Test Spreadsheet facility. Or Where the spreadsheet is not used take the: Reciprocal of statutory de-capitalisation rate (i.e. 5% reciprocal = 20) multiply by rateable value of the buildings (before any overall end allowances are made and after making a notional deduction for the land value) and add to the ERC of P&M. Use resultant figure to calculate contract size adjustment. (Guidance Notes - Section 6) | - | Industrial Usage Medium Pressure Horizontal cylindrical - saddle mounted 16 Bar Temp Range - 10C to + 50C | Tanks - Class 4, Table 4 Class 1 List of Accessories (1) - storing of fuel for generation of power. Tanks Class 2(b) Heating list of accessories Tanks | Whole if under Class 4 the Class 4(d) limitation applies i.e. does not exceed 400m3 and readily capable of being moved without substantial demolition of any surrounding structure Whole under Class 2 "other than¬85" | Stairways, fire protection, staging, foundations. | Where it would be normal to find more than one item in such a hereditament the ERC stated has been adjusted to reflect any number / quantity, discount. These figures are NOT one off figures. | - | Photo 1 - Gas Pressure Vessel Photo 2 - Used as a storage tank for compressor air and gas products | - | 20147 |  | Each | one | NA | NA | NA | 100125.2013 | Option 3 | 108782.5856 | 8.647% | 123562.8914 | 123839.0492 | 23.68% | 13.84% | 123839.0492 | 23.68% | Indexed | NA | VOA_GPN_GOV_UK\7246041 | 2019-08-30 | Low | - | High | Risk taken from previous CG | - | - | NA | Steel | NA | (BEAMS Note 1) The ERC for this item should be added to the total of the ERC of the other P&M items on the site and the Buildings ERC (where applicable) to enable the correct contract size adjustment to be made. ERC of P&M Items + ERC of Building Component’s = Total ERC (net figure rateable items only) to which contract size adjustment should be applied The 2021 Generic Contractors Test Spreadsheet has this facility built into the programme - it is recommended you undertake all contractors test valuations using this spreadsheet. (Details on the application of contract size adjustments can be found in the RCG 2021 Guidance notes). Where RV is calculated using the comparative method (rental method) the contract size adjustment should be made as follows: Select - SCAT code box "P and M as an addition” within the 2021 Generic Contractors Test Spreadsheet facility. Or Where the spreadsheet is not used take the: Reciprocal of statutory de-capitalisation rate (i.e. 5% reciprocal = 20) multiply by rateable value of the buildings (before any overall end allowances are made and after making a notional deduction for the land value) and add to the ERC of P&M. Use resultant figure to calculate contract size adjustment. (Guidance Notes - Section 6) | Photo 1 - Gas Pressure Vessel Photo 2 - Used as a storage tank for compressor air and gas products | - | 1 | TRUE
5705 | 215C05 | 7628 | 215C05 | Tanks | Pressure vessels - horizontal | Medium Pressure (16 bar) carbon steel | Saddle mounted | Length 6.95m x diam 3.00m | Tanks Pressure The high-pressure tanks situated within Refineries and large Chemical Works are sometimes called BULLETS and are shaped like a cigar. They hold many substances including unstable crude oil, helium, oxygen and LPG in general. In general Industrial hereditaments smaller pressure tanks are common. Those holding compressed air in conjunction with air compressors are more specifically costed under Air: Receivers. The shape of these tanks is cigar tube shape having rounded ends. They are made from mild steel but can be stainless and some are lined depending upon the type of material held. Main application is for smaller quantities of a product; bulk quantities would be kept in a Horton Sphere. Tubes can be made from other smaller tubes welded together on site and tested for faults in weld. Pressures may be just above Atmosphere or up to 200 psig. The thickness of steel will generally be in excess of 25mm and consequently the tank is very heavy (even small ones) the supports and foundations will be large to hold this weight. The thickness of steel and the pressure testing increases the cost as does the on site time for installation. Propane and Butane stored in smaller tanks is often used for power or heat purposes and thus may be rateable under Class 1 or Class 2 | Considered Not Applicable at time of Publication | (BEAMS Note 1) The ERC for this item should be added to the total of the ERC of the other P&M items on the site and the Buildings ERC (where applicable) to enable the correct contract size adjustment to be made. ERC of P&M Items + ERC of Building Component’s = Total ERC (net figure rateable items only) to which contract size adjustment should be applied The 2023 Generic Contractors Test Spreadsheet has this facility built into the programme - it is recommended you undertake all contractors test valuations using this spreadsheet. (Details on the application of contract size adjustments can be found in the RCG 2023 Guidance notes). Where RV is calculated using the comparative method (rental method) the contract size adjustment should be made as follows: Select - SCAT code box ""P and M as an addition” within the 2023 Generic Contractors Test Spreadsheet facility. Or Where the spreadsheet is not used take the: Reciprocal of statutory de-capitalisation rate (i.e. 5% reciprocal = 20) multiply by rateable value of the buildings (before any overall end allowances are made and after making a notional deduction for the land value) and add to the ERC of P&M. Use resultant figure to calculate contract size adjustment. (Guidance Notes - Section 6) | - | Industrial Usage Medium Pressure Horizontal cylindrical - saddle mounted 16 Bar Temp Range - 10C to + 50C | Tanks - Class 4, Table 4 Class 1 List of Accessories (1) - storing of fuel for generation of power. Tanks Class 2(b) Heating list of accessories Tanks | Whole if under Class 4 the Class 4(d) limitation applies i.e. does not exceed 400m3 and readily capable of being moved without substantial demolition of any surrounding structure Whole under Class 2 "other than¬85" | Stairways, fire protection, staging, foundations. | Where it would be normal to find more than one item in such a hereditament the ERC stated has been adjusted to reflect any number / quantity, discount. These figures are NOT one off figures. | - | Photo 1 - Gas Pressure Vessel Photo 2 - Used as a storage tank for compressor air and gas products | - | 20147 |  | Each | one | NA | NA | NA | 203308.2208 | Option 3 | 220887.3855 | 8.647% | 250899.3868 | 251460.1364 | 23.68% | 13.84% | 251460.1364 | 23.68% | Indexed | NA | VOA_GPN_GOV_UK\7246041 | 2019-08-30 | Low | - | High | Risk taken from previous CG | - | - | NA | Steel | NA | (BEAMS Note 1) The ERC for this item should be added to the total of the ERC of the other P&M items on the site and the Buildings ERC (where applicable) to enable the correct contract size adjustment to be made. ERC of P&M Items + ERC of Building Component’s = Total ERC (net figure rateable items only) to which contract size adjustment should be applied The 2021 Generic Contractors Test Spreadsheet has this facility built into the programme - it is recommended you undertake all contractors test valuations using this spreadsheet. (Details on the application of contract size adjustments can be found in the RCG 2021 Guidance notes). Where RV is calculated using the comparative method (rental method) the contract size adjustment should be made as follows: Select - SCAT code box "P and M as an addition” within the 2021 Generic Contractors Test Spreadsheet facility. Or Where the spreadsheet is not used take the: Reciprocal of statutory de-capitalisation rate (i.e. 5% reciprocal = 20) multiply by rateable value of the buildings (before any overall end allowances are made and after making a notional deduction for the land value) and add to the ERC of P&M. Use resultant figure to calculate contract size adjustment. (Guidance Notes - Section 6) | Photo 1 - Gas Pressure Vessel Photo 2 - Used as a storage tank for compressor air and gas products | - | 1 | TRUE
5706 | 215C06 | 7602 | 215C06 | Tanks | Pressure vessels - horizontal | Medium Pressure (16 bar) carbon steel | Saddle mounted | Length 11.76m x diam 3.60m | Tanks Pressure The high-pressure tanks situated within Refineries and large Chemical Works are sometimes called BULLETS and are shaped like a cigar. They hold many substances including unstable crude oil, helium, oxygen and LPG in general. In general Industrial hereditaments smaller pressure tanks are common. Those holding compressed air in conjunction with air compressors are more specifically costed under Air: Receivers. The shape of these tanks is cigar tube shape having rounded ends. They are made from mild steel but can be stainless and some are lined depending upon the type of material held. Main application is for smaller quantities of a product; bulk quantities would be kept in a Horton Sphere. Tubes can be made from other smaller tubes welded together on site and tested for faults in weld. Pressures may be just above Atmosphere or up to 200 psig. The thickness of steel will generally be in excess of 25mm and consequently the tank is very heavy (even small ones) the supports and foundations will be large to hold this weight. The thickness of steel and the pressure testing increases the cost as does the on site time for installation. Propane and Butane stored in smaller tanks is often used for power or heat purposes and thus may be rateable under Class 1 or Class 2 | Considered Not Applicable at time of Publication | (BEAMS Note 1) The ERC for this item should be added to the total of the ERC of the other P&M items on the site and the Buildings ERC (where applicable) to enable the correct contract size adjustment to be made. ERC of P&M Items + ERC of Building Component’s = Total ERC (net figure rateable items only) to which contract size adjustment should be applied The 2023 Generic Contractors Test Spreadsheet has this facility built into the programme - it is recommended you undertake all contractors test valuations using this spreadsheet. (Details on the application of contract size adjustments can be found in the RCG 2023 Guidance notes). Where RV is calculated using the comparative method (rental method) the contract size adjustment should be made as follows: Select - SCAT code box ""P and M as an addition” within the 2023 Generic Contractors Test Spreadsheet facility. Or Where the spreadsheet is not used take the: Reciprocal of statutory de-capitalisation rate (i.e. 5% reciprocal = 20) multiply by rateable value of the buildings (before any overall end allowances are made and after making a notional deduction for the land value) and add to the ERC of P&M. Use resultant figure to calculate contract size adjustment. (Guidance Notes - Section 6) | - | Industrial Usage Medium Pressure Horizontal cylindrical - saddle mounted 16 Bar Temp Range - 10C to + 50C | Tanks - Class 4, Table 4 Class 1 List of Accessories (1) - storing of fuel for generation of power. Tanks Class 2(b) Heating list of accessories Tanks | Whole if under Class 4 the Class 4(d) limitation applies i.e. does not exceed 400m3 and readily capable of being moved without substantial demolition of any surrounding structure Whole under Class 2 "other than¬85" | Stairways, fire protection, staging, foundations. | Where it would be normal to find more than one item in such a hereditament the ERC stated has been adjusted to reflect any number / quantity, discount. These figures are NOT one off figures. | - | Photo 1 - Gas Pressure Vessel Photo 2 - Used as a storage tank for compressor air and gas products | - | 20147 |  | Each | one | NA | NA | NA | 321425.6248 | Option 3 | 349217.8802 | 8.647% | 396666.1645 | 397552.6966 | 23.68% | 13.84% | 397552.6966 | 23.68% | Indexed | NA | VOA_GPN_GOV_UK\7246041 | 2019-08-30 | Low | - | High | Risk taken from previous CG | - | - | NA | Steel | NA | (BEAMS Note 1) The ERC for this item should be added to the total of the ERC of the other P&M items on the site and the Buildings ERC (where applicable) to enable the correct contract size adjustment to be made. ERC of P&M Items + ERC of Building Component’s = Total ERC (net figure rateable items only) to which contract size adjustment should be applied The 2021 Generic Contractors Test Spreadsheet has this facility built into the programme - it is recommended you undertake all contractors test valuations using this spreadsheet. (Details on the application of contract size adjustments can be found in the RCG 2021 Guidance notes). Where RV is calculated using the comparative method (rental method) the contract size adjustment should be made as follows: Select - SCAT code box "P and M as an addition” within the 2021 Generic Contractors Test Spreadsheet facility. Or Where the spreadsheet is not used take the: Reciprocal of statutory de-capitalisation rate (i.e. 5% reciprocal = 20) multiply by rateable value of the buildings (before any overall end allowances are made and after making a notional deduction for the land value) and add to the ERC of P&M. Use resultant figure to calculate contract size adjustment. (Guidance Notes - Section 6) | Photo 1 - Gas Pressure Vessel Photo 2 - Used as a storage tank for compressor air and gas products | - | 1 | TRUE
5707 | 215C40 | 7652 | 215C40 | Tanks | Pressure vessels - horizontal | Normal pressure (10 bar) carbon steel | Saddle mounted | Length 1.00m x diam 0.60m | Tanks Pressure The high-pressure tanks situated within Refineries and large Chemical Works are sometimes called BULLETS and are shaped like a cigar. They hold many substances including unstable crude oil, helium, oxygen and LPG in general. In general Industrial hereditaments smaller pressure tanks are common. Those holding compressed air in conjunction with air compressors are more specifically costed under Air: Receivers. The shape of these tanks is cigar tube shape having rounded ends. They are made from mild steel but can be stainless and some are lined depending upon the type of material held. Main application is for smaller quantities of a product; bulk quantities would be kept in a Horton Sphere. Tubes can be made from other smaller tubes welded together on site and tested for faults in weld. Pressures may be just above Atmosphere or up to 200 psig. The thickness of steel will generally be in excess of 25mm and consequently the tank is very heavy (even small ones) the supports and foundations will be large to hold this weight. The thickness of steel and the pressure testing increases the cost as does the on site time for installation. Propane and Butane stored in smaller tanks is often used for power or heat purposes and thus may be rateable under Class 1 or Class 2 | Considered Not Applicable at time of Publication | (BEAMS Note 1) The ERC for this item should be added to the total of the ERC of the other P&M items on the site and the Buildings ERC (where applicable) to enable the correct contract size adjustment to be made. ERC of P&M Items + ERC of Building Component’s = Total ERC (net figure rateable items only) to which contract size adjustment should be applied The 2023 Generic Contractors Test Spreadsheet has this facility built into the programme - it is recommended you undertake all contractors test valuations using this spreadsheet. (Details on the application of contract size adjustments can be found in the RCG 2023 Guidance notes). Where RV is calculated using the comparative method (rental method) the contract size adjustment should be made as follows: Select - SCAT code box ""P and M as an addition” within the 2023 Generic Contractors Test Spreadsheet facility. Or Where the spreadsheet is not used take the: Reciprocal of statutory de-capitalisation rate (i.e. 5% reciprocal = 20) multiply by rateable value of the buildings (before any overall end allowances are made and after making a notional deduction for the land value) and add to the ERC of P&M. Use resultant figure to calculate contract size adjustment. (Guidance Notes - Section 6) | - | Overall length and diameter and internal pressure | Tanks - Class 4, Table 4 Class 1 List of Accessories (1) - storing of fuel for generation of power. Tanks Class 2(b) Heating list of accessories Tanks | Whole if under Class 4 the Class 4(d) limitation applies i.e. does not exceed 400m3 and readily capable of being moved without substantial demolition of any surrounding structure Whole under Class 2 "other than¬85" | Stairways, fire protection, staging, foundations. | Where it would be normal to find more than one item in such a hereditament the ERC stated has been adjusted to reflect any number / quantity, discount. These figures are NOT one off figures. | - | - | - | 20149 |  | Each | one | NA | NA | NA | 4024.0888 | Option 3 | 4372.034 | 8.647% | 4966.0629 | 4977.1619 | 23.68% | 13.84% | 4977.1619 | 23.68% | Indexed | NA | VOA_GPN_GOV_UK\7246041 | 2019-08-30 | Low | - | High | Risk taken from previous CG | - | - | NA | Steel | NA | (BEAMS Note 1) The ERC for this item should be added to the total of the ERC of the other P&M items on the site and the Buildings ERC (where applicable) to enable the correct contract size adjustment to be made. ERC of P&M Items + ERC of Building Component’s = Total ERC (net figure rateable items only) to which contract size adjustment should be applied The 2021 Generic Contractors Test Spreadsheet has this facility built into the programme - it is recommended you undertake all contractors test valuations using this spreadsheet. (Details on the application of contract size adjustments can be found in the RCG 2021 Guidance notes). Where RV is calculated using the comparative method (rental method) the contract size adjustment should be made as follows: Select - SCAT code box "P and M as an addition” within the 2021 Generic Contractors Test Spreadsheet facility. Or Where the spreadsheet is not used take the: Reciprocal of statutory de-capitalisation rate (i.e. 5% reciprocal = 20) multiply by rateable value of the buildings (before any overall end allowances are made and after making a notional deduction for the land value) and add to the ERC of P&M. Use resultant figure to calculate contract size adjustment. (Guidance Notes - Section 6) | - | - | 1 | TRUE
5708 | 215C41 | 7653 | 215C41 | Tanks | Pressure vessels - horizontal | Normal pressure (10 bar) carbon steel | Saddle mounted | Length 1.50m x diam 1.00m | Tanks Pressure The high-pressure tanks situated within Refineries and large Chemical Works are sometimes called BULLETS and are shaped like a cigar. They hold many substances including unstable crude oil, helium, oxygen and LPG in general. In general Industrial hereditaments smaller pressure tanks are common. Those holding compressed air in conjunction with air compressors are more specifically costed under Air: Receivers. The shape of these tanks is cigar tube shape having rounded ends. They are made from mild steel but can be stainless and some are lined depending upon the type of material held. Main application is for smaller quantities of a product; bulk quantities would be kept in a Horton Sphere. Tubes can be made from other smaller tubes welded together on site and tested for faults in weld. Pressures may be just above Atmosphere or up to 200 psig. The thickness of steel will generally be in excess of 25mm and consequently the tank is very heavy (even small ones) the supports and foundations will be large to hold this weight. The thickness of steel and the pressure testing increases the cost as does the on site time for installation. Propane and Butane stored in smaller tanks is often used for power or heat purposes and thus may be rateable under Class 1 or Class 2 | Considered Not Applicable at time of Publication | (BEAMS Note 1) The ERC for this item should be added to the total of the ERC of the other P&M items on the site and the Buildings ERC (where applicable) to enable the correct contract size adjustment to be made. ERC of P&M Items + ERC of Building Component’s = Total ERC (net figure rateable items only) to which contract size adjustment should be applied The 2023 Generic Contractors Test Spreadsheet has this facility built into the programme - it is recommended you undertake all contractors test valuations using this spreadsheet. (Details on the application of contract size adjustments can be found in the RCG 2023 Guidance notes). Where RV is calculated using the comparative method (rental method) the contract size adjustment should be made as follows: Select - SCAT code box ""P and M as an addition” within the 2023 Generic Contractors Test Spreadsheet facility. Or Where the spreadsheet is not used take the: Reciprocal of statutory de-capitalisation rate (i.e. 5% reciprocal = 20) multiply by rateable value of the buildings (before any overall end allowances are made and after making a notional deduction for the land value) and add to the ERC of P&M. Use resultant figure to calculate contract size adjustment. (Guidance Notes - Section 6) | - | Overall length and diameter and internal pressure | Tanks - Class 4, Table 4 Class 1 List of Accessories (1) - storing of fuel for generation of power. Tanks Class 2(b) Heating list of accessories Tanks | Whole if under Class 4 the Class 4(d) limitation applies i.e. does not exceed 400m3 and readily capable of being moved without substantial demolition of any surrounding structure Whole under Class 2 "other than¬85" | Stairways, fire protection, staging, foundations. | Where it would be normal to find more than one item in such a hereditament the ERC stated has been adjusted to reflect any number / quantity, discount. These figures are NOT one off figures. | - | - | - | 20149 |  | Each | one | NA | NA | NA | 7699.5864 | Option 3 | 8365.3357 | 8.647% | 9501.935 | 9523.1715 | 23.68% | 13.84% | 9523.1715 | 23.68% | Indexed | NA | VOA_GPN_GOV_UK\7246041 | 2019-08-30 | Low | - | High | Risk taken from previous CG | - | - | NA | Steel | NA | (BEAMS Note 1) The ERC for this item should be added to the total of the ERC of the other P&M items on the site and the Buildings ERC (where applicable) to enable the correct contract size adjustment to be made. ERC of P&M Items + ERC of Building Component’s = Total ERC (net figure rateable items only) to which contract size adjustment should be applied The 2021 Generic Contractors Test Spreadsheet has this facility built into the programme - it is recommended you undertake all contractors test valuations using this spreadsheet. (Details on the application of contract size adjustments can be found in the RCG 2021 Guidance notes). Where RV is calculated using the comparative method (rental method) the contract size adjustment should be made as follows: Select - SCAT code box "P and M as an addition” within the 2021 Generic Contractors Test Spreadsheet facility. Or Where the spreadsheet is not used take the: Reciprocal of statutory de-capitalisation rate (i.e. 5% reciprocal = 20) multiply by rateable value of the buildings (before any overall end allowances are made and after making a notional deduction for the land value) and add to the ERC of P&M. Use resultant figure to calculate contract size adjustment. (Guidance Notes - Section 6) | - | - | 1 | TRUE
5709 | 215C42 | 7654 | 215C42 | Tanks | Pressure vessels - horizontal | Normal pressure (10 bar) carbon steel | Saddle mounted | Length 2.00m x diam 2.00m | Tanks Pressure The high-pressure tanks situated within Refineries and large Chemical Works are sometimes called BULLETS and are shaped like a cigar. They hold many substances including unstable crude oil, helium, oxygen and LPG in general. In general Industrial hereditaments smaller pressure tanks are common. Those holding compressed air in conjunction with air compressors are more specifically costed under Air: Receivers. The shape of these tanks is cigar tube shape having rounded ends. They are made from mild steel but can be stainless and some are lined depending upon the type of material held. Main application is for smaller quantities of a product; bulk quantities would be kept in a Horton Sphere. Tubes can be made from other smaller tubes welded together on site and tested for faults in weld. Pressures may be just above Atmosphere or up to 200 psig. The thickness of steel will generally be in excess of 25mm and consequently the tank is very heavy (even small ones) the supports and foundations will be large to hold this weight. The thickness of steel and the pressure testing increases the cost as does the on site time for installation. Propane and Butane stored in smaller tanks is often used for power or heat purposes and thus may be rateable under Class 1 or Class 2 | Considered Not Applicable at time of Publication | (BEAMS Note 1) The ERC for this item should be added to the total of the ERC of the other P&M items on the site and the Buildings ERC (where applicable) to enable the correct contract size adjustment to be made. ERC of P&M Items + ERC of Building Component’s = Total ERC (net figure rateable items only) to which contract size adjustment should be applied The 2023 Generic Contractors Test Spreadsheet has this facility built into the programme - it is recommended you undertake all contractors test valuations using this spreadsheet. (Details on the application of contract size adjustments can be found in the RCG 2023 Guidance notes). Where RV is calculated using the comparative method (rental method) the contract size adjustment should be made as follows: Select - SCAT code box ""P and M as an addition” within the 2023 Generic Contractors Test Spreadsheet facility. Or Where the spreadsheet is not used take the: Reciprocal of statutory de-capitalisation rate (i.e. 5% reciprocal = 20) multiply by rateable value of the buildings (before any overall end allowances are made and after making a notional deduction for the land value) and add to the ERC of P&M. Use resultant figure to calculate contract size adjustment. (Guidance Notes - Section 6) | - | Overall length and diameter and internal pressure | Tanks - Class 4, Table 4 Class 1 List of Accessories (1) - storing of fuel for generation of power. Tanks Class 2(b) Heating list of accessories Tanks | Whole if under Class 4 the Class 4(d) limitation applies i.e. does not exceed 400m3 and readily capable of being moved without substantial demolition of any surrounding structure Whole under Class 2 "other than¬85" | Stairways, fire protection, staging, foundations. | Where it would be normal to find more than one item in such a hereditament the ERC stated has been adjusted to reflect any number / quantity, discount. These figures are NOT one off figures. | - | - | - | 20149 |  | Each | one | NA | NA | NA | 21423.0748 | Option 3 | 23275.4335 | 8.647% | 26437.8701 | 26496.9576 | 23.68% | 13.84% | 26496.9576 | 23.68% | Indexed | NA | VOA_GPN_GOV_UK\7246041 | 2019-08-30 | Low | - | High | Risk taken from previous CG | - | - | NA | Steel | NA | (BEAMS Note 1) The ERC for this item should be added to the total of the ERC of the other P&M items on the site and the Buildings ERC (where applicable) to enable the correct contract size adjustment to be made. ERC of P&M Items + ERC of Building Component’s = Total ERC (net figure rateable items only) to which contract size adjustment should be applied The 2021 Generic Contractors Test Spreadsheet has this facility built into the programme - it is recommended you undertake all contractors test valuations using this spreadsheet. (Details on the application of contract size adjustments can be found in the RCG 2021 Guidance notes). Where RV is calculated using the comparative method (rental method) the contract size adjustment should be made as follows: Select - SCAT code box "P and M as an addition” within the 2021 Generic Contractors Test Spreadsheet facility. Or Where the spreadsheet is not used take the: Reciprocal of statutory de-capitalisation rate (i.e. 5% reciprocal = 20) multiply by rateable value of the buildings (before any overall end allowances are made and after making a notional deduction for the land value) and add to the ERC of P&M. Use resultant figure to calculate contract size adjustment. (Guidance Notes - Section 6) | - | - | 1 | TRUE
5710 | 215C43 | 7655 | 215C43 | Tanks | Pressure vessels - horizontal | Normal pressure (10 bar) carbon steel | Saddle mounted | Length 3.00m x diam 2.00m | Tanks Pressure The high-pressure tanks situated within Refineries and large Chemical Works are sometimes called BULLETS and are shaped like a cigar. They hold many substances including unstable crude oil, helium, oxygen and LPG in general. In general Industrial hereditaments smaller pressure tanks are common. Those holding compressed air in conjunction with air compressors are more specifically costed under Air: Receivers. The shape of these tanks is cigar tube shape having rounded ends. They are made from mild steel but can be stainless and some are lined depending upon the type of material held. Main application is for smaller quantities of a product; bulk quantities would be kept in a Horton Sphere. Tubes can be made from other smaller tubes welded together on site and tested for faults in weld. Pressures may be just above Atmosphere or up to 200 psig. The thickness of steel will generally be in excess of 25mm and consequently the tank is very heavy (even small ones) the supports and foundations will be large to hold this weight. The thickness of steel and the pressure testing increases the cost as does the on site time for installation. Propane and Butane stored in smaller tanks is often used for power or heat purposes and thus may be rateable under Class 1 or Class 2 | Considered Not Applicable at time of Publication | (BEAMS Note 1) The ERC for this item should be added to the total of the ERC of the other P&M items on the site and the Buildings ERC (where applicable) to enable the correct contract size adjustment to be made. ERC of P&M Items + ERC of Building Component’s = Total ERC (net figure rateable items only) to which contract size adjustment should be applied The 2023 Generic Contractors Test Spreadsheet has this facility built into the programme - it is recommended you undertake all contractors test valuations using this spreadsheet. (Details on the application of contract size adjustments can be found in the RCG 2023 Guidance notes). Where RV is calculated using the comparative method (rental method) the contract size adjustment should be made as follows: Select - SCAT code box ""P and M as an addition” within the 2023 Generic Contractors Test Spreadsheet facility. Or Where the spreadsheet is not used take the: Reciprocal of statutory de-capitalisation rate (i.e. 5% reciprocal = 20) multiply by rateable value of the buildings (before any overall end allowances are made and after making a notional deduction for the land value) and add to the ERC of P&M. Use resultant figure to calculate contract size adjustment. (Guidance Notes - Section 6) | - | Overall length and diameter and internal pressure | Tanks - Class 4, Table 4 Class 1 List of Accessories (1) - storing of fuel for generation of power. Tanks Class 2(b) Heating list of accessories Tanks | Whole if under Class 4 the Class 4(d) limitation applies i.e. does not exceed 400m3 and readily capable of being moved without substantial demolition of any surrounding structure Whole under Class 2 "other than¬85" | Stairways, fire protection, staging, foundations. | Where it would be normal to find more than one item in such a hereditament the ERC stated has been adjusted to reflect any number / quantity, discount. These figures are NOT one off figures. | - | - | - | 20149 |  | Each | one | NA | NA | NA | 29147.1237 | Option 3 | 31667.3469 | 8.647% | 35969.9939 | 36050.3853 | 23.68% | 13.84% | 36050.3853 | 23.68% | Indexed | NA | VOA_GPN_GOV_UK\7246041 | 2019-08-30 | Low | - | High | Risk taken from previous CG | - | - | NA | Steel | NA | (BEAMS Note 1) The ERC for this item should be added to the total of the ERC of the other P&M items on the site and the Buildings ERC (where applicable) to enable the correct contract size adjustment to be made. ERC of P&M Items + ERC of Building Component’s = Total ERC (net figure rateable items only) to which contract size adjustment should be applied The 2021 Generic Contractors Test Spreadsheet has this facility built into the programme - it is recommended you undertake all contractors test valuations using this spreadsheet. (Details on the application of contract size adjustments can be found in the RCG 2021 Guidance notes). Where RV is calculated using the comparative method (rental method) the contract size adjustment should be made as follows: Select - SCAT code box "P and M as an addition” within the 2021 Generic Contractors Test Spreadsheet facility. Or Where the spreadsheet is not used take the: Reciprocal of statutory de-capitalisation rate (i.e. 5% reciprocal = 20) multiply by rateable value of the buildings (before any overall end allowances are made and after making a notional deduction for the land value) and add to the ERC of P&M. Use resultant figure to calculate contract size adjustment. (Guidance Notes - Section 6) | - | - | 1 | TRUE
5711 | 215C44 | 7656 | 215C44 | Tanks | Pressure vessels - horizontal | Normal pressure (10 bar) carbon steel | Saddle mounted | Length 4.00m x diam 2.50m | Tanks Pressure The high-pressure tanks situated within Refineries and large Chemical Works are sometimes called BULLETS and are shaped like a cigar. They hold many substances including unstable crude oil, helium, oxygen and LPG in general. In general Industrial hereditaments smaller pressure tanks are common. Those holding compressed air in conjunction with air compressors are more specifically costed under Air: Receivers. The shape of these tanks is cigar tube shape having rounded ends. They are made from mild steel but can be stainless and some are lined depending upon the type of material held. Main application is for smaller quantities of a product; bulk quantities would be kept in a Horton Sphere. Tubes can be made from other smaller tubes welded together on site and tested for faults in weld. Pressures may be just above Atmosphere or up to 200 psig. The thickness of steel will generally be in excess of 25mm and consequently the tank is very heavy (even small ones) the supports and foundations will be large to hold this weight. The thickness of steel and the pressure testing increases the cost as does the on site time for installation. Propane and Butane stored in smaller tanks is often used for power or heat purposes and thus may be rateable under Class 1 or Class 2 | Considered Not Applicable at time of Publication | (BEAMS Note 1) The ERC for this item should be added to the total of the ERC of the other P&M items on the site and the Buildings ERC (where applicable) to enable the correct contract size adjustment to be made. ERC of P&M Items + ERC of Building Component’s = Total ERC (net figure rateable items only) to which contract size adjustment should be applied The 2023 Generic Contractors Test Spreadsheet has this facility built into the programme - it is recommended you undertake all contractors test valuations using this spreadsheet. (Details on the application of contract size adjustments can be found in the RCG 2023 Guidance notes). Where RV is calculated using the comparative method (rental method) the contract size adjustment should be made as follows: Select - SCAT code box ""P and M as an addition” within the 2023 Generic Contractors Test Spreadsheet facility. Or Where the spreadsheet is not used take the: Reciprocal of statutory de-capitalisation rate (i.e. 5% reciprocal = 20) multiply by rateable value of the buildings (before any overall end allowances are made and after making a notional deduction for the land value) and add to the ERC of P&M. Use resultant figure to calculate contract size adjustment. (Guidance Notes - Section 6) | - | Overall length and diameter and internal pressure | Tanks - Class 4, Table 4 Class 1 List of Accessories (1) - storing of fuel for generation of power. Tanks Class 2(b) Heating list of accessories Tanks | Whole if under Class 4 the Class 4(d) limitation applies i.e. does not exceed 400m3 and readily capable of being moved without substantial demolition of any surrounding structure Whole under Class 2 "other than¬85" | Stairways, fire protection, staging, foundations. | Where it would be normal to find more than one item in such a hereditament the ERC stated has been adjusted to reflect any number / quantity, discount. These figures are NOT one off figures. | - | - | - | 20149 |  | Each | one | NA | NA | NA | 51047.2181 | Option 3 | 55461.0458 | 8.647% | 62996.5462 | 63137.3408 | 23.68% | 13.84% | 63137.3408 | 23.68% | Indexed | NA | VOA_GPN_GOV_UK\7246041 | 2019-08-30 | Low | - | High | Risk taken from previous CG | - | - | NA | Steel | NA | (BEAMS Note 1) The ERC for this item should be added to the total of the ERC of the other P&M items on the site and the Buildings ERC (where applicable) to enable the correct contract size adjustment to be made. ERC of P&M Items + ERC of Building Component’s = Total ERC (net figure rateable items only) to which contract size adjustment should be applied The 2021 Generic Contractors Test Spreadsheet has this facility built into the programme - it is recommended you undertake all contractors test valuations using this spreadsheet. (Details on the application of contract size adjustments can be found in the RCG 2021 Guidance notes). Where RV is calculated using the comparative method (rental method) the contract size adjustment should be made as follows: Select - SCAT code box "P and M as an addition” within the 2021 Generic Contractors Test Spreadsheet facility. Or Where the spreadsheet is not used take the: Reciprocal of statutory de-capitalisation rate (i.e. 5% reciprocal = 20) multiply by rateable value of the buildings (before any overall end allowances are made and after making a notional deduction for the land value) and add to the ERC of P&M. Use resultant figure to calculate contract size adjustment. (Guidance Notes - Section 6) | - | - | 1 | TRUE
5712 | 215C45 | 7660 | 215C45 | Tanks | Pressure vessels - horizontal | Normal pressure (10 bar) carbon steel | Saddle mounted | Length 5.00m x diam 3.00m | Tanks Pressure The high-pressure tanks situated within Refineries and large Chemical Works are sometimes called BULLETS and are shaped like a cigar. They hold many substances including unstable crude oil, helium, oxygen and LPG in general. In general Industrial hereditaments smaller pressure tanks are common. Those holding compressed air in conjunction with air compressors are more specifically costed under Air: Receivers. The shape of these tanks is cigar tube shape having rounded ends. They are made from mild steel but can be stainless and some are lined depending upon the type of material held. Main application is for smaller quantities of a product; bulk quantities would be kept in a Horton Sphere. Tubes can be made from other smaller tubes welded together on site and tested for faults in weld. Pressures may be just above Atmosphere or up to 200 psig. The thickness of steel will generally be in excess of 25mm and consequently the tank is very heavy (even small ones) the supports and foundations will be large to hold this weight. The thickness of steel and the pressure testing increases the cost as does the on site time for installation. Propane and Butane stored in smaller tanks is often used for power or heat purposes and thus may be rateable under Class 1 or Class 2 | Considered Not Applicable at time of Publication | (BEAMS Note 1) The ERC for this item should be added to the total of the ERC of the other P&M items on the site and the Buildings ERC (where applicable) to enable the correct contract size adjustment to be made. ERC of P&M Items + ERC of Building Component’s = Total ERC (net figure rateable items only) to which contract size adjustment should be applied The 2023 Generic Contractors Test Spreadsheet has this facility built into the programme - it is recommended you undertake all contractors test valuations using this spreadsheet. (Details on the application of contract size adjustments can be found in the RCG 2023 Guidance notes). Where RV is calculated using the comparative method (rental method) the contract size adjustment should be made as follows: Select - SCAT code box ""P and M as an addition” within the 2023 Generic Contractors Test Spreadsheet facility. Or Where the spreadsheet is not used take the: Reciprocal of statutory de-capitalisation rate (i.e. 5% reciprocal = 20) multiply by rateable value of the buildings (before any overall end allowances are made and after making a notional deduction for the land value) and add to the ERC of P&M. Use resultant figure to calculate contract size adjustment. (Guidance Notes - Section 6) | - | Overall length and diameter and internal pressure | Tanks - Class 4, Table 4 Class 1 List of Accessories (1) - storing of fuel for generation of power. Tanks Class 2(b) Heating list of accessories Tanks | Whole if under Class 4 the Class 4(d) limitation applies i.e. does not exceed 400m3 and readily capable of being moved without substantial demolition of any surrounding structure Whole under Class 2 "other than¬85" | Stairways, fire protection, staging, foundations. | Where it would be normal to find more than one item in such a hereditament the ERC stated has been adjusted to reflect any number / quantity, discount. These figures are NOT one off figures. | - | - | - | 20149 |  | Each | one | NA | NA | NA | 72244.0143 | Option 3 | 78490.6355 | 8.647% | 89155.1695 | 89354.4276 | 23.68% | 13.84% | 89354.4276 | 23.68% | Indexed | NA | VOA_GPN_GOV_UK\7246041 | 2019-08-30 | Low | - | High | Risk taken from previous CG | - | - | NA | Steel | NA | (BEAMS Note 1) The ERC for this item should be added to the total of the ERC of the other P&M items on the site and the Buildings ERC (where applicable) to enable the correct contract size adjustment to be made. ERC of P&M Items + ERC of Building Component’s = Total ERC (net figure rateable items only) to which contract size adjustment should be applied The 2021 Generic Contractors Test Spreadsheet has this facility built into the programme - it is recommended you undertake all contractors test valuations using this spreadsheet. (Details on the application of contract size adjustments can be found in the RCG 2021 Guidance notes). Where RV is calculated using the comparative method (rental method) the contract size adjustment should be made as follows: Select - SCAT code box "P and M as an addition” within the 2021 Generic Contractors Test Spreadsheet facility. Or Where the spreadsheet is not used take the: Reciprocal of statutory de-capitalisation rate (i.e. 5% reciprocal = 20) multiply by rateable value of the buildings (before any overall end allowances are made and after making a notional deduction for the land value) and add to the ERC of P&M. Use resultant figure to calculate contract size adjustment. (Guidance Notes - Section 6) | - | - | 1 | TRUE
5713 | 215C46 | 7661 | 215C46 | Tanks | Pressure vessels - horizontal | Normal pressure (10 bar) carbon steel | Saddle mounted | Length 6.00m x diam 4.00m | Tanks Pressure The high-pressure tanks situated within Refineries and large Chemical Works are sometimes called BULLETS and are shaped like a cigar. They hold many substances including unstable crude oil, helium, oxygen and LPG in general. In general Industrial hereditaments smaller pressure tanks are common. Those holding compressed air in conjunction with air compressors are more specifically costed under Air: Receivers. The shape of these tanks is cigar tube shape having rounded ends. They are made from mild steel but can be stainless and some are lined depending upon the type of material held. Main application is for smaller quantities of a product; bulk quantities would be kept in a Horton Sphere. Tubes can be made from other smaller tubes welded together on site and tested for faults in weld. Pressures may be just above Atmosphere or up to 200 psig. The thickness of steel will generally be in excess of 25mm and consequently the tank is very heavy (even small ones) the supports and foundations will be large to hold this weight. The thickness of steel and the pressure testing increases the cost as does the on site time for installation. Propane and Butane stored in smaller tanks is often used for power or heat purposes and thus may be rateable under Class 1 or Class 2 | Considered Not Applicable at time of Publication | (BEAMS Note 1) The ERC for this item should be added to the total of the ERC of the other P&M items on the site and the Buildings ERC (where applicable) to enable the correct contract size adjustment to be made. ERC of P&M Items + ERC of Building Component’s = Total ERC (net figure rateable items only) to which contract size adjustment should be applied The 2023 Generic Contractors Test Spreadsheet has this facility built into the programme - it is recommended you undertake all contractors test valuations using this spreadsheet. (Details on the application of contract size adjustments can be found in the RCG 2023 Guidance notes). Where RV is calculated using the comparative method (rental method) the contract size adjustment should be made as follows: Select - SCAT code box ""P and M as an addition” within the 2023 Generic Contractors Test Spreadsheet facility. Or Where the spreadsheet is not used take the: Reciprocal of statutory de-capitalisation rate (i.e. 5% reciprocal = 20) multiply by rateable value of the buildings (before any overall end allowances are made and after making a notional deduction for the land value) and add to the ERC of P&M. Use resultant figure to calculate contract size adjustment. (Guidance Notes - Section 6) | - | Overall length and diameter and internal pressure | Tanks - Class 4, Table 4 Class 1 List of Accessories (1) - storing of fuel for generation of power. Tanks Class 2(b) Heating list of accessories Tanks | Whole if under Class 4 the Class 4(d) limitation applies i.e. does not exceed 400m3 and readily capable of being moved without substantial demolition of any surrounding structure Whole under Class 2 "other than¬85" | Stairways, fire protection, staging, foundations. | Where it would be normal to find more than one item in such a hereditament the ERC stated has been adjusted to reflect any number / quantity, discount. These figures are NOT one off figures. | - | - | - | 20149 |  | Each | one | NA | NA | NA | 117438.5683 | Option 3 | 127592.9631 | 8.647% | 144929.0376 | 145252.9479 | 23.68% | 13.84% | 145252.9479 | 23.68% | Indexed | NA | VOA_GPN_GOV_UK\7246041 | 2019-08-30 | Low | - | High | Risk taken from previous CG | - | - | NA | Steel | NA | (BEAMS Note 1) The ERC for this item should be added to the total of the ERC of the other P&M items on the site and the Buildings ERC (where applicable) to enable the correct contract size adjustment to be made. ERC of P&M Items + ERC of Building Component’s = Total ERC (net figure rateable items only) to which contract size adjustment should be applied The 2021 Generic Contractors Test Spreadsheet has this facility built into the programme - it is recommended you undertake all contractors test valuations using this spreadsheet. (Details on the application of contract size adjustments can be found in the RCG 2021 Guidance notes). Where RV is calculated using the comparative method (rental method) the contract size adjustment should be made as follows: Select - SCAT code box "P and M as an addition” within the 2021 Generic Contractors Test Spreadsheet facility. Or Where the spreadsheet is not used take the: Reciprocal of statutory de-capitalisation rate (i.e. 5% reciprocal = 20) multiply by rateable value of the buildings (before any overall end allowances are made and after making a notional deduction for the land value) and add to the ERC of P&M. Use resultant figure to calculate contract size adjustment. (Guidance Notes - Section 6) | - | - | 1 | TRUE
5714 | 215C47 | 7662 | 215C47 | Tanks | Pressure vessels - horizontal | Normal pressure (10 bar) carbon steel | Saddle mounted | Length 8.00m x diam 4.00m | Tanks Pressure The high-pressure tanks situated within Refineries and large Chemical Works are sometimes called BULLETS and are shaped like a cigar. They hold many substances including unstable crude oil, helium, oxygen and LPG in general. In general Industrial hereditaments smaller pressure tanks are common. Those holding compressed air in conjunction with air compressors are more specifically costed under Air: Receivers. The shape of these tanks is cigar tube shape having rounded ends. They are made from mild steel but can be stainless and some are lined depending upon the type of material held. Main application is for smaller quantities of a product; bulk quantities would be kept in a Horton Sphere. Tubes can be made from other smaller tubes welded together on site and tested for faults in weld. Pressures may be just above Atmosphere or up to 200 psig. The thickness of steel will generally be in excess of 25mm and consequently the tank is very heavy (even small ones) the supports and foundations will be large to hold this weight. The thickness of steel and the pressure testing increases the cost as does the on site time for installation. Propane and Butane stored in smaller tanks is often used for power or heat purposes and thus may be rateable under Class 1 or Class 2 | Considered Not Applicable at time of Publication | (BEAMS Note 1) The ERC for this item should be added to the total of the ERC of the other P&M items on the site and the Buildings ERC (where applicable) to enable the correct contract size adjustment to be made. ERC of P&M Items + ERC of Building Component’s = Total ERC (net figure rateable items only) to which contract size adjustment should be applied The 2023 Generic Contractors Test Spreadsheet has this facility built into the programme - it is recommended you undertake all contractors test valuations using this spreadsheet. (Details on the application of contract size adjustments can be found in the RCG 2023 Guidance notes). Where RV is calculated using the comparative method (rental method) the contract size adjustment should be made as follows: Select - SCAT code box ""P and M as an addition” within the 2023 Generic Contractors Test Spreadsheet facility. Or Where the spreadsheet is not used take the: Reciprocal of statutory de-capitalisation rate (i.e. 5% reciprocal = 20) multiply by rateable value of the buildings (before any overall end allowances are made and after making a notional deduction for the land value) and add to the ERC of P&M. Use resultant figure to calculate contract size adjustment. (Guidance Notes - Section 6) | - | Overall length and diameter and internal pressure | Tanks - Class 4, Table 4 Class 1 List of Accessories (1) - storing of fuel for generation of power. Tanks Class 2(b) Heating list of accessories Tanks | Whole if under Class 4 the Class 4(d) limitation applies i.e. does not exceed 400m3 and readily capable of being moved without substantial demolition of any surrounding structure Whole under Class 2 "other than¬85" | Stairways, fire protection, staging, foundations. | Where it would be normal to find more than one item in such a hereditament the ERC stated has been adjusted to reflect any number / quantity, discount. These figures are NOT one off figures. | - | - | - | 20149 |  | Each | one | NA | NA | NA | 141063.2722 | Option 3 | 153260.3909 | 8.647% | 174083.9025 | 174472.9727 | 23.68% | 13.84% | 174472.9727 | 23.68% | Indexed | NA | VOA_GPN_GOV_UK\7246041 | 2019-08-30 | Low | - | High | Risk taken from previous CG | - | - | NA | Steel | NA | (BEAMS Note 1) The ERC for this item should be added to the total of the ERC of the other P&M items on the site and the Buildings ERC (where applicable) to enable the correct contract size adjustment to be made. ERC of P&M Items + ERC of Building Component’s = Total ERC (net figure rateable items only) to which contract size adjustment should be applied The 2021 Generic Contractors Test Spreadsheet has this facility built into the programme - it is recommended you undertake all contractors test valuations using this spreadsheet. (Details on the application of contract size adjustments can be found in the RCG 2021 Guidance notes). Where RV is calculated using the comparative method (rental method) the contract size adjustment should be made as follows: Select - SCAT code box "P and M as an addition” within the 2021 Generic Contractors Test Spreadsheet facility. Or Where the spreadsheet is not used take the: Reciprocal of statutory de-capitalisation rate (i.e. 5% reciprocal = 20) multiply by rateable value of the buildings (before any overall end allowances are made and after making a notional deduction for the land value) and add to the ERC of P&M. Use resultant figure to calculate contract size adjustment. (Guidance Notes - Section 6) | - | - | 1 | TRUE
5715 | 215C80 | 7670 | 215C80 | Tanks | Pressure vessels - horizontal - liquid petroleum gas | High Pressure carbon steel | Saddle mounted - heating / gas engines | Length 6.75m x diam 1.50m | The high-pressure tanks situated within Refineries and large Chemical Works are sometimes called BULLETS and are shaped like a cigar. They hold many substances including unstable crude oil, helium, oxygen and LPG in general. In general Industrial hereditaments smaller pressure tanks are common. Those holding compressed air in conjunction with air compressors are more specifically costed under Air: Receivers. The shape of these tanks is cigar tube shape having rounded ends. They are made from mild steel but can be stainless and some are lined depending upon the type of material held. Main application is for smaller quantities of a product; bulk quantities would be kept in a Horton Sphere. Tubes can be made from other smaller tubes welded together on site and tested for faults in weld. Pressures may be just above Atmosphere or up to 200 psig. The thickness of steel will generally be in excess of 25mm and consequently the tank is very heavy (even small ones) the supports and foundations will be large to hold this weight. The thickness of steel and the pressure testing increases the cost as does the on site time for installation. Propane and Butane stored in smaller tanks is often used for power or heat purposes and thus may be rateable under Class 1 or Class 2. | Considered Not Applicable at time of Publication | (BEAMS Note 1) The ERC for this item should be added to the total of the ERC of the other P&M items on the site and the Buildings ERC (where applicable) to enable the correct contract size adjustment to be made. ERC of P&M Items + ERC of Building Component’s = Total ERC (net figure rateable items only) to which contract size adjustment should be applied The 2023 Generic Contractors Test Spreadsheet has this facility built into the programme - it is recommended you undertake all contractors test valuations using this spreadsheet. (Details on the application of contract size adjustments can be found in the RCG 2023 Guidance notes). Where RV is calculated using the comparative method (rental method) the contract size adjustment should be made as follows: Select - SCAT code box ""P and M as an addition” within the 2023 Generic Contractors Test Spreadsheet facility. Or Where the spreadsheet is not used take the: Reciprocal of statutory de-capitalisation rate (i.e. 5% reciprocal = 20) multiply by rateable value of the buildings (before any overall end allowances are made and after making a notional deduction for the land value) and add to the ERC of P&M. Use resultant figure to calculate contract size adjustment. (Guidance Notes - Section 6) | - | Liquid Petroleum Gas Industrial Range These tanks are saddle mounted (usually two) and are likely to contain gas for heating (the building) or for gas engines for the generation of power. They will be situated above ground, and are circular with dished ends. | Tanks - Class 4, Table 4 Class 1 List of Accessories (1) - storing of fuel for generation of power. Tanks Class 2(b) Heating list of access | Whole if under Class 4 the Class 4(d) limitation applies i.e. does not exceed 400m3 and readily capable of being moved without substantial demolition of any surrounding structure Whole under Class 2 "other than¬85" | Stairways, fire protection, staging, foundations. | Where it would be normal to find more than one item in such a hereditament the ERC stated has been adjusted to reflect any number / quantity, discount. These figures are NOT one off figures. | - | Photo 1 - High pressure LPG. Photo 2 - High pressure LPG. Photo 3 - Gas feed tanks to gas powered generator. | - | 20153 |  | Each | one | NA | NA | NA | 35978.2897 | Option 3 | 39089.1737 | 8.647% | 44400.2254 | 44499.458 | 23.68% | 13.84% | 44499.458 | 23.68% | Indexed | NA | VOA_GPN_GOV_UK\7246041 | 2019-08-30 | Low | - | High | Risk taken from previous CG | - | - | NA | Steel | NA | (BEAMS Note 1) The ERC for this item should be added to the total of the ERC of the other P&M items on the site and the Buildings ERC (where applicable) to enable the correct contract size adjustment to be made. ERC of P&M Items + ERC of Building Component’s = Total ERC (net figure rateable items only) to which contract size adjustment should be applied The 2021 Generic Contractors Test Spreadsheet has this facility built into the programme - it is recommended you undertake all contractors test valuations using this spreadsheet. (Details on the application of contract size adjustments can be found in the RCG 2021 Guidance notes). Where RV is calculated using the comparative method (rental method) the contract size adjustment should be made as follows: Select - SCAT code box "P and M as an addition” within the 2021 Generic Contractors Test Spreadsheet facility. Or Where the spreadsheet is not used take the: Reciprocal of statutory de-capitalisation rate (i.e. 5% reciprocal = 20) multiply by rateable value of the buildings (before any overall end allowances are made and after making a notional deduction for the land value) and add to the ERC of P&M. Use resultant figure to calculate contract size adjustment. (Guidance Notes - Section 6) | Photo 1 - High pressure LPG. Photo 2 - High pressure LPG. Photo 3 - Gas feed tanks to gas powered generator. | - | 1 | TRUE
5716 | 215C81 | 7671 | 215C81 | Tanks | Pressure vessels - horizontal - liquid petroleum gas | High Pressure carbon steel | Saddle mounted - heating / gas engines | Length 6.01m x diam 1.90m | The high-pressure tanks situated within Refineries and large Chemical Works are sometimes called BULLETS and are shaped like a cigar. They hold many substances including unstable crude oil, helium, oxygen and LPG in general. In general Industrial hereditaments smaller pressure tanks are common. Those holding compressed air in conjunction with air compressors are more specifically costed under Air: Receivers. The shape of these tanks is cigar tube shape having rounded ends. They are made from mild steel but can be stainless and some are lined depending upon the type of material held. Main application is for smaller quantities of a product; bulk quantities would be kept in a Horton Sphere. Tubes can be made from other smaller tubes welded together on site and tested for faults in weld. Pressures may be just above Atmosphere or up to 200 psig. The thickness of steel will generally be in excess of 25mm and consequently the tank is very heavy (even small ones) the supports and foundations will be large to hold this weight. The thickness of steel and the pressure testing increases the cost as does the on site time for installation. Propane and Butane stored in smaller tanks is often used for power or heat purposes and thus may be rateable under Class 1 or Class 2. | Considered Not Applicable at time of Publication | (BEAMS Note 1) The ERC for this item should be added to the total of the ERC of the other P&M items on the site and the Buildings ERC (where applicable) to enable the correct contract size adjustment to be made. ERC of P&M Items + ERC of Building Component’s = Total ERC (net figure rateable items only) to which contract size adjustment should be applied The 2023 Generic Contractors Test Spreadsheet has this facility built into the programme - it is recommended you undertake all contractors test valuations using this spreadsheet. (Details on the application of contract size adjustments can be found in the RCG 2023 Guidance notes). Where RV is calculated using the comparative method (rental method) the contract size adjustment should be made as follows: Select - SCAT code box ""P and M as an addition” within the 2023 Generic Contractors Test Spreadsheet facility. Or Where the spreadsheet is not used take the: Reciprocal of statutory de-capitalisation rate (i.e. 5% reciprocal = 20) multiply by rateable value of the buildings (before any overall end allowances are made and after making a notional deduction for the land value) and add to the ERC of P&M. Use resultant figure to calculate contract size adjustment. (Guidance Notes - Section 6) | - | Liquid Petroleum Gas Industrial Range These tanks are saddle mounted (usually two) and are likely to contain gas for heating (the building) or for gas engines for the generation of power. They will be situated above ground, and are circular with dished ends. | Tanks - Class 4, Table 4 Class 1 List of Accessories (1) - storing of fuel for generation of power. Tanks Class 2(b) Heating list of access | Whole if under Class 4 the Class 4(d) limitation applies i.e. does not exceed 400m3 and readily capable of being moved without substantial demolition of any surrounding structure Whole under Class 2 "other than¬85" | Stairways, fire protection, staging, foundations. | Where it would be normal to find more than one item in such a hereditament the ERC stated has been adjusted to reflect any number / quantity, discount. These figures are NOT one off figures. | - | Photo 1 - High pressure LPG. Photo 2 - High pressure LPG. Photo 3 - Gas feed tanks to gas powered generator. | - | 20153 |  | Each | one | NA | NA | NA | 45714.3831 | Option 3 | 49667.104 | 8.647% | 56324.8142 | 56450.6978 | 23.49% | 13.66% | 56450.6978 | 23.49% | Indexed | NA | VOA_GPN_GOV_UK\7246041 | 2019-08-30 | Low | - | High | Risk taken from previous CG | - | - | NA | Steel | NA | (BEAMS Note 1) The ERC for this item should be added to the total of the ERC of the other P&M items on the site and the Buildings ERC (where applicable) to enable the correct contract size adjustment to be made. ERC of P&M Items + ERC of Building Component’s = Total ERC (net figure rateable items only) to which contract size adjustment should be applied The 2021 Generic Contractors Test Spreadsheet has this facility built into the programme - it is recommended you undertake all contractors test valuations using this spreadsheet. (Details on the application of contract size adjustments can be found in the RCG 2021 Guidance notes). Where RV is calculated using the comparative method (rental method) the contract size adjustment should be made as follows: Select - SCAT code box "P and M as an addition” within the 2021 Generic Contractors Test Spreadsheet facility. Or Where the spreadsheet is not used take the: Reciprocal of statutory de-capitalisation rate (i.e. 5% reciprocal = 20) multiply by rateable value of the buildings (before any overall end allowances are made and after making a notional deduction for the land value) and add to the ERC of P&M. Use resultant figure to calculate contract size adjustment. (Guidance Notes - Section 6) | Photo 1 - High pressure LPG. Photo 2 - High pressure LPG. Photo 3 - Gas feed tanks to gas powered generator. | - | 1 | TRUE
5717 | 215C82 | 7672 | 215C82 | Tanks | Pressure vessels - horizontal - liquid petroleum gas | High Pressure carbon steel | Saddle mounted - heating / gas engines | Length 5.17m x diam 2.50m | The high-pressure tanks situated within Refineries and large Chemical Works are sometimes called BULLETS and are shaped like a cigar. They hold many substances including unstable crude oil, helium, oxygen and LPG in general. In general Industrial hereditaments smaller pressure tanks are common. Those holding compressed air in conjunction with air compressors are more specifically costed under Air: Receivers. The shape of these tanks is cigar tube shape having rounded ends. They are made from mild steel but can be stainless and some are lined depending upon the type of material held. Main application is for smaller quantities of a product; bulk quantities would be kept in a Horton Sphere. Tubes can be made from other smaller tubes welded together on site and tested for faults in weld. Pressures may be just above Atmosphere or up to 200 psig. The thickness of steel will generally be in excess of 25mm and consequently the tank is very heavy (even small ones) the supports and foundations will be large to hold this weight. The thickness of steel and the pressure testing increases the cost as does the on site time for installation. Propane and Butane stored in smaller tanks is often used for power or heat purposes and thus may be rateable under Class 1 or Class 2. | Considered Not Applicable at time of Publication | (BEAMS Note 1) The ERC for this item should be added to the total of the ERC of the other P&M items on the site and the Buildings ERC (where applicable) to enable the correct contract size adjustment to be made. ERC of P&M Items + ERC of Building Component’s = Total ERC (net figure rateable items only) to which contract size adjustment should be applied The 2023 Generic Contractors Test Spreadsheet has this facility built into the programme - it is recommended you undertake all contractors test valuations using this spreadsheet. (Details on the application of contract size adjustments can be found in the RCG 2023 Guidance notes). Where RV is calculated using the comparative method (rental method) the contract size adjustment should be made as follows: Select - SCAT code box ""P and M as an addition” within the 2023 Generic Contractors Test Spreadsheet facility. Or Where the spreadsheet is not used take the: Reciprocal of statutory de-capitalisation rate (i.e. 5% reciprocal = 20) multiply by rateable value of the buildings (before any overall end allowances are made and after making a notional deduction for the land value) and add to the ERC of P&M. Use resultant figure to calculate contract size adjustment. (Guidance Notes - Section 6) | - | Liquid Petroleum Gas Industrial Range These tanks are saddle mounted (usually two) and are likely to contain gas for heating (the building) or for gas engines for the generation of power. They will be situated above ground, and are circular with dished ends. | Tanks - Class 4, Table 4 Class 1 List of Accessories (1) - storing of fuel for generation of power. Tanks Class 2(b) Heating list of access | Whole if under Class 4 the Class 4(d) limitation applies i.e. does not exceed 400m3 and readily capable of being moved without substantial demolition of any surrounding structure Whole under Class 2 "other than¬85" | Stairways, fire protection, staging, foundations. | Where it would be normal to find more than one item in such a hereditament the ERC stated has been adjusted to reflect any number / quantity, discount. These figures are NOT one off figures. | - | Photo 1 - High pressure LPG. Photo 2 - High pressure LPG. Photo 3 - Gas feed tanks to gas powered generator. | - | 20153 |  | Each | one | NA | NA | NA | 51102.2589 | Option 3 | 55520.8457 | 8.647% | 63064.4711 | 63205.4175 | 23.68% | 13.84% | 63205.4175 | 23.68% | Indexed | NA | VOA_GPN_GOV_UK\7246041 | 2019-08-30 | Low | - | High | Risk taken from previous CG | - | - | NA | Steel | NA | (BEAMS Note 1) The ERC for this item should be added to the total of the ERC of the other P&M items on the site and the Buildings ERC (where applicable) to enable the correct contract size adjustment to be made. ERC of P&M Items + ERC of Building Component’s = Total ERC (net figure rateable items only) to which contract size adjustment should be applied The 2021 Generic Contractors Test Spreadsheet has this facility built into the programme - it is recommended you undertake all contractors test valuations using this spreadsheet. (Details on the application of contract size adjustments can be found in the RCG 2021 Guidance notes). Where RV is calculated using the comparative method (rental method) the contract size adjustment should be made as follows: Select - SCAT code box "P and M as an addition” within the 2021 Generic Contractors Test Spreadsheet facility. Or Where the spreadsheet is not used take the: Reciprocal of statutory de-capitalisation rate (i.e. 5% reciprocal = 20) multiply by rateable value of the buildings (before any overall end allowances are made and after making a notional deduction for the land value) and add to the ERC of P&M. Use resultant figure to calculate contract size adjustment. (Guidance Notes - Section 6) | Photo 1 - High pressure LPG. Photo 2 - High pressure LPG. Photo 3 - Gas feed tanks to gas powered generator. | - | 1 | TRUE
5718 | 215C83 | 7673 | 215C83 | Tanks | Pressure vessels - horizontal - liquid petroleum gas | High Pressure carbon steel | Saddle mounted - heating / gas engines | Length 6.08m x diam 2.50m | The high-pressure tanks situated within Refineries and large Chemical Works are sometimes called BULLETS and are shaped like a cigar. They hold many substances including unstable crude oil, helium, oxygen and LPG in general. In general Industrial hereditaments smaller pressure tanks are common. Those holding compressed air in conjunction with air compressors are more specifically costed under Air: Receivers. The shape of these tanks is cigar tube shape having rounded ends. They are made from mild steel but can be stainless and some are lined depending upon the type of material held. Main application is for smaller quantities of a product; bulk quantities would be kept in a Horton Sphere. Tubes can be made from other smaller tubes welded together on site and tested for faults in weld. Pressures may be just above Atmosphere or up to 200 psig. The thickness of steel will generally be in excess of 25mm and consequently the tank is very heavy (even small ones) the supports and foundations will be large to hold this weight. The thickness of steel and the pressure testing increases the cost as does the on site time for installation. Propane and Butane stored in smaller tanks is often used for power or heat purposes and thus may be rateable under Class 1 or Class 2. | Considered Not Applicable at time of Publication | (BEAMS Note 1) The ERC for this item should be added to the total of the ERC of the other P&M items on the site and the Buildings ERC (where applicable) to enable the correct contract size adjustment to be made. ERC of P&M Items + ERC of Building Component’s = Total ERC (net figure rateable items only) to which contract size adjustment should be applied The 2023 Generic Contractors Test Spreadsheet has this facility built into the programme - it is recommended you undertake all contractors test valuations using this spreadsheet. (Details on the application of contract size adjustments can be found in the RCG 2023 Guidance notes). Where RV is calculated using the comparative method (rental method) the contract size adjustment should be made as follows: Select - SCAT code box ""P and M as an addition” within the 2023 Generic Contractors Test Spreadsheet facility. Or Where the spreadsheet is not used take the: Reciprocal of statutory de-capitalisation rate (i.e. 5% reciprocal = 20) multiply by rateable value of the buildings (before any overall end allowances are made and after making a notional deduction for the land value) and add to the ERC of P&M. Use resultant figure to calculate contract size adjustment. (Guidance Notes - Section 6) | - | Liquid Petroleum Gas Industrial Range These tanks are saddle mounted (usually two) and are likely to contain gas for heating (the building) or for gas engines for the generation of power. They will be situated above ground, and are circular with dished ends. | Tanks - Class 4, Table 4 Class 1 List of Accessories (1) - storing of fuel for generation of power. Tanks Class 2(b) Heating list of access | Whole if under Class 4 the Class 4(d) limitation applies i.e. does not exceed 400m3 and readily capable of being moved without substantial demolition of any surrounding structure Whole under Class 2 "other than¬85" | Stairways, fire protection, staging, foundations. | Where it would be normal to find more than one item in such a hereditament the ERC stated has been adjusted to reflect any number / quantity, discount. These figures are NOT one off figures. | - | Photo 1 - High pressure LPG. Photo 2 - High pressure LPG. Photo 3 - Gas feed tanks to gas powered generator. | - | 20153 |  | Each | one | NA | NA | NA | 53438.432 | Option 3 | 58059.0174 | 8.647% | 65947.5046 | 66094.8945 | 23.68% | 13.84% | 66094.8945 | 23.68% | Indexed | NA | VOA_GPN_GOV_UK\7246041 | 2019-08-30 | Low | - | High | Risk taken from previous CG | - | - | NA | Steel | NA | (BEAMS Note 1) The ERC for this item should be added to the total of the ERC of the other P&M items on the site and the Buildings ERC (where applicable) to enable the correct contract size adjustment to be made. ERC of P&M Items + ERC of Building Component’s = Total ERC (net figure rateable items only) to which contract size adjustment should be applied The 2021 Generic Contractors Test Spreadsheet has this facility built into the programme - it is recommended you undertake all contractors test valuations using this spreadsheet. (Details on the application of contract size adjustments can be found in the RCG 2021 Guidance notes). Where RV is calculated using the comparative method (rental method) the contract size adjustment should be made as follows: Select - SCAT code box "P and M as an addition” within the 2021 Generic Contractors Test Spreadsheet facility. Or Where the spreadsheet is not used take the: Reciprocal of statutory de-capitalisation rate (i.e. 5% reciprocal = 20) multiply by rateable value of the buildings (before any overall end allowances are made and after making a notional deduction for the land value) and add to the ERC of P&M. Use resultant figure to calculate contract size adjustment. (Guidance Notes - Section 6) | Photo 1 - High pressure LPG. Photo 2 - High pressure LPG. Photo 3 - Gas feed tanks to gas powered generator. | - | 1 | TRUE
5719 | 215C84 | 7674 | 215C84 | Tanks | Pressure vessels - horizontal - liquid petroleum gas | High Pressure carbon steel | Saddle mounted - heating / gas engines | Length 5.35m x diam 3.00m | The high-pressure tanks situated within Refineries and large Chemical Works are sometimes called BULLETS and are shaped like a cigar. They hold many substances including unstable crude oil, helium, oxygen and LPG in general. In general Industrial hereditaments smaller pressure tanks are common. Those holding compressed air in conjunction with air compressors are more specifically costed under Air: Receivers. The shape of these tanks is cigar tube shape having rounded ends. They are made from mild steel but can be stainless and some are lined depending upon the type of material held. Main application is for smaller quantities of a product; bulk quantities would be kept in a Horton Sphere. Tubes can be made from other smaller tubes welded together on site and tested for faults in weld. Pressures may be just above Atmosphere or up to 200 psig. The thickness of steel will generally be in excess of 25mm and consequently the tank is very heavy (even small ones) the supports and foundations will be large to hold this weight. The thickness of steel and the pressure testing increases the cost as does the on site time for installation. Propane and Butane stored in smaller tanks is often used for power or heat purposes and thus may be rateable under Class 1 or Class 2. | Considered Not Applicable at time of Publication | (BEAMS Note 1) The ERC for this item should be added to the total of the ERC of the other P&M items on the site and the Buildings ERC (where applicable) to enable the correct contract size adjustment to be made. ERC of P&M Items + ERC of Building Component’s = Total ERC (net figure rateable items only) to which contract size adjustment should be applied The 2023 Generic Contractors Test Spreadsheet has this facility built into the programme - it is recommended you undertake all contractors test valuations using this spreadsheet. (Details on the application of contract size adjustments can be found in the RCG 2023 Guidance notes). Where RV is calculated using the comparative method (rental method) the contract size adjustment should be made as follows: Select - SCAT code box ""P and M as an addition” within the 2023 Generic Contractors Test Spreadsheet facility. Or Where the spreadsheet is not used take the: Reciprocal of statutory de-capitalisation rate (i.e. 5% reciprocal = 20) multiply by rateable value of the buildings (before any overall end allowances are made and after making a notional deduction for the land value) and add to the ERC of P&M. Use resultant figure to calculate contract size adjustment. (Guidance Notes - Section 6) | - | Liquid Petroleum Gas Industrial Range These tanks are saddle mounted (usually two) and are likely to contain gas for heating (the building) or for gas engines for the generation of power. They will be situated above ground, and are circular with dished ends. | Tanks - Class 4, Table 4 Class 1 List of Accessories (1) - storing of fuel for generation of power. Tanks Class 2(b) Heating list of access | Whole if under Class 4 the Class 4(d) limitation applies i.e. does not exceed 400m3 and readily capable of being moved without substantial demolition of any surrounding structure Whole under Class 2 "other than¬85" | Stairways, fire protection, staging, foundations. | Where it would be normal to find more than one item in such a hereditament the ERC stated has been adjusted to reflect any number / quantity, discount. These figures are NOT one off figures. | - | Photo 1 - High pressure LPG. Photo 2 - High pressure LPG. Photo 3 - Gas feed tanks to gas powered generator. | - | 20153 |  | Each | one | NA | NA | NA | 67749.0215 | Option 3 | 73606.9804 | 8.647% | 83607.9716 | 83794.8319 | 23.68% | 13.84% | 83794.8319 | 23.68% | Indexed | NA | VOA_GPN_GOV_UK\7246041 | 2019-08-30 | Low | - | High | Risk taken from previous CG | - | - | NA | Steel | NA | (BEAMS Note 1) The ERC for this item should be added to the total of the ERC of the other P&M items on the site and the Buildings ERC (where applicable) to enable the correct contract size adjustment to be made. ERC of P&M Items + ERC of Building Component’s = Total ERC (net figure rateable items only) to which contract size adjustment should be applied The 2021 Generic Contractors Test Spreadsheet has this facility built into the programme - it is recommended you undertake all contractors test valuations using this spreadsheet. (Details on the application of contract size adjustments can be found in the RCG 2021 Guidance notes). Where RV is calculated using the comparative method (rental method) the contract size adjustment should be made as follows: Select - SCAT code box "P and M as an addition” within the 2021 Generic Contractors Test Spreadsheet facility. Or Where the spreadsheet is not used take the: Reciprocal of statutory de-capitalisation rate (i.e. 5% reciprocal = 20) multiply by rateable value of the buildings (before any overall end allowances are made and after making a notional deduction for the land value) and add to the ERC of P&M. Use resultant figure to calculate contract size adjustment. (Guidance Notes - Section 6) | Photo 1 - High pressure LPG. Photo 2 - High pressure LPG. Photo 3 - Gas feed tanks to gas powered generator. | - | 1 | TRUE
5720 | 215C85 | 7406 | 215C85 | Tanks | Pressure vessels - horizontal - liquid petroleum gas | High Pressure carbon steel | Saddle mounted - heating / gas engines | Length 6.95m x diam 3.00m | The high-pressure tanks situated within Refineries and large Chemical Works are sometimes called BULLETS and are shaped like a cigar. They hold many substances including unstable crude oil, helium, oxygen and LPG in general. In general Industrial hereditaments smaller pressure tanks are common. Those holding compressed air in conjunction with air compressors are more specifically costed under Air: Receivers. The shape of these tanks is cigar tube shape having rounded ends. They are made from mild steel but can be stainless and some are lined depending upon the type of material held. Main application is for smaller quantities of a product; bulk quantities would be kept in a Horton Sphere. Tubes can be made from other smaller tubes welded together on site and tested for faults in weld. Pressures may be just above Atmosphere or up to 200 psig. The thickness of steel will generally be in excess of 25mm and consequently the tank is very heavy (even small ones) the supports and foundations will be large to hold this weight. The thickness of steel and the pressure testing increases the cost as does the on site time for installation. Propane and Butane stored in smaller tanks is often used for power or heat purposes and thus may be rateable under Class 1 or Class 2. | Considered Not Applicable at time of Publication | (BEAMS Note 1) The ERC for this item should be added to the total of the ERC of the other P&M items on the site and the Buildings ERC (where applicable) to enable the correct contract size adjustment to be made. ERC of P&M Items + ERC of Building Component’s = Total ERC (net figure rateable items only) to which contract size adjustment should be applied The 2023 Generic Contractors Test Spreadsheet has this facility built into the programme - it is recommended you undertake all contractors test valuations using this spreadsheet. (Details on the application of contract size adjustments can be found in the RCG 2023 Guidance notes). Where RV is calculated using the comparative method (rental method) the contract size adjustment should be made as follows: Select - SCAT code box ""P and M as an addition” within the 2023 Generic Contractors Test Spreadsheet facility. Or Where the spreadsheet is not used take the: Reciprocal of statutory de-capitalisation rate (i.e. 5% reciprocal = 20) multiply by rateable value of the buildings (before any overall end allowances are made and after making a notional deduction for the land value) and add to the ERC of P&M. Use resultant figure to calculate contract size adjustment. (Guidance Notes - Section 6) | - | Liquid Petroleum Gas Industrial Range These tanks are saddle mounted (usually two) and are likely to contain gas for heating (the building) or for gas engines for the generation of power. They will be situated above ground, and are circular with dished ends. | Tanks - Class 4, Table 4 Class 1 List of Accessories (1) - storing of fuel for generation of power. Tanks Class 2(b) Heating list of access | Whole if under Class 4 the Class 4(d) limitation applies i.e. does not exceed 400m3 and readily capable of being moved without substantial demolition of any surrounding structure Whole under Class 2 "other than¬85" | Stairways, fire protection, staging, foundations. | Where it would be normal to find more than one item in such a hereditament the ERC stated has been adjusted to reflect any number / quantity, discount. These figures are NOT one off figures. | - | Photo 1 - High pressure LPG. Photo 2 - High pressure LPG. Photo 3 - Gas feed tanks to gas powered generator. | - | 20153 |  | Each | one | NA | NA | NA | 70910.8056 | Option 3 | 77042.15 | 8.647% | 86151.3807 | 86343.9254 | 21.76% | 12.07% | 86343.9254 | 21.76% | Indexed | NA | VOA_GPN_GOV_UK\7246041 | 2019-08-30 | Low | - | High | Risk taken from previous CG | - | - | NA | Steel | NA | (BEAMS Note 1) The ERC for this item should be added to the total of the ERC of the other P&M items on the site and the Buildings ERC (where applicable) to enable the correct contract size adjustment to be made. ERC of P&M Items + ERC of Building Component’s = Total ERC (net figure rateable items only) to which contract size adjustment should be applied The 2021 Generic Contractors Test Spreadsheet has this facility built into the programme - it is recommended you undertake all contractors test valuations using this spreadsheet. (Details on the application of contract size adjustments can be found in the RCG 2021 Guidance notes). Where RV is calculated using the comparative method (rental method) the contract size adjustment should be made as follows: Select - SCAT code box "P and M as an addition” within the 2021 Generic Contractors Test Spreadsheet facility. Or Where the spreadsheet is not used take the: Reciprocal of statutory de-capitalisation rate (i.e. 5% reciprocal = 20) multiply by rateable value of the buildings (before any overall end allowances are made and after making a notional deduction for the land value) and add to the ERC of P&M. Use resultant figure to calculate contract size adjustment. (Guidance Notes - Section 6) | Photo 1 - High pressure LPG. Photo 2 - High pressure LPG. Photo 3 - Gas feed tanks to gas powered generator. | - | 1 | TRUE
5721 | 215C86 | 7407 | 215C86 | Tanks | Pressure vessels - horizontal - liquid petroleum gas | High Pressure carbon steel | Saddle mounted - heating / gas engines | Length 8.54m x diam 3.00m | The high-pressure tanks situated within Refineries and large Chemical Works are sometimes called BULLETS and are shaped like a cigar. They hold many substances including unstable crude oil, helium, oxygen and LPG in general. In general Industrial hereditaments smaller pressure tanks are common. Those holding compressed air in conjunction with air compressors are more specifically costed under Air: Receivers. The shape of these tanks is cigar tube shape having rounded ends. They are made from mild steel but can be stainless and some are lined depending upon the type of material held. Main application is for smaller quantities of a product; bulk quantities would be kept in a Horton Sphere. Tubes can be made from other smaller tubes welded together on site and tested for faults in weld. Pressures may be just above Atmosphere or up to 200 psig. The thickness of steel will generally be in excess of 25mm and consequently the tank is very heavy (even small ones) the supports and foundations will be large to hold this weight. The thickness of steel and the pressure testing increases the cost as does the on site time for installation. Propane and Butane stored in smaller tanks is often used for power or heat purposes and thus may be rateable under Class 1 or Class 2. | Considered Not Applicable at time of Publication | (BEAMS Note 1) The ERC for this item should be added to the total of the ERC of the other P&M items on the site and the Buildings ERC (where applicable) to enable the correct contract size adjustment to be made. ERC of P&M Items + ERC of Building Component’s = Total ERC (net figure rateable items only) to which contract size adjustment should be applied The 2023 Generic Contractors Test Spreadsheet has this facility built into the programme - it is recommended you undertake all contractors test valuations using this spreadsheet. (Details on the application of contract size adjustments can be found in the RCG 2023 Guidance notes). Where RV is calculated using the comparative method (rental method) the contract size adjustment should be made as follows: Select - SCAT code box ""P and M as an addition” within the 2023 Generic Contractors Test Spreadsheet facility. Or Where the spreadsheet is not used take the: Reciprocal of statutory de-capitalisation rate (i.e. 5% reciprocal = 20) multiply by rateable value of the buildings (before any overall end allowances are made and after making a notional deduction for the land value) and add to the ERC of P&M. Use resultant figure to calculate contract size adjustment. (Guidance Notes - Section 6) | - | Liquid Petroleum Gas Industrial Range These tanks are saddle mounted (usually two) and are likely to contain gas for heating (the building) or for gas engines for the generation of power. They will be situated above ground, and are circular with dished ends. | Tanks - Class 4, Table 4 Class 1 List of Accessories (1) - storing of fuel for generation of power. Tanks Class 2(b) Heating list of access | Whole if under Class 4 the Class 4(d) limitation applies i.e. does not exceed 400m3 and readily capable of being moved without substantial demolition of any surrounding structure Whole under Class 2 "other than¬85" | Stairways, fire protection, staging, foundations. | Where it would be normal to find more than one item in such a hereditament the ERC stated has been adjusted to reflect any number / quantity, discount. These figures are NOT one off figures. | - | Photo 1 - High pressure LPG. Photo 2 - High pressure LPG. Photo 3 - Gas feed tanks to gas powered generator. | - | 20153 |  | Each | one | NA | NA | NA | 79533.8531 | Option 3 | 86410.7944 | 8.647% | 98151.4416 | 98370.806 | 23.68% | 13.84% | 98370.806 | 23.68% | Indexed | NA | VOA_GPN_GOV_UK\7246041 | 2019-08-30 | Low | - | High | Risk taken from previous CG | - | - | NA | Steel | NA | (BEAMS Note 1) The ERC for this item should be added to the total of the ERC of the other P&M items on the site and the Buildings ERC (where applicable) to enable the correct contract size adjustment to be made. ERC of P&M Items + ERC of Building Component’s = Total ERC (net figure rateable items only) to which contract size adjustment should be applied The 2021 Generic Contractors Test Spreadsheet has this facility built into the programme - it is recommended you undertake all contractors test valuations using this spreadsheet. (Details on the application of contract size adjustments can be found in the RCG 2021 Guidance notes). Where RV is calculated using the comparative method (rental method) the contract size adjustment should be made as follows: Select - SCAT code box "P and M as an addition” within the 2021 Generic Contractors Test Spreadsheet facility. Or Where the spreadsheet is not used take the: Reciprocal of statutory de-capitalisation rate (i.e. 5% reciprocal = 20) multiply by rateable value of the buildings (before any overall end allowances are made and after making a notional deduction for the land value) and add to the ERC of P&M. Use resultant figure to calculate contract size adjustment. (Guidance Notes - Section 6) | Photo 1 - High pressure LPG. Photo 2 - High pressure LPG. Photo 3 - Gas feed tanks to gas powered generator. | - | 1 | TRUE
5722 | 215C87 | 7408 | 215C87 | Tanks | Pressure vessels - horizontal - liquid petroleum gas | High Pressure carbon steel | Saddle mounted - heating / gas engines | Length 10.14m x diam 3.00m | The high-pressure tanks situated within Refineries and large Chemical Works are sometimes called BULLETS and are shaped like a cigar. They hold many substances including unstable crude oil, helium, oxygen and LPG in general. In general Industrial hereditaments smaller pressure tanks are common. Those holding compressed air in conjunction with air compressors are more specifically costed under Air: Receivers. The shape of these tanks is cigar tube shape having rounded ends. They are made from mild steel but can be stainless and some are lined depending upon the type of material held. Main application is for smaller quantities of a product; bulk quantities would be kept in a Horton Sphere. Tubes can be made from other smaller tubes welded together on site and tested for faults in weld. Pressures may be just above Atmosphere or up to 200 psig. The thickness of steel will generally be in excess of 25mm and consequently the tank is very heavy (even small ones) the supports and foundations will be large to hold this weight. The thickness of steel and the pressure testing increases the cost as does the on site time for installation. Propane and Butane stored in smaller tanks is often used for power or heat purposes and thus may be rateable under Class 1 or Class 2. | Considered Not Applicable at time of Publication | (BEAMS Note 1) The ERC for this item should be added to the total of the ERC of the other P&M items on the site and the Buildings ERC (where applicable) to enable the correct contract size adjustment to be made. ERC of P&M Items + ERC of Building Component’s = Total ERC (net figure rateable items only) to which contract size adjustment should be applied The 2023 Generic Contractors Test Spreadsheet has this facility built into the programme - it is recommended you undertake all contractors test valuations using this spreadsheet. (Details on the application of contract size adjustments can be found in the RCG 2023 Guidance notes). Where RV is calculated using the comparative method (rental method) the contract size adjustment should be made as follows: Select - SCAT code box ""P and M as an addition” within the 2023 Generic Contractors Test Spreadsheet facility. Or Where the spreadsheet is not used take the: Reciprocal of statutory de-capitalisation rate (i.e. 5% reciprocal = 20) multiply by rateable value of the buildings (before any overall end allowances are made and after making a notional deduction for the land value) and add to the ERC of P&M. Use resultant figure to calculate contract size adjustment. (Guidance Notes - Section 6) | - | Liquid Petroleum Gas Industrial Range These tanks are saddle mounted (usually two) and are likely to contain gas for heating (the building) or for gas engines for the generation of power. They will be situated above ground, and are circular with dished ends. | Tanks - Class 4, Table 4 Class 1 List of Accessories (1) - storing of fuel for generation of power. Tanks Class 2(b) Heating list of access | Whole if under Class 4 the Class 4(d) limitation applies i.e. does not exceed 400m3 and readily capable of being moved without substantial demolition of any surrounding structure Whole under Class 2 "other than¬85" | Stairways, fire protection, staging, foundations. | Where it would be normal to find more than one item in such a hereditament the ERC stated has been adjusted to reflect any number / quantity, discount. These figures are NOT one off figures. | - | Photo 1 - High pressure LPG. Photo 2 - High pressure LPG. Photo 3 - Gas feed tanks to gas powered generator. | - | 20153 |  | Each | one | NA | NA | NA | 84273.4714 | Option 3 | 91560.2266 | 8.647% | 104000.5279 | 104232.9647 | 23.68% | 13.84% | 104232.9647 | 23.68% | Indexed | NA | VOA_GPN_GOV_UK\7246041 | 2019-08-30 | Low | - | High | Risk taken from previous CG | - | - | NA | Steel | NA | (BEAMS Note 1) The ERC for this item should be added to the total of the ERC of the other P&M items on the site and the Buildings ERC (where applicable) to enable the correct contract size adjustment to be made. ERC of P&M Items + ERC of Building Component’s = Total ERC (net figure rateable items only) to which contract size adjustment should be applied The 2021 Generic Contractors Test Spreadsheet has this facility built into the programme - it is recommended you undertake all contractors test valuations using this spreadsheet. (Details on the application of contract size adjustments can be found in the RCG 2021 Guidance notes). Where RV is calculated using the comparative method (rental method) the contract size adjustment should be made as follows: Select - SCAT code box "P and M as an addition” within the 2021 Generic Contractors Test Spreadsheet facility. Or Where the spreadsheet is not used take the: Reciprocal of statutory de-capitalisation rate (i.e. 5% reciprocal = 20) multiply by rateable value of the buildings (before any overall end allowances are made and after making a notional deduction for the land value) and add to the ERC of P&M. Use resultant figure to calculate contract size adjustment. (Guidance Notes - Section 6) | Photo 1 - High pressure LPG. Photo 2 - High pressure LPG. Photo 3 - Gas feed tanks to gas powered generator. | - | 1 | TRUE
5723 | 215C88 | 7409 | 215C88 | Tanks | Pressure vessels - horizontal - liquid petroleum gas | High Pressure carbon steel | Saddle mounted - heating / gas engines | Length 11.75m x diam 3.60m | The high-pressure tanks situated within Refineries and large Chemical Works are sometimes called BULLETS and are shaped like a cigar. They hold many substances including unstable crude oil, helium, oxygen and LPG in general. In general Industrial hereditaments smaller pressure tanks are common. Those holding compressed air in conjunction with air compressors are more specifically costed under Air: Receivers. The shape of these tanks is cigar tube shape having rounded ends. They are made from mild steel but can be stainless and some are lined depending upon the type of material held. Main application is for smaller quantities of a product; bulk quantities would be kept in a Horton Sphere. Tubes can be made from other smaller tubes welded together on site and tested for faults in weld. Pressures may be just above Atmosphere or up to 200 psig. The thickness of steel will generally be in excess of 25mm and consequently the tank is very heavy (even small ones) the supports and foundations will be large to hold this weight. The thickness of steel and the pressure testing increases the cost as does the on site time for installation. Propane and Butane stored in smaller tanks is often used for power or heat purposes and thus may be rateable under Class 1 or Class 2. | Considered Not Applicable at time of Publication | (BEAMS Note 1) The ERC for this item should be added to the total of the ERC of the other P&M items on the site and the Buildings ERC (where applicable) to enable the correct contract size adjustment to be made. ERC of P&M Items + ERC of Building Component’s = Total ERC (net figure rateable items only) to which contract size adjustment should be applied The 2023 Generic Contractors Test Spreadsheet has this facility built into the programme - it is recommended you undertake all contractors test valuations using this spreadsheet. (Details on the application of contract size adjustments can be found in the RCG 2023 Guidance notes). Where RV is calculated using the comparative method (rental method) the contract size adjustment should be made as follows: Select - SCAT code box ""P and M as an addition” within the 2023 Generic Contractors Test Spreadsheet facility. Or Where the spreadsheet is not used take the: Reciprocal of statutory de-capitalisation rate (i.e. 5% reciprocal = 20) multiply by rateable value of the buildings (before any overall end allowances are made and after making a notional deduction for the land value) and add to the ERC of P&M. Use resultant figure to calculate contract size adjustment. (Guidance Notes - Section 6) | - | Liquid Petroleum Gas Industrial Range These tanks are saddle mounted (usually two) and are likely to contain gas for heating (the building) or for gas engines for the generation of power. They will be situated above ground, and are circular with dished ends. | Tanks - Class 4, Table 4 Class 1 List of Accessories (1) - storing of fuel for generation of power. Tanks Class 2(b) Heating list of access | Whole if under Class 4 the Class 4(d) limitation applies i.e. does not exceed 400m3 and readily capable of being moved without substantial demolition of any surrounding structure Whole under Class 2 "other than¬85" | Stairways, fire protection, staging, foundations. | Where it would be normal to find more than one item in such a hereditament the ERC stated has been adjusted to reflect any number / quantity, discount. These figures are NOT one off figures. | - | Photo 1 - High pressure LPG. Photo 2 - High pressure LPG. Photo 3 - Gas feed tanks to gas powered generator. | - | 20153 |  | Each | one | NA | NA | NA | 112075.1551 | Option 3 | 121765.7992 | 8.647% | 138310.136 | 138619.2534 | 23.68% | 13.84% | 138619.2534 | 23.68% | Indexed | NA | VOA_GPN_GOV_UK\7246041 | 2019-08-30 | Low | - | High | Risk taken from previous CG | - | - | NA | Steel | NA | (BEAMS Note 1) The ERC for this item should be added to the total of the ERC of the other P&M items on the site and the Buildings ERC (where applicable) to enable the correct contract size adjustment to be made. ERC of P&M Items + ERC of Building Component’s = Total ERC (net figure rateable items only) to which contract size adjustment should be applied The 2021 Generic Contractors Test Spreadsheet has this facility built into the programme - it is recommended you undertake all contractors test valuations using this spreadsheet. (Details on the application of contract size adjustments can be found in the RCG 2021 Guidance notes). Where RV is calculated using the comparative method (rental method) the contract size adjustment should be made as follows: Select - SCAT code box "P and M as an addition” within the 2021 Generic Contractors Test Spreadsheet facility. Or Where the spreadsheet is not used take the: Reciprocal of statutory de-capitalisation rate (i.e. 5% reciprocal = 20) multiply by rateable value of the buildings (before any overall end allowances are made and after making a notional deduction for the land value) and add to the ERC of P&M. Use resultant figure to calculate contract size adjustment. (Guidance Notes - Section 6) | Photo 1 - High pressure LPG. Photo 2 - High pressure LPG. Photo 3 - Gas feed tanks to gas powered generator. | - | 1 | TRUE
5724 | 215C89 | 7410 | 215C89 | Tanks | Pressure vessels - horizontal - liquid petroleum gas | High Pressure carbon steel | Saddle mounted - heating / gas engines | Length 17.00m x diam 3.60m | The high-pressure tanks situated within Refineries and large Chemical Works are sometimes called BULLETS and are shaped like a cigar. They hold many substances including unstable crude oil, helium, oxygen and LPG in general. In general Industrial hereditaments smaller pressure tanks are common. Those holding compressed air in conjunction with air compressors are more specifically costed under Air: Receivers. The shape of these tanks is cigar tube shape having rounded ends. They are made from mild steel but can be stainless and some are lined depending upon the type of material held. Main application is for smaller quantities of a product; bulk quantities would be kept in a Horton Sphere. Tubes can be made from other smaller tubes welded together on site and tested for faults in weld. Pressures may be just above Atmosphere or up to 200 psig. The thickness of steel will generally be in excess of 25mm and consequently the tank is very heavy (even small ones) the supports and foundations will be large to hold this weight. The thickness of steel and the pressure testing increases the cost as does the on site time for installation. Propane and Butane stored in smaller tanks is often used for power or heat purposes and thus may be rateable under Class 1 or Class 2. | Considered Not Applicable at time of Publication | (BEAMS Note 1) The ERC for this item should be added to the total of the ERC of the other P&M items on the site and the Buildings ERC (where applicable) to enable the correct contract size adjustment to be made. ERC of P&M Items + ERC of Building Component’s = Total ERC (net figure rateable items only) to which contract size adjustment should be applied The 2023 Generic Contractors Test Spreadsheet has this facility built into the programme - it is recommended you undertake all contractors test valuations using this spreadsheet. (Details on the application of contract size adjustments can be found in the RCG 2023 Guidance notes). Where RV is calculated using the comparative method (rental method) the contract size adjustment should be made as follows: Select - SCAT code box ""P and M as an addition” within the 2023 Generic Contractors Test Spreadsheet facility. Or Where the spreadsheet is not used take the: Reciprocal of statutory de-capitalisation rate (i.e. 5% reciprocal = 20) multiply by rateable value of the buildings (before any overall end allowances are made and after making a notional deduction for the land value) and add to the ERC of P&M. Use resultant figure to calculate contract size adjustment. (Guidance Notes - Section 6) | - | Liquid Petroleum Gas Industrial Range These tanks are saddle mounted (usually two) and are likely to contain gas for heating (the building) or for gas engines for the generation of power. They will be situated above ground, and are circular with dished ends. | Tanks - Class 4, Table 4 Class 1 List of Accessories (1) - storing of fuel for generation of power. Tanks Class 2(b) Heating list of access | Whole if under Class 4 the Class 4(d) limitation applies i.e. does not exceed 400m3 and readily capable of being moved without substantial demolition of any surrounding structure Whole under Class 2 "other than¬85" | Stairways, fire protection, staging, foundations. | Where it would be normal to find more than one item in such a hereditament the ERC stated has been adjusted to reflect any number / quantity, discount. These figures are NOT one off figures. | - | Photo 1 - High pressure LPG. Photo 2 - High pressure LPG. Photo 3 - Gas feed tanks to gas powered generator. | - | 20153 |  | Each | one | NA | NA | NA | 146084.2098 | Option 3 | 158715.4668 | 8.647% | 180280.1604 | 180683.079 | 23.68% | 13.84% | 180683.079 | 23.68% | Indexed | NA | VOA_GPN_GOV_UK\7246041 | 2019-08-30 | Low | - | High | Risk taken from previous CG | - | - | NA | Steel | NA | (BEAMS Note 1) The ERC for this item should be added to the total of the ERC of the other P&M items on the site and the Buildings ERC (where applicable) to enable the correct contract size adjustment to be made. ERC of P&M Items + ERC of Building Component’s = Total ERC (net figure rateable items only) to which contract size adjustment should be applied The 2021 Generic Contractors Test Spreadsheet has this facility built into the programme - it is recommended you undertake all contractors test valuations using this spreadsheet. (Details on the application of contract size adjustments can be found in the RCG 2021 Guidance notes). Where RV is calculated using the comparative method (rental method) the contract size adjustment should be made as follows: Select - SCAT code box "P and M as an addition” within the 2021 Generic Contractors Test Spreadsheet facility. Or Where the spreadsheet is not used take the: Reciprocal of statutory de-capitalisation rate (i.e. 5% reciprocal = 20) multiply by rateable value of the buildings (before any overall end allowances are made and after making a notional deduction for the land value) and add to the ERC of P&M. Use resultant figure to calculate contract size adjustment. (Guidance Notes - Section 6) | Photo 1 - High pressure LPG. Photo 2 - High pressure LPG. Photo 3 - Gas feed tanks to gas powered generator. | - | 1 | TRUE
5725 | 215C01 | 7624 | 215C01 | Tanks | Pressure vessels (horizontal) | High Pressure (up to 60 bar) Carbon steel | 320.54m³ | 3.65m diam Saddle mounted | High Pressure Up to 60 bar - saddle mounted Length up to 30.5m, Carbon Steel Plate min 25 mm thick. The high-pressure tanks situated within Refineries and large Chemical Works are sometimes called BULLETS and are shaped like a cigar. They hold many substances including unstable crude oil, helium, oxygen and LPG in general. The shape of these tanks is cigar tube shape having rounded ends. They are made from mild steel but can be stainless and some are lined depending upon the type of material held. Main application is for smaller quantities of a product; bulk quantities would be kept in a Horton Sphere. Tubes can be made from other smaller tubes welded together on site and tested for faults in weld. Pressures may be just above Atmosphere or up to 200 psig. The thickness of steel will generally be in excess of 25mm and consequently the tank is very heavy (even small ones) the supports and foundations will be large to hold this weight. The thickness of steel and the pressure testing increases the cost as does the on site time for installation. | Considered Not Applicable at time of Publication | (BEAMS Note 1) The ERC for this item should be added to the total of the ERC of the other P&M items on the site and the Buildings ERC (where applicable) to enable the correct contract size adjustment to be made. ERC of P&M Items + ERC of Building Component’s = Total ERC (net figure rateable items only) to which contract size adjustment should be applied The 2023 Generic Contractors Test Spreadsheet has this facility built into the programme - it is recommended you undertake all contractors test valuations using this spreadsheet. (Details on the application of contract size adjustments can be found in the RCG 2023 Guidance notes). Where RV is calculated using the comparative method (rental method) the contract size adjustment should be made as follows: Select - SCAT code box ""P and M as an addition” within the 2023 Generic Contractors Test Spreadsheet facility. Or Where the spreadsheet is not used take the: Reciprocal of statutory de-capitalisation rate (i.e. 5% reciprocal = 20) multiply by rateable value of the buildings (before any overall end allowances are made and after making a notional deduction for the land value) and add to the ERC of P&M. Use resultant figure to calculate contract size adjustment. (Guidance Notes - Section 6) | - | Length Diameter GIV Age Supports and foundations | Tanks - Class 4, Table 4 Class 1 List of Accessories (1) - storing of fuel for generation of power. Tanks Class 2(b) Heating list of accessories Tanks | Whole if under Class 4 the Class 4(d) limitation applies i.e. does not exceed 400m3 and readily capable of being moved without substantial demolition of any surrounding structure Whole under Class 2 "other than¬85" | Stairways, fire protection, staging, foundations. | Where it would be normal to find more than one item in such a hereditament the ERC stated has been adjusted to reflect any number / quantity, discount. These figures are NOT one off figures. | - | Photo 1- often referred to as Bullets | - | 20146 |  | Each | one | NA | NA | NA | 2330583.4632 | Option 3 | 2532098.7306 | 8.647% | 2876135.3543 | 2882563.3957 | 23.68% | 13.84% | 2882563.3957 | 23.68% | Indexed | NA | VOA_GPN_GOV_UK\7246041 | 2019-08-30 | Low | - | High | Risk taken from previous CG | - | - | NA | Steel | NA | (BEAMS Note 1) The ERC for this item should be added to the total of the ERC of the other P&M items on the site and the Buildings ERC (where applicable) to enable the correct contract size adjustment to be made. ERC of P&M Items + ERC of Building Component’s = Total ERC (net figure rateable items only) to which contract size adjustment should be applied The 2021 Generic Contractors Test Spreadsheet has this facility built into the programme - it is recommended you undertake all contractors test valuations using this spreadsheet. (Details on the application of contract size adjustments can be found in the RCG 2021 Guidance notes). Where RV is calculated using the comparative method (rental method) the contract size adjustment should be made as follows: Select - SCAT code box "P and M as an addition” within the 2021 Generic Contractors Test Spreadsheet facility. Or Where the spreadsheet is not used take the: Reciprocal of statutory de-capitalisation rate (i.e. 5% reciprocal = 20) multiply by rateable value of the buildings (before any overall end allowances are made and after making a notional deduction for the land value) and add to the ERC of P&M. Use resultant figure to calculate contract size adjustment. (Guidance Notes - Section 6) | Photo 1- often referred to as Bullets | - | 1 | TRUE
5726 | 215C02 | 7625 | 215C02 | Tanks | Pressure vessels (horizontal) | High Pressure (up to 60 bar) Carbon steel | 436.15m³ | 4.267m diam Saddle mounted. | High Pressure Up to 60 bar - saddle mounted Length up to 30.5m, Carbon Steel Plate min 25 mm thick The high-pressure tanks situated within Refineries and large Chemical Works are sometimes called BULLETS and are shaped like a cigar. They hold many substances including unstable crude oil, helium, oxygen and LPG in general. The shape of these tanks is cigar tube shape having rounded ends. They are made from mild steel but can be stainless and some are lined depending upon the type of material held. Main application is for smaller quantities of a product; bulk quantities would be kept in a Horton Sphere. Tubes can be made from other smaller tubes welded together on site and tested for faults in weld. Pressures may be just above Atmosphere or up to 200 psig. The thickness of steel will generally be in excess of 25mm and consequently the tank is very heavy (even small ones) the supports and foundations will be large to hold this weight. The thickness of steel and the pressure testing increases the cost as does the on site time for installation. | Considered Not Applicable at time of Publication | (BEAMS Note 1) The ERC for this item should be added to the total of the ERC of the other P&M items on the site and the Buildings ERC (where applicable) to enable the correct contract size adjustment to be made. ERC of P&M Items + ERC of Building Component’s = Total ERC (net figure rateable items only) to which contract size adjustment should be applied The 2023 Generic Contractors Test Spreadsheet has this facility built into the programme - it is recommended you undertake all contractors test valuations using this spreadsheet. (Details on the application of contract size adjustments can be found in the RCG 2023 Guidance notes). Where RV is calculated using the comparative method (rental method) the contract size adjustment should be made as follows: Select - SCAT code box ""P and M as an addition” within the 2023 Generic Contractors Test Spreadsheet facility. Or Where the spreadsheet is not used take the: Reciprocal of statutory de-capitalisation rate (i.e. 5% reciprocal = 20) multiply by rateable value of the buildings (before any overall end allowances are made and after making a notional deduction for the land value) and add to the ERC of P&M. Use resultant figure to calculate contract size adjustment. (Guidance Notes - Section 6) | - | Length Diameter GIV Age Supports and foundations | Tanks - Class 4, Table 4 Class 1 List of Accessories (1) - storing of fuel for generation of power. Tanks Class 2(b) Heating list of accessories Tanks | Whole if under Class 4 the Class 4(d) limitation applies i.e. does not exceed 400m3 and readily capable of being moved without substantial demolition of any surrounding structure Whole under Class 2 "other than¬85" | Stairways, fire protection, staging, foundations. | Where it would be normal to find more than one item in such a hereditament the ERC stated has been adjusted to reflect any number / quantity, discount. These figures are NOT one off figures. | - | Photo 1- often referred to as Bullets | - | 20146 |  | Each | one | NA | NA | NA | 2770603.5116 | Option 3 | 3010165.3709 | 8.647% | 3419156.9787 | 3426798.6506 | 23.68% | 13.84% | 3426798.6506 | 23.68% | Indexed | NA | VOA_GPN_GOV_UK\7246041 | 2019-08-30 | Low | - | High | Risk taken from previous CG | - | - | NA | Steel | NA | (BEAMS Note 1) The ERC for this item should be added to the total of the ERC of the other P&M items on the site and the Buildings ERC (where applicable) to enable the correct contract size adjustment to be made. ERC of P&M Items + ERC of Building Component’s = Total ERC (net figure rateable items only) to which contract size adjustment should be applied The 2021 Generic Contractors Test Spreadsheet has this facility built into the programme - it is recommended you undertake all contractors test valuations using this spreadsheet. (Details on the application of contract size adjustments can be found in the RCG 2021 Guidance notes). Where RV is calculated using the comparative method (rental method) the contract size adjustment should be made as follows: Select - SCAT code box "P and M as an addition” within the 2021 Generic Contractors Test Spreadsheet facility. Or Where the spreadsheet is not used take the: Reciprocal of statutory de-capitalisation rate (i.e. 5% reciprocal = 20) multiply by rateable value of the buildings (before any overall end allowances are made and after making a notional deduction for the land value) and add to the ERC of P&M. Use resultant figure to calculate contract size adjustment. (Guidance Notes - Section 6) | Photo 1- often referred to as Bullets | - | 1 | TRUE
5727 | 215S82 | 7274 | 215S82 | Tanks | Skirts - supports | Brickwork | Support - skirt 7.5m diam | Tank 7.5m x 20m high approx 900m³ | Brick- likely to be semi engineering type- minimum 225 mm(1 Brick) thick to support underside of rim of hopper bottomed tank. | Location Adjustment Applicable (See Guidance Notes) - ERC = UK mean of 1.00 | (BEAMS Note 2) The ERC for this item should be added to all other rateable items on the hereditament (except land). Therefore the total of the ERC of the other Building Items and the P&M ERC (where applicable) to enable the correct contract size adjustment to be made. ERC of Building Component + ERC of P&M = Total ERC to which contract size adjustment should be applied. The appropriate % adjustment should be made in accordance with the scale for contract size adjustment specified under section 6 of the RCG 2023 Guidance notes. The currency ERC rates are set at £4m (Four Million Pounds) @ 1st April 2021 (AVD) for the RCG 2023 Publication. | Excludes the cost of foundation to wall and tank | Measure circumference, height of brick work and thickness. Calculate wall area.=m2 | - | - | - | - | - | Photo 1 - _ brick support to underside of rim of hopper bottomed tank. | - | 20263 |  | M3 | - | NA | NA | NA | 8.5619 | Option 2 | 11.2316 | 31.18% | 16.3523 | 11.3815 | 32.93% | 1.334% | 11.3815 | 32.93% | Indexed | NA | VOA_GPN_GOV_UK\7246041 | 2019-08-30 | Low | - | High | Risk taken from previous CG | - | - | NA | SPONS Civils | NA | (BEAMS Note 2) The ERC for this item should be added to all other rateable items on the hereditament (except land). Therefore the total of the ERC of the other Building Items and the P&M ERC (where applicable) to enable the correct contract size adjustment to be made. ERC of Building Component + ERC of P&M = Total ERC to which contract size adjustment should be applied. The appropriate % adjustment should be made in accordance with the scale for contract size adjustment specified under section 6 of the RCG 2021 Guidance notes. The currency ERC rates are set at £4m (Four Million Pounds) @ 1st April 2019 (AVD) for the RCG 2021 Publication. | Photo 1 - _ brick support to underside of rim of hopper bottomed tank. | - | 2 | TRUE
5728 | 215S83 | 7286 | 215S83 | Tanks | Skirts - supports | Brickwork | Support - skirt 6m diam | Tank 6m x 16m high approx 450m³ | Brick- likely to be semi engineering type- minimum 225 mm(1 Brick) thick to support underside of rim of hopper bottomed tank. | Location Adjustment Applicable (See Guidance Notes) - ERC = UK mean of 1.00 | (BEAMS Note 2) The ERC for this item should be added to all other rateable items on the hereditament (except land). Therefore the total of the ERC of the other Building Items and the P&M ERC (where applicable) to enable the correct contract size adjustment to be made. ERC of Building Component + ERC of P&M = Total ERC to which contract size adjustment should be applied. The appropriate % adjustment should be made in accordance with the scale for contract size adjustment specified under section 6 of the RCG 2023 Guidance notes. The currency ERC rates are set at £4m (Four Million Pounds) @ 1st April 2021 (AVD) for the RCG 2023 Publication. | Excludes the cost of foundation to wall and tank | Measure circumference, height of brick work and thickness. Calculate wall area.=m2 | - | - | - | - | - | Photo 1 - _ brick support to underside of rim of hopper bottomed tank. | - | 20263 |  | M3 | - | NA | NA | NA | 13.699 | Option 2 | 17.9706 | 31.18% | 26.4152 | 18.3855 | 34.21% | 2.309% | 18.3855 | 34.21% | Indexed | NA | VOA_GPN_GOV_UK\7246041 | 2019-08-30 | Low | - | High | Risk taken from previous CG | - | - | NA | SPONS Civils | NA | (BEAMS Note 2) The ERC for this item should be added to all other rateable items on the hereditament (except land). Therefore the total of the ERC of the other Building Items and the P&M ERC (where applicable) to enable the correct contract size adjustment to be made. ERC of Building Component + ERC of P&M = Total ERC to which contract size adjustment should be applied. The appropriate % adjustment should be made in accordance with the scale for contract size adjustment specified under section 6 of the RCG 2021 Guidance notes. The currency ERC rates are set at £4m (Four Million Pounds) @ 1st April 2019 (AVD) for the RCG 2021 Publication. | Photo 1 - _ brick support to underside of rim of hopper bottomed tank. | - | 2 | TRUE
5729 | 215S81 | 7273 | 215S81 | Tanks | Skirts - supports | Brickwork - nominal 2.5m high | Support - skirt 10m diam | Tank 10m x 30m high approx 2500m³ | Brick- likely to be semi engineering type- minimum 225 mm(1 Brick) thick to support underside of rim of hopper bottomed tank. | Location Adjustment Applicable (See Guidance Notes) - ERC = UK mean of 1.00 | (BEAMS Note 2) The ERC for this item should be added to all other rateable items on the hereditament (except land). Therefore the total of the ERC of the other Building Items and the P&M ERC (where applicable) to enable the correct contract size adjustment to be made. ERC of Building Component + ERC of P&M = Total ERC to which contract size adjustment should be applied. The appropriate % adjustment should be made in accordance with the scale for contract size adjustment specified under section 6 of the RCG 2023 Guidance notes. The currency ERC rates are set at £4m (Four Million Pounds) @ 1st April 2021 (AVD) for the RCG 2023 Publication. | Excludes the cost of foundation to wall and tank | Measure circumference, height of brick work and thickness. Calculate wall area.=m2 | - | - | - | - | - | Photo 1 -Brick support to underside of rim of hopper bottomed tank. | - | 20263 |  | M3 | - | NA | NA | NA | 4.2809 | Option 2 | 5.6158 | 31.18% | 6.2893 | 4.3775 | 2.255% | -22.05% | 4.3775 | 2.255% | Indexed | NA | VOA_GPN_GOV_UK\7246041 | 2019-08-30 | Low | - | High | Risk taken from previous CG | - | - | NA | SPONS Civils | NA | (BEAMS Note 2) The ERC for this item should be added to all other rateable items on the hereditament (except land). Therefore the total of the ERC of the other Building Items and the P&M ERC (where applicable) to enable the correct contract size adjustment to be made. ERC of Building Component + ERC of P&M = Total ERC to which contract size adjustment should be applied. The appropriate % adjustment should be made in accordance with the scale for contract size adjustment specified under section 6 of the RCG 2021 Guidance notes. The currency ERC rates are set at £4m (Four Million Pounds) @ 1st April 2019 (AVD) for the RCG 2021 Publication. | Photo 1 -Brick support to underside of rim of hopper bottomed tank. | - | 2 | TRUE
5730 | 215S50 | 7267 | 215S50 | Tanks | Skirts - supports | Concrete - nominal 2.5m high | Support - skirt 10m diam | Tank 10m x 30m high approx 2500m³ | Circular cast in situ or precast section concrete supports to underside of rim of hopper bottomed tanks. Thickness of wall support may depend on size of tank supported- Minimum thickness 150mm | Location Adjustment Applicable (See Guidance Notes) - ERC = UK mean of 1.00 | (BEAMS Note 2) The ERC for this item should be added to all other rateable items on the hereditament (except land). Therefore the total of the ERC of the other Building Items and the P&M ERC (where applicable) to enable the correct contract size adjustment to be made. ERC of Building Component + ERC of P&M = Total ERC to which contract size adjustment should be applied. The appropriate % adjustment should be made in accordance with the scale for contract size adjustment specified under section 6 of the RCG 2023 Guidance notes. The currency ERC rates are set at £4m (Four Million Pounds) @ 1st April 2021 (AVD) for the RCG 2023 Publication. | Wall cost exclude Foundation. | Measure circumference, height and wall thickness- calculate wall area | Supports | - | Tanks, foundations. | - | - | - | - | 20262 |  | M3 | - | NA | NA | NA | 6.8495 | Option 2 | 8.9853 | 31.18% | 13.8365 | 9.6305 | 40.6% | 7.18% | 9.6305 | 40.6% | Indexed | NA | VOA_GPN_GOV_UK\7246041 | 2019-08-30 | Low | - | High | Risk taken from previous CG | - | - | NA | SPONS Civils | NA | (BEAMS Note 2) The ERC for this item should be added to all other rateable items on the hereditament (except land). Therefore the total of the ERC of the other Building Items and the P&M ERC (where applicable) to enable the correct contract size adjustment to be made. ERC of Building Component + ERC of P&M = Total ERC to which contract size adjustment should be applied. The appropriate % adjustment should be made in accordance with the scale for contract size adjustment specified under section 6 of the RCG 2021 Guidance notes. The currency ERC rates are set at £4m (Four Million Pounds) @ 1st April 2019 (AVD) for the RCG 2021 Publication. | - | - | 2 | TRUE
5731 | 215S51 | 7268 | 215S51 | Tanks | Skirts - supports | Concrete - nominal 2.5m high | Support - skirt 7.5m diam | Tank 7.5m x 20m high approx 900m³ | Circular cast in situ or precast section concrete supports to underside of rim of hopper bottomed tanks. Thickness of wall support may depend on size of tank supported- Minimum thickness 150mm | Location Adjustment Applicable (See Guidance Notes) - ERC = UK mean of 1.00 | (BEAMS Note 2) The ERC for this item should be added to all other rateable items on the hereditament (except land). Therefore the total of the ERC of the other Building Items and the P&M ERC (where applicable) to enable the correct contract size adjustment to be made. ERC of Building Component + ERC of P&M = Total ERC to which contract size adjustment should be applied. The appropriate % adjustment should be made in accordance with the scale for contract size adjustment specified under section 6 of the RCG 2023 Guidance notes. The currency ERC rates are set at £4m (Four Million Pounds) @ 1st April 2021 (AVD) for the RCG 2023 Publication. | Wall cost exclude Foundation. | Measure circumference, height and wall thickness- calculate wall area | Supports | - | Tanks, foundations. | - | - | - | - | 20262 |  | M3 | - | NA | NA | NA | 15.4114 | Option 2 | 20.217 | 31.18% | 23.8995 | 16.6345 | 7.936% | -17.72% | 16.6345 | 7.936% | Indexed | NA | VOA_GPN_GOV_UK\7246041 | 2019-08-30 | Low | - | High | Risk taken from previous CG | - | - | NA | SPONS Civils | NA | (BEAMS Note 2) The ERC for this item should be added to all other rateable items on the hereditament (except land). Therefore the total of the ERC of the other Building Items and the P&M ERC (where applicable) to enable the correct contract size adjustment to be made. ERC of Building Component + ERC of P&M = Total ERC to which contract size adjustment should be applied. The appropriate % adjustment should be made in accordance with the scale for contract size adjustment specified under section 6 of the RCG 2021 Guidance notes. The currency ERC rates are set at £4m (Four Million Pounds) @ 1st April 2019 (AVD) for the RCG 2021 Publication. | - | - | 2 | TRUE
5732 | 215S52 | 7269 | 215S52 | Tanks | Skirts - supports | Concrete - nominal 2.5m high | Support - skirt 6m diam | Tank 6m x 16m high approx 450m³ | Circular cast in situ or precast section concrete supports to underside of rim of hopper bottomed tanks. Thickness of wall support may depend on size of tank supported- Minimum thickness 150mm | Location Adjustment Applicable (See Guidance Notes) - ERC = UK mean of 1.00 | (BEAMS Note 2) The ERC for this item should be added to all other rateable items on the hereditament (except land). Therefore the total of the ERC of the other Building Items and the P&M ERC (where applicable) to enable the correct contract size adjustment to be made. ERC of Building Component + ERC of P&M = Total ERC to which contract size adjustment should be applied. The appropriate % adjustment should be made in accordance with the scale for contract size adjustment specified under section 6 of the RCG 2023 Guidance notes. The currency ERC rates are set at £4m (Four Million Pounds) @ 1st April 2021 (AVD) for the RCG 2023 Publication. | Wall cost exclude Foundation. | Measure circumference, height and wall thickness- calculate wall area | Supports | - | Tanks, foundations. | - | - | - | - | 20262 |  | M3 | - | NA | NA | NA | 23.9733 | Option 2 | 31.4486 | 31.18% | 38.9939 | 27.1405 | 13.21% | -13.7% | 27.1405 | 13.21% | Indexed | NA | VOA_GPN_GOV_UK\7246041 | 2019-08-30 | Low | - | High | Risk taken from previous CG | - | - | NA | SPONS Civils | NA | (BEAMS Note 2) The ERC for this item should be added to all other rateable items on the hereditament (except land). Therefore the total of the ERC of the other Building Items and the P&M ERC (where applicable) to enable the correct contract size adjustment to be made. ERC of Building Component + ERC of P&M = Total ERC to which contract size adjustment should be applied. The appropriate % adjustment should be made in accordance with the scale for contract size adjustment specified under section 6 of the RCG 2021 Guidance notes. The currency ERC rates are set at £4m (Four Million Pounds) @ 1st April 2019 (AVD) for the RCG 2021 Publication. | - | - | 2 | TRUE
5733 | 215S01 | 7283 | 215S01 | Tanks | Skirts - supports | Steel - nominal 2.5m high | Support - skirt 10m diam | Tank 10m x 30m high approx 2500m³ | Steel support to tanks nominally 2.5m ht of varying diameters. Brick- likely to be semi engineering type- minimum 225 mm(1 Brick) thick to support underside of rim of hopper bottomed tank. | Considered Not Applicable at time of Publication | (BEAMS Note 1) The ERC for this item should be added to the total of the ERC of the other P&M items on the site and the Buildings ERC (where applicable) to enable the correct contract size adjustment to be made. ERC of P&M Items + ERC of Building Component’s = Total ERC (net figure rateable items only) to which contract size adjustment should be applied The 2023 Generic Contractors Test Spreadsheet has this facility built into the programme - it is recommended you undertake all contractors test valuations using this spreadsheet. (Details on the application of contract size adjustments can be found in the RCG 2023 Guidance notes). Where RV is calculated using the comparative method (rental method) the contract size adjustment should be made as follows: Select - SCAT code box ""P and M as an addition” within the 2023 Generic Contractors Test Spreadsheet facility. Or Where the spreadsheet is not used take the: Reciprocal of statutory de-capitalisation rate (i.e. 5% reciprocal = 20) multiply by rateable value of the buildings (before any overall end allowances are made and after making a notional deduction for the land value) and add to the ERC of P&M. Use resultant figure to calculate contract size adjustment. (Guidance Notes - Section 6) | Wall cost exclude Foundation. | Measure circumference, height and wall thickness- calculate wall area | As structure or support. | - | Tank supported dependant on cubic capacity | It is assumed that the item forms part of an average size industrial, commercial or office complex. Where it would be normal to find more than one item in such a hereditament the ERC stated has been adjusted to reflect any number / quantity, discount. These figures are NOT one off figures. | - | Photo 1 Brick skirt to support tank above- Tank likely to be hopper bottomed. Photo 2 metal skirt blow about 3.0m height. | - | 20261 |  | M3 | - | NA | NA | NA | 13.4544 | Option 3 | 14.6177 | 8.647% | 17.6102 | 17.6495 | 31.18% | 20.74% | 17.6495 | 31.18% | Indexed | NA | VOA_GPN_GOV_UK\7246041 | 2019-08-30 | Low | - | High | Risk taken from previous CG | - | - | NA | Steel | NA | (BEAMS Note 1) The ERC for this item should be added to the total of the ERC of the other P&M items on the site and the Buildings ERC (where applicable) to enable the correct contract size adjustment to be made. ERC of P&M Items + ERC of Building Component’s = Total ERC (net figure rateable items only) to which contract size adjustment should be applied The 2021 Generic Contractors Test Spreadsheet has this facility built into the programme - it is recommended you undertake all contractors test valuations using this spreadsheet. (Details on the application of contract size adjustments can be found in the RCG 2021 Guidance notes). Where RV is calculated using the comparative method (rental method) the contract size adjustment should be made as follows: Select - SCAT code box "P and M as an addition” within the 2021 Generic Contractors Test Spreadsheet facility. Or Where the spreadsheet is not used take the: Reciprocal of statutory de-capitalisation rate (i.e. 5% reciprocal = 20) multiply by rateable value of the buildings (before any overall end allowances are made and after making a notional deduction for the land value) and add to the ERC of P&M. Use resultant figure to calculate contract size adjustment. (Guidance Notes - Section 6) | Photo 1 Brick skirt to support tank above- Tank likely to be hopper bottomed. Photo 2 metal skirt blow about 3.0m height. | - | 1 | TRUE
5734 | 215S02 | 7284 | 215S02 | Tanks | Skirts - supports | Steel - nominal 2.5m high | Support - skirt 7.5m diam | Tank 7.5m x 20m high approx 900m³ | Steel support to tanks nominally 2.5m ht of varying diameters. Brick- likely to be semi engineering type- minimum 225 mm(1 Brick) thick to support underside of rim of hopper bottomed tank. | Considered Not Applicable at time of Publication | (BEAMS Note 1) The ERC for this item should be added to the total of the ERC of the other P&M items on the site and the Buildings ERC (where applicable) to enable the correct contract size adjustment to be made. ERC of P&M Items + ERC of Building Component’s = Total ERC (net figure rateable items only) to which contract size adjustment should be applied The 2023 Generic Contractors Test Spreadsheet has this facility built into the programme - it is recommended you undertake all contractors test valuations using this spreadsheet. (Details on the application of contract size adjustments can be found in the RCG 2023 Guidance notes). Where RV is calculated using the comparative method (rental method) the contract size adjustment should be made as follows: Select - SCAT code box ""P and M as an addition” within the 2023 Generic Contractors Test Spreadsheet facility. Or Where the spreadsheet is not used take the: Reciprocal of statutory de-capitalisation rate (i.e. 5% reciprocal = 20) multiply by rateable value of the buildings (before any overall end allowances are made and after making a notional deduction for the land value) and add to the ERC of P&M. Use resultant figure to calculate contract size adjustment. (Guidance Notes - Section 6) | Wall cost exclude Foundation. | Measure circumference, height and wall thickness- calculate wall area | As structure or support. | - | Tank supported dependant on cubic capacity | It is assumed that the item forms part of an average size industrial, commercial or office complex. Where it would be normal to find more than one item in such a hereditament the ERC stated has been adjusted to reflect any number / quantity, discount. These figures are NOT one off figures. | - | Photo 1 Brick skirt to support tank above- Tank likely to be hopper bottomed. Photo 2 metal skirt blow about 3.0m height. | - | 20261 |  | M3 | - | NA | NA | NA | 28.1319 | Option 3 | 30.5644 | 8.647% | 36.4782 | 36.5597 | 29.96% | 19.62% | 36.5597 | 29.96% | Indexed | NA | VOA_GPN_GOV_UK\7246041 | 2019-08-30 | Low | - | High | Risk taken from previous CG | - | - | NA | Steel | NA | (BEAMS Note 1) The ERC for this item should be added to the total of the ERC of the other P&M items on the site and the Buildings ERC (where applicable) to enable the correct contract size adjustment to be made. ERC of P&M Items + ERC of Building Component’s = Total ERC (net figure rateable items only) to which contract size adjustment should be applied The 2021 Generic Contractors Test Spreadsheet has this facility built into the programme - it is recommended you undertake all contractors test valuations using this spreadsheet. (Details on the application of contract size adjustments can be found in the RCG 2021 Guidance notes). Where RV is calculated using the comparative method (rental method) the contract size adjustment should be made as follows: Select - SCAT code box "P and M as an addition” within the 2021 Generic Contractors Test Spreadsheet facility. Or Where the spreadsheet is not used take the: Reciprocal of statutory de-capitalisation rate (i.e. 5% reciprocal = 20) multiply by rateable value of the buildings (before any overall end allowances are made and after making a notional deduction for the land value) and add to the ERC of P&M. Use resultant figure to calculate contract size adjustment. (Guidance Notes - Section 6) | Photo 1 Brick skirt to support tank above- Tank likely to be hopper bottomed. Photo 2 metal skirt blow about 3.0m height. | - | 1 | TRUE
5735 | 215S03 | 7285 | 215S03 | Tanks | Skirts - supports | Steel - nominal 2.5m high | Support - skirt 6m diam | Tank 6m x 16m high approx 450m³ | Steel support to tanks nominally 2.5m ht of varying diameters. Brick- likely to be semi engineering type- minimum 225 mm(1 Brick) thick to support underside of rim of hopper bottomed tank. | Considered Not Applicable at time of Publication | (BEAMS Note 1) The ERC for this item should be added to the total of the ERC of the other P&M items on the site and the Buildings ERC (where applicable) to enable the correct contract size adjustment to be made. ERC of P&M Items + ERC of Building Component’s = Total ERC (net figure rateable items only) to which contract size adjustment should be applied The 2023 Generic Contractors Test Spreadsheet has this facility built into the programme - it is recommended you undertake all contractors test valuations using this spreadsheet. (Details on the application of contract size adjustments can be found in the RCG 2023 Guidance notes). Where RV is calculated using the comparative method (rental method) the contract size adjustment should be made as follows: Select - SCAT code box ""P and M as an addition” within the 2023 Generic Contractors Test Spreadsheet facility. Or Where the spreadsheet is not used take the: Reciprocal of statutory de-capitalisation rate (i.e. 5% reciprocal = 20) multiply by rateable value of the buildings (before any overall end allowances are made and after making a notional deduction for the land value) and add to the ERC of P&M. Use resultant figure to calculate contract size adjustment. (Guidance Notes - Section 6) | Wall cost exclude Foundation. | Measure circumference, height and wall thickness- calculate wall area | As structure or support. | - | Tank supported dependant on cubic capacity | It is assumed that the item forms part of an average size industrial, commercial or office complex. Where it would be normal to find more than one item in such a hereditament the ERC stated has been adjusted to reflect any number / quantity, discount. These figures are NOT one off figures. | - | Photo 1 Brick skirt to support tank above- Tank likely to be hopper bottomed. Photo 2 metal skirt blow about 3.0m height. | - | 20261 |  | M3 | - | NA | NA | NA | 45.2557 | Option 3 | 49.1688 | 8.647% | 42.7675 | 42.8631 | -5.287% | -12.82% | 42.8631 | -5.287% | Indexed | NA | VOA_GPN_GOV_UK\7246041 | 2019-08-30 | Low | - | High | Risk taken from previous CG | - | - | NA | Steel | NA | (BEAMS Note 1) The ERC for this item should be added to the total of the ERC of the other P&M items on the site and the Buildings ERC (where applicable) to enable the correct contract size adjustment to be made. ERC of P&M Items + ERC of Building Component’s = Total ERC (net figure rateable items only) to which contract size adjustment should be applied The 2021 Generic Contractors Test Spreadsheet has this facility built into the programme - it is recommended you undertake all contractors test valuations using this spreadsheet. (Details on the application of contract size adjustments can be found in the RCG 2021 Guidance notes). Where RV is calculated using the comparative method (rental method) the contract size adjustment should be made as follows: Select - SCAT code box "P and M as an addition” within the 2021 Generic Contractors Test Spreadsheet facility. Or Where the spreadsheet is not used take the: Reciprocal of statutory de-capitalisation rate (i.e. 5% reciprocal = 20) multiply by rateable value of the buildings (before any overall end allowances are made and after making a notional deduction for the land value) and add to the ERC of P&M. Use resultant figure to calculate contract size adjustment. (Guidance Notes - Section 6) | Photo 1 Brick skirt to support tank above- Tank likely to be hopper bottomed. Photo 2 metal skirt blow about 3.0m height. | - | 1 | TRUE
5736 | 215B01 | 7610 | 215B01 | Tanks | Spheres | Pressures up to 100 psig | 3.048m radius x 14mm thick | 12.83 tonnes | Tanks - Spheres Looking like a golf ball on a tee these tanks are often referred to as Horton Spheres, named after one of the major manufacturers of these tanks. This tank design used when large quantities of liquid under pressure are required to be stored and are most common in Refineries or large Chemical Works. Where natural gas is not piped to properties or where pure gas of a specific type is required by the manufacturer a single tank may be employed. The tank has to withstand high pressures and often low temperatures (i.e. up to 1000 psig and down to - 253 0 C ) and this results in steel of 25 mm thickness or greater. (Normal thickness is 28 mm for pressures up to 250 psig) The weight of the sphere is high and this is reflected in the size of the leg supports and foundations. When storing liquids that are corrosive specialist alloys or stainless steel is used in the spheres construction. Alternatively a specialised lining (such as fibre glass) may be employed. | Considered Not Applicable at time of Publication | (BEAMS Note 1) The ERC for this item should be added to the total of the ERC of the other P&M items on the site and the Buildings ERC (where applicable) to enable the correct contract size adjustment to be made. ERC of P&M Items + ERC of Building Component’s = Total ERC (net figure rateable items only) to which contract size adjustment should be applied The 2023 Generic Contractors Test Spreadsheet has this facility built into the programme - it is recommended you undertake all contractors test valuations using this spreadsheet. (Details on the application of contract size adjustments can be found in the RCG 2023 Guidance notes). Where RV is calculated using the comparative method (rental method) the contract size adjustment should be made as follows: Select - SCAT code box ""P and M as an addition” within the 2023 Generic Contractors Test Spreadsheet facility. Or Where the spreadsheet is not used take the: Reciprocal of statutory de-capitalisation rate (i.e. 5% reciprocal = 20) multiply by rateable value of the buildings (before any overall end allowances are made and after making a notional deduction for the land value) and add to the ERC of P&M. Use resultant figure to calculate contract size adjustment. (Guidance Notes - Section 6) | Cost excludes supports and foundations | Weight of steel = 205.5 kgms/m2 per 25 mm thick. Although these spheres are low pressure the thickness of steel in the plates increases due to the increase in the volume of the structure. | Class 4 Table 4 Tanks (note Class 4 (d)) Class 4 Table 3 Supports (legs) Class 4 Table 3 Foundations | - | Stairways, fire protection, staging, foundations. | Where it would be normal to find more than one item in such a hereditament the ERC stated has been adjusted to reflect any number / quantity, discount. These figures are NOT one off figures. | - | Typical example of a Sphere tank often referred to as a Horton Sphere. | - | 20154 |  | Each | - | NA | NA | NA | 141271.2039 | Option 3 | 153486.3015 | 8.647% | 142336 | 142654.115 | 0.9789% | -7.057% | 142654.115 | 0.9789% | Indexed | NA | VOA_GPN_GOV_UK\7246041 | 2021-10-11 | Low | - | High | Risk taken from previous CG | - | - | NA | Steel | NA | (BEAMS Note 1) The ERC for this item should be added to the total of the ERC of the other P&M items on the site and the Buildings ERC (where applicable) to enable the correct contract size adjustment to be made. ERC of P&M Items + ERC of Building Component’s = Total ERC (net figure rateable items only) to which contract size adjustment should be applied The 2021 Generic Contractors Test Spreadsheet has this facility built into the programme - it is recommended you undertake all contractors test valuations using this spreadsheet. (Details on the application of contract size adjustments can be found in the RCG 2021 Guidance notes). Where RV is calculated using the comparative method (rental method) the contract size adjustment should be made as follows: Select - SCAT code box "P and M as an addition” within the 2021 Generic Contractors Test Spreadsheet facility. Or Where the spreadsheet is not used take the: Reciprocal of statutory de-capitalisation rate (i.e. 5% reciprocal = 20) multiply by rateable value of the buildings (before any overall end allowances are made and after making a notional deduction for the land value) and add to the ERC of P&M. Use resultant figure to calculate contract size adjustment. (Guidance Notes - Section 6) | Typical example of a Sphere tank often referred to as a Horton Sphere. | - | 1 | TRUE
5737 | 215B02 | 7611 | 215B02 | Tanks | Spheres | Pressures up to 100 psig | 4.57m radius x 16mm thick | 32.97 tonnes | Tanks Spheres Looking like a golf ball on a tee these tanks are often referred to as Horton Spheres, named after one of the major manufacturers of these tanks. This tank design used when large quantities of liquid under pressure are required to be stored and are most common in Refineries or large Chemical Works. Where natural gas is not piped to properties or where pure gas of a specific type is required by the manufacturer a single tank may be employed. The tank has to withstand high pressures and often low temperatures (i.e. up to 1000 psig and down to 253 0 C ) and this results in steel of 25 mm thickness or greater. (Normal thickness is 28 mm for pressures up to 250 psig) The weight of the sphere is high and this is reflected in the size of the leg supports and foundations. When storing liquids that are corrosive specialist alloys or stainless steel is used in the spheres construction. Alternatively a specialised lining (such as fibre glass) may be employed. | Considered Not Applicable at time of Publication | (BEAMS Note 1) The ERC for this item should be added to the total of the ERC of the other P&M items on the site and the Buildings ERC (where applicable) to enable the correct contract size adjustment to be made. ERC of P&M Items + ERC of Building Component’s = Total ERC (net figure rateable items only) to which contract size adjustment should be applied The 2023 Generic Contractors Test Spreadsheet has this facility built into the programme - it is recommended you undertake all contractors test valuations using this spreadsheet. (Details on the application of contract size adjustments can be found in the RCG 2023 Guidance notes). Where RV is calculated using the comparative method (rental method) the contract size adjustment should be made as follows: Select - SCAT code box ""P and M as an addition” within the 2023 Generic Contractors Test Spreadsheet facility. Or Where the spreadsheet is not used take the: Reciprocal of statutory de-capitalisation rate (i.e. 5% reciprocal = 20) multiply by rateable value of the buildings (before any overall end allowances are made and after making a notional deduction for the land value) and add to the ERC of P&M. Use resultant figure to calculate contract size adjustment. (Guidance Notes - Section 6) | To calculate the cost of a sphere: (a) The diameter to calculate the surface area (4x22 / 7 x r2) (b) The thickness of the plate in mm * (c) Conversion factor 7.85 kg. mm thickness / sq m (d) Cost per tonne of steel Cost = surface area x thickness in mm x 7.85 / 1000 x cost of steel * Low pressure 14 to 18 mm: if not known adopt 16 mm Low pressure 22 to 28 mm: if not known adopt 25 mm High pressure 28 to 38 mm: if not known adopt 35 mm | Weight of steel = 205.5 kgms/m2 per 25 mm thick. Although these spheres are low pressure the thickness of steel in the plates increases due to the increase in the volume of the structure. | Class 4 Table 4 Tanks (note Class 4 (d)) Class 4 Table 3 Supports (legs) Class 4 Table 3 Foundations | - | Stairways, fire protection, staging, foundations. | Where it would be normal to find more than one item in such a hereditament the ERC stated has been adjusted to reflect any number / quantity, discount. These figures are NOT one off figures. | To calculate the cost of the legs: (a) The weight of the legs in tonnes 200 cost per tonne of steel | Typical example of a Sphere tank often referred to as a Horton Sphere. | - | 20154 |  | Each | - | NA | NA | NA | 362963.0281 | Option 3 | 394346.8395 | 8.647% | 365769 | 366586.4783 | 0.9983% | -7.04% | 366586.4783 | 0.9983% | Indexed | NA | VOA_GPN_GOV_UK\7246041 | 2021-10-11 | Low | - | High | Risk taken from previous CG | - | - | NA | Steel | NA | (BEAMS Note 1) The ERC for this item should be added to the total of the ERC of the other P&M items on the site and the Buildings ERC (where applicable) to enable the correct contract size adjustment to be made. ERC of P&M Items + ERC of Building Component’s = Total ERC (net figure rateable items only) to which contract size adjustment should be applied The 2021 Generic Contractors Test Spreadsheet has this facility built into the programme - it is recommended you undertake all contractors test valuations using this spreadsheet. (Details on the application of contract size adjustments can be found in the RCG 2021 Guidance notes). Where RV is calculated using the comparative method (rental method) the contract size adjustment should be made as follows: Select - SCAT code box "P and M as an addition” within the 2021 Generic Contractors Test Spreadsheet facility. Or Where the spreadsheet is not used take the: Reciprocal of statutory de-capitalisation rate (i.e. 5% reciprocal = 20) multiply by rateable value of the buildings (before any overall end allowances are made and after making a notional deduction for the land value) and add to the ERC of P&M. Use resultant figure to calculate contract size adjustment. (Guidance Notes - Section 6) | Typical example of a Sphere tank often referred to as a Horton Sphere. | - | 1 | TRUE
5738 | 215B03 | 7612 | 215B03 | Tanks | Spheres | Pressures up to 100 psig | 6.01m radius x 18mm thick | 64.14 tonnes | Tanks Spheres Looking like a golf ball on a tee these tanks are often referred to as Horton Spheres, named after one of the major manufacturers of these tanks. This tank design used when large quantities of liquid under pressure are required to be stored and are most common in Refineries or large Chemical Works. Where natural gas is not piped to properties or where pure gas of a specific type is required by the manufacturer a single tank may be employed. The tank has to withstand high pressures and often low temperatures (i.e. up to 1000 psig and down to 253 0 C ) and this results in steel of 25 mm thickness or greater. (Normal thickness is 28 mm for pressures up to 250 psig) The weight of the sphere is high and this is reflected in the size of the leg supports and foundations. When storing liquids that are corrosive specialist alloys or stainless steel is used in the spheres construction. Alternatively a specialised lining (such as fibre glass) may be employed. | Considered Not Applicable at time of Publication | (BEAMS Note 1) The ERC for this item should be added to the total of the ERC of the other P&M items on the site and the Buildings ERC (where applicable) to enable the correct contract size adjustment to be made. ERC of P&M Items + ERC of Building Component’s = Total ERC (net figure rateable items only) to which contract size adjustment should be applied The 2023 Generic Contractors Test Spreadsheet has this facility built into the programme - it is recommended you undertake all contractors test valuations using this spreadsheet. (Details on the application of contract size adjustments can be found in the RCG 2023 Guidance notes). Where RV is calculated using the comparative method (rental method) the contract size adjustment should be made as follows: Select - SCAT code box ""P and M as an addition” within the 2023 Generic Contractors Test Spreadsheet facility. Or Where the spreadsheet is not used take the: Reciprocal of statutory de-capitalisation rate (i.e. 5% reciprocal = 20) multiply by rateable value of the buildings (before any overall end allowances are made and after making a notional deduction for the land value) and add to the ERC of P&M. Use resultant figure to calculate contract size adjustment. (Guidance Notes - Section 6) | To calculate the cost of a sphere: (a) The diameter to calculate the surface area (4x22 / 7 x r2) (b) The thickness of the plate in mm * (c) Conversion factor 7.85 kg. mm thickness / sq m (d) Cost per tonne of steel Cost = surface area x thickness in mm x 7.85 / 1000 x cost of steel * Low pressure 14 to 18 mm: if not known adopt 16 mm Low pressure 22 to 28 mm: if not known adopt 25 mm High pressure 28 to 38 mm: if not known adopt 35 mm | Weight of steel = 205.5 kgms/m2 per 25 mm thick. Although these spheres are low pressure the thickness of steel in the plates increases due to the increase in the volume of the structure. | Class 4 Table 4 Tanks (note Class 4 (d)) Class 4 Table 3 Supports (legs) Class 4 Table 3 Foundations | - | Stairways, fire protection, staging, foundations. | Where it would be normal to find more than one item in such a hereditament the ERC stated has been adjusted to reflect any number / quantity, discount. These figures are NOT one off figures. | To calculate the cost of the legs: (a) The weight of the legs in tonnes 200 cost per tonne of steel | Typical example of a Sphere tank often referred to as a Horton Sphere. | - | 20154 |  | Each | - | NA | NA | NA | 706050.2375 | Option 3 | 767099.2859 | 8.647% | 711569 | 713159.3268 | 1.007% | -7.032% | 713159.3268 | 1.007% | Indexed | NA | VOA_GPN_GOV_UK\7246041 | 2021-10-11 | Low | - | High | Risk taken from previous CG | - | - | NA | Steel | NA | (BEAMS Note 1) The ERC for this item should be added to the total of the ERC of the other P&M items on the site and the Buildings ERC (where applicable) to enable the correct contract size adjustment to be made. ERC of P&M Items + ERC of Building Component’s = Total ERC (net figure rateable items only) to which contract size adjustment should be applied The 2021 Generic Contractors Test Spreadsheet has this facility built into the programme - it is recommended you undertake all contractors test valuations using this spreadsheet. (Details on the application of contract size adjustments can be found in the RCG 2021 Guidance notes). Where RV is calculated using the comparative method (rental method) the contract size adjustment should be made as follows: Select - SCAT code box "P and M as an addition” within the 2021 Generic Contractors Test Spreadsheet facility. Or Where the spreadsheet is not used take the: Reciprocal of statutory de-capitalisation rate (i.e. 5% reciprocal = 20) multiply by rateable value of the buildings (before any overall end allowances are made and after making a notional deduction for the land value) and add to the ERC of P&M. Use resultant figure to calculate contract size adjustment. (Guidance Notes - Section 6) | Typical example of a Sphere tank often referred to as a Horton Sphere. | - | 1 | TRUE
5739 | 215B04 | 7613 | 215B04 | Tanks | Spheres | Pressures up to 100 psig | 7.62m radius x 20mm thick | 114.57 tonnes | Tanks Spheres Looking like a golf ball on a tee these tanks are often referred to as Horton Spheres, named after one of the major manufacturers of these tanks. This tank design used when large quantities of liquid under pressure are required to be stored and are most common in Refineries or large Chemical Works. Where natural gas is not piped to properties or where pure gas of a specific type is required by the manufacturer a single tank may be employed. The tank has to withstand high pressures and often low temperatures (i.e. up to 1000 psig and down to 253 0 C ) and this results in steel of 25 mm thickness or greater. (Normal thickness is 28 mm for pressures up to 250 psig) The weight of the sphere is high and this is reflected in the size of the leg supports and foundations. When storing liquids that are corrosive specialist alloys or stainless steel is used in the spheres construction. Alternatively a specialised lining (such as fibre glass) may be employed. | Considered Not Applicable at time of Publication | (BEAMS Note 1) The ERC for this item should be added to the total of the ERC of the other P&M items on the site and the Buildings ERC (where applicable) to enable the correct contract size adjustment to be made. ERC of P&M Items + ERC of Building Component’s = Total ERC (net figure rateable items only) to which contract size adjustment should be applied The 2023 Generic Contractors Test Spreadsheet has this facility built into the programme - it is recommended you undertake all contractors test valuations using this spreadsheet. (Details on the application of contract size adjustments can be found in the RCG 2023 Guidance notes). Where RV is calculated using the comparative method (rental method) the contract size adjustment should be made as follows: Select - SCAT code box ""P and M as an addition” within the 2023 Generic Contractors Test Spreadsheet facility. Or Where the spreadsheet is not used take the: Reciprocal of statutory de-capitalisation rate (i.e. 5% reciprocal = 20) multiply by rateable value of the buildings (before any overall end allowances are made and after making a notional deduction for the land value) and add to the ERC of P&M. Use resultant figure to calculate contract size adjustment. (Guidance Notes - Section 6) | To calculate the cost of a sphere: (a) The diameter to calculate the surface area (4x22 / 7 x r2) (b) The thickness of the plate in mm * (c) Conversion factor 7.85 kg. mm thickness / sq m (d) Cost per tonne of steel Cost = surface area x thickness in mm x 7.85 / 1000 x cost of steel * Low pressure 14 to 18 mm: if not known adopt 16 mm Low pressure 22 to 28 mm: if not known adopt 25 mm High pressure 28 to 38 mm: if not known adopt 35 mm | Weight of steel = 205.5 kgms/m2 per 25 mm thick. Although these spheres are low pressure the thickness of steel in the plates increases due to the increase in the volume of the structure. | Class 4 Table 4 Tanks (note Class 4 (d)) Class 4 Table 3 Supports (legs) Class 4 Table 3 Foundations | - | Stairways, fire protection, staging, foundations. | Where it would be normal to find more than one item in such a hereditament the ERC stated has been adjusted to reflect any number / quantity, discount. These figures are NOT one off figures. | To calculate the cost of the legs: (a) The weight of the legs in tonnes 200 cost per tonne of steel | Typical example of a Sphere tank often referred to as a Horton Sphere. | - | 20154 |  | Each | - | NA | NA | NA | 1261197.1437 | Option 3 | 1370247.2952 | 8.647% | 1271040 | 1273880.7209 | 1.006% | -7.033% | 1273880.7209 | 1.006% | Indexed | NA | VOA_GPN_GOV_UK\7246041 | 2021-10-11 | Low | - | High | Risk taken from previous CG | - | - | NA | Steel | NA | (BEAMS Note 1) The ERC for this item should be added to the total of the ERC of the other P&M items on the site and the Buildings ERC (where applicable) to enable the correct contract size adjustment to be made. ERC of P&M Items + ERC of Building Component’s = Total ERC (net figure rateable items only) to which contract size adjustment should be applied The 2021 Generic Contractors Test Spreadsheet has this facility built into the programme - it is recommended you undertake all contractors test valuations using this spreadsheet. (Details on the application of contract size adjustments can be found in the RCG 2021 Guidance notes). Where RV is calculated using the comparative method (rental method) the contract size adjustment should be made as follows: Select - SCAT code box "P and M as an addition” within the 2021 Generic Contractors Test Spreadsheet facility. Or Where the spreadsheet is not used take the: Reciprocal of statutory de-capitalisation rate (i.e. 5% reciprocal = 20) multiply by rateable value of the buildings (before any overall end allowances are made and after making a notional deduction for the land value) and add to the ERC of P&M. Use resultant figure to calculate contract size adjustment. (Guidance Notes - Section 6) | Typical example of a Sphere tank often referred to as a Horton Sphere. | - | 1 | TRUE
5740 | 215B05 | 7614 | 215B05 | Tanks | Spheres | Pressures up to 100 psig | 9.14m radius x 22mm thick | 181.32 tonnes | Tanks Spheres Looking like a golf ball on a tee these tanks are often referred to as Horton Spheres, named after one of the major manufacturers of these tanks. This tank design used when large quantities of liquid under pressure are required to be stored and are most common in Refineries or large Chemical Works. Where natural gas is not piped to properties or where pure gas of a specific type is required by the manufacturer a single tank may be employed. The tank has to withstand high pressures and often low temperatures (i.e. up to 1000 psig and down to 253 0 C ) and this results in steel of 25 mm thickness or greater. (Normal thickness is 28 mm for pressures up to 250 psig) The weight of the sphere is high and this is reflected in the size of the leg supports and foundations. When storing liquids that are corrosive specialist alloys or stainless steel is used in the spheres construction. Alternatively a specialised lining (such as fibre glass) may be employed. | Considered Not Applicable at time of Publication | (BEAMS Note 1) The ERC for this item should be added to the total of the ERC of the other P&M items on the site and the Buildings ERC (where applicable) to enable the correct contract size adjustment to be made. ERC of P&M Items + ERC of Building Component’s = Total ERC (net figure rateable items only) to which contract size adjustment should be applied The 2023 Generic Contractors Test Spreadsheet has this facility built into the programme - it is recommended you undertake all contractors test valuations using this spreadsheet. (Details on the application of contract size adjustments can be found in the RCG 2023 Guidance notes). Where RV is calculated using the comparative method (rental method) the contract size adjustment should be made as follows: Select - SCAT code box ""P and M as an addition” within the 2023 Generic Contractors Test Spreadsheet facility. Or Where the spreadsheet is not used take the: Reciprocal of statutory de-capitalisation rate (i.e. 5% reciprocal = 20) multiply by rateable value of the buildings (before any overall end allowances are made and after making a notional deduction for the land value) and add to the ERC of P&M. Use resultant figure to calculate contract size adjustment. (Guidance Notes - Section 6) | To calculate the cost of a sphere: (a) The diameter to calculate the surface area (4x22 / 7 x r2) (b) The thickness of the plate in mm * (c) Conversion factor 7.85 kg. mm thickness / sq m (d) Cost per tonne of steel Cost = surface area x thickness in mm x 7.85 / 1000 x cost of steel * Low pressure 14 to 18 mm: if not known adopt 16 mm Low pressure 22 to 28 mm: if not known adopt 25 mm High pressure 28 to 38 mm: if not known adopt 35 mm | Weight of steel = 205.5 kgms/m2 per 25 mm thick. Although these spheres are low pressure the thickness of steel in the plates increases due to the increase in the volume of the structure. | Class 4 Table 4 Tanks (note Class 4 (d)) Class 4 Table 3 Supports (legs) Class 4 Table 3 Foundations | - | Stairways, fire protection, staging, foundations. | Where it would be normal to find more than one item in such a hereditament the ERC stated has been adjusted to reflect any number / quantity, discount. These figures are NOT one off figures. | To calculate the cost of the legs: (a) The weight of the legs in tonnes 200 cost per tonne of steel | Typical example of a Sphere tank often referred to as a Horton Sphere. | - | 20154 |  | Each | - | NA | NA | NA | 1995990.8729 | Option 3 | 2168575.3956 | 8.647% | 2011564 | 2016059.7609 | 1.005% | -7.033% | 2016059.7609 | 1.005% | Indexed | NA | VOA_GPN_GOV_UK\7246041 | 2021-10-11 | Low | - | High | Risk taken from previous CG | - | - | NA | Steel | NA | (BEAMS Note 1) The ERC for this item should be added to the total of the ERC of the other P&M items on the site and the Buildings ERC (where applicable) to enable the correct contract size adjustment to be made. ERC of P&M Items + ERC of Building Component’s = Total ERC (net figure rateable items only) to which contract size adjustment should be applied The 2021 Generic Contractors Test Spreadsheet has this facility built into the programme - it is recommended you undertake all contractors test valuations using this spreadsheet. (Details on the application of contract size adjustments can be found in the RCG 2021 Guidance notes). Where RV is calculated using the comparative method (rental method) the contract size adjustment should be made as follows: Select - SCAT code box "P and M as an addition” within the 2021 Generic Contractors Test Spreadsheet facility. Or Where the spreadsheet is not used take the: Reciprocal of statutory de-capitalisation rate (i.e. 5% reciprocal = 20) multiply by rateable value of the buildings (before any overall end allowances are made and after making a notional deduction for the land value) and add to the ERC of P&M. Use resultant figure to calculate contract size adjustment. (Guidance Notes - Section 6) | Typical example of a Sphere tank often referred to as a Horton Sphere. | - | 1 | TRUE
5741 | 215B06 | 7615 | 215B06 | Tanks | Spheres | Pressures up to 100 psig | 10.67m radius x 24mm thick | 269.57 tonnes | Tanks Spheres Looking like a golf ball on a tee these tanks are often referred to as Horton Spheres, named after one of the major manufacturers of these tanks. This tank design used when large quantities of liquid under pressure are required to be stored and are most common in Refineries or large Chemical Works. Where natural gas is not piped to properties or where pure gas of a specific type is required by the manufacturer a single tank may be employed. The tank has to withstand high pressures and often low temperatures (i.e. up to 1000 psig and down to 253 0 C ) and this results in steel of 25 mm thickness or greater. (Normal thickness is 28 mm for pressures up to 250 psig) The weight of the sphere is high and this is reflected in the size of the leg supports and foundations. When storing liquids that are corrosive specialist alloys or stainless steel is used in the spheres construction. Alternatively a specialised lining (such as fibre glass) may be employed. | Considered Not Applicable at time of Publication | (BEAMS Note 1) The ERC for this item should be added to the total of the ERC of the other P&M items on the site and the Buildings ERC (where applicable) to enable the correct contract size adjustment to be made. ERC of P&M Items + ERC of Building Component’s = Total ERC (net figure rateable items only) to which contract size adjustment should be applied The 2023 Generic Contractors Test Spreadsheet has this facility built into the programme - it is recommended you undertake all contractors test valuations using this spreadsheet. (Details on the application of contract size adjustments can be found in the RCG 2023 Guidance notes). Where RV is calculated using the comparative method (rental method) the contract size adjustment should be made as follows: Select - SCAT code box ""P and M as an addition” within the 2023 Generic Contractors Test Spreadsheet facility. Or Where the spreadsheet is not used take the: Reciprocal of statutory de-capitalisation rate (i.e. 5% reciprocal = 20) multiply by rateable value of the buildings (before any overall end allowances are made and after making a notional deduction for the land value) and add to the ERC of P&M. Use resultant figure to calculate contract size adjustment. (Guidance Notes - Section 6) | To calculate the cost of a sphere: (a) The diameter to calculate the surface area (4x22 / 7 x r2) (b) The thickness of the plate in mm * (c) Conversion factor 7.85 kg. mm thickness / sq m (d) Cost per tonne of steel Cost = surface area x thickness in mm x 7.85 / 1000 x cost of steel * Low pressure 14 to 18 mm: if not known adopt 16 mm Low pressure 22 to 28 mm: if not known adopt 25 mm High pressure 28 to 38 mm: if not known adopt 35 mm | Weight of steel = 205.5 kgms/m2 per 25 mm thick. Although these spheres are low pressure the thickness of steel in the plates increases due to the increase in the volume of the structure. | Class 4 Table 4 Tanks (note Class 4 (d)) Class 4 Table 3 Supports (legs) Class 4 Table 3 Foundations | - | Stairways, fire protection, staging, foundations. | Where it would be normal to find more than one item in such a hereditament the ERC stated has been adjusted to reflect any number / quantity, discount. These figures are NOT one off figures. | To calculate the cost of the legs: (a) The weight of the legs in tonnes 200 cost per tonne of steel | Typical example of a Sphere tank often referred to as a Horton Sphere. | - | 20154 |  | Each | - | NA | NA | NA | 2967459.7359 | Option 3 | 3224042.8842 | 8.647% | 2990610 | 2997293.8874 | 1.005% | -7.033% | 2997293.8874 | 1.005% | Indexed | NA | VOA_GPN_GOV_UK\7246041 | 2021-10-11 | Low | - | High | Risk taken from previous CG | - | - | NA | Steel | NA | (BEAMS Note 1) The ERC for this item should be added to the total of the ERC of the other P&M items on the site and the Buildings ERC (where applicable) to enable the correct contract size adjustment to be made. ERC of P&M Items + ERC of Building Component’s = Total ERC (net figure rateable items only) to which contract size adjustment should be applied The 2021 Generic Contractors Test Spreadsheet has this facility built into the programme - it is recommended you undertake all contractors test valuations using this spreadsheet. (Details on the application of contract size adjustments can be found in the RCG 2021 Guidance notes). Where RV is calculated using the comparative method (rental method) the contract size adjustment should be made as follows: Select - SCAT code box "P and M as an addition” within the 2021 Generic Contractors Test Spreadsheet facility. Or Where the spreadsheet is not used take the: Reciprocal of statutory de-capitalisation rate (i.e. 5% reciprocal = 20) multiply by rateable value of the buildings (before any overall end allowances are made and after making a notional deduction for the land value) and add to the ERC of P&M. Use resultant figure to calculate contract size adjustment. (Guidance Notes - Section 6) | Typical example of a Sphere tank often referred to as a Horton Sphere. | - | 1 | TRUE
5742 | 215B07 | 7616 | 215B07 | Tanks | Spheres | Pressures up to 250 psig | 3.048m radius x 24mm thick | 21.97 tonnes | Tanks Spheres Looking like a golf ball on a tee these tanks are often referred to as Horton Spheres, named after one of the major manufacturers of these tanks. This tank design used when large quantities of liquid under pressure are required to be stored and are most common in Refineries or large Chemical Works. Where natural gas is not piped to properties or where pure gas of a specific type is required by the manufacturer a single tank may be employed. The tank has to withstand high pressures and often low temperatures (i.e. up to 1000 psig and down to 253 0 C ) and this results in steel of 25 mm thickness or greater. (Normal thickness is 28 mm for pressures up to 250 psig) The weight of the sphere is high and this is reflected in the size of the leg supports and foundations. When storing liquids that are corrosive specialist alloys or stainless steel is used in the spheres construction. Alternatively a specialised lining (such as fibre glass) may be employed. | Considered Not Applicable at time of Publication | (BEAMS Note 1) The ERC for this item should be added to the total of the ERC of the other P&M items on the site and the Buildings ERC (where applicable) to enable the correct contract size adjustment to be made. ERC of P&M Items + ERC of Building Component’s = Total ERC (net figure rateable items only) to which contract size adjustment should be applied The 2023 Generic Contractors Test Spreadsheet has this facility built into the programme - it is recommended you undertake all contractors test valuations using this spreadsheet. (Details on the application of contract size adjustments can be found in the RCG 2023 Guidance notes). Where RV is calculated using the comparative method (rental method) the contract size adjustment should be made as follows: Select - SCAT code box ""P and M as an addition” within the 2023 Generic Contractors Test Spreadsheet facility. Or Where the spreadsheet is not used take the: Reciprocal of statutory de-capitalisation rate (i.e. 5% reciprocal = 20) multiply by rateable value of the buildings (before any overall end allowances are made and after making a notional deduction for the land value) and add to the ERC of P&M. Use resultant figure to calculate contract size adjustment. (Guidance Notes - Section 6) | To calculate the cost of a sphere: (a) The diameter to calculate the surface area (4x22 / 7 x r2) (b) The thickness of the plate in mm * (c) Conversion factor 7.85 kg. mm thickness / sq m (d) Cost per tonne of steel Cost = surface area x thickness in mm x 7.85 / 1000 x cost of steel * Low pressure 14 to 18 mm: if not known adopt 16 mm Low pressure 22 to 28 mm: if not known adopt 25 mm High pressure 28 to 38 mm: if not known adopt 35 mm | Weight of steel = 205.5 kgms/m2 per 25 mm thick. Although these spheres are low pressure the thickness of steel in the plates increases due to the increase in the volume of the structure. | Class 4 Table 4 Tanks (note Class 4 (d)) Class 4 Table 3 Supports (legs) Class 4 Table 3 Foundations | - | Stairways, fire protection, staging, foundations. | Where it would be normal to find more than one item in such a hereditament the ERC stated has been adjusted to reflect any number / quantity, discount. These figures are NOT one off figures. | To calculate the cost of the legs: (a) The weight of the legs in tonnes 200 cost per tonne of steel | Typical example of a Sphere tank often referred to as a Horton Sphere. | - | 20154 |  | Each | - | NA | NA | NA | 241873.4248 | Option 3 | 262787.1525 | 8.647% | 243735 | 244279.7375 | 0.9949% | -7.043% | 244279.7375 | 0.9949% | Indexed | NA | VOA_GPN_GOV_UK\7246041 | 2021-10-11 | Low | - | High | Risk taken from previous CG | - | - | NA | Steel | NA | (BEAMS Note 1) The ERC for this item should be added to the total of the ERC of the other P&M items on the site and the Buildings ERC (where applicable) to enable the correct contract size adjustment to be made. ERC of P&M Items + ERC of Building Component’s = Total ERC (net figure rateable items only) to which contract size adjustment should be applied The 2021 Generic Contractors Test Spreadsheet has this facility built into the programme - it is recommended you undertake all contractors test valuations using this spreadsheet. (Details on the application of contract size adjustments can be found in the RCG 2021 Guidance notes). Where RV is calculated using the comparative method (rental method) the contract size adjustment should be made as follows: Select - SCAT code box "P and M as an addition” within the 2021 Generic Contractors Test Spreadsheet facility. Or Where the spreadsheet is not used take the: Reciprocal of statutory de-capitalisation rate (i.e. 5% reciprocal = 20) multiply by rateable value of the buildings (before any overall end allowances are made and after making a notional deduction for the land value) and add to the ERC of P&M. Use resultant figure to calculate contract size adjustment. (Guidance Notes - Section 6) | Typical example of a Sphere tank often referred to as a Horton Sphere. | - | 1 | TRUE
5743 | 215B08 | 7617 | 215B08 | Tanks | Spheres | Pressures up to 250 psig | 4.57m radius x 28mm thick | 57.69 tonnes | Tanks Spheres Looking like a golf ball on a tee these tanks are often referred to as Horton Spheres, named after one of the major manufacturers of these tanks. This tank design used when large quantities of liquid under pressure are required to be stored and are most common in Refineries or large Chemical Works. Where natural gas is not piped to properties or where pure gas of a specific type is required by the manufacturer a single tank may be employed. The tank has to withstand high pressures and often low temperatures (i.e. up to 1000 psig and down to 253 0 C ) and this results in steel of 25 mm thickness or greater. (Normal thickness is 28 mm for pressures up to 250 psig) The weight of the sphere is high and this is reflected in the size of the leg supports and foundations. When storing liquids that are corrosive specialist alloys or stainless steel is used in the spheres construction. Alternatively a specialised lining (such as fibre glass) may be employed. | Considered Not Applicable at time of Publication | (BEAMS Note 1) The ERC for this item should be added to the total of the ERC of the other P&M items on the site and the Buildings ERC (where applicable) to enable the correct contract size adjustment to be made. ERC of P&M Items + ERC of Building Component’s = Total ERC (net figure rateable items only) to which contract size adjustment should be applied The 2023 Generic Contractors Test Spreadsheet has this facility built into the programme - it is recommended you undertake all contractors test valuations using this spreadsheet. (Details on the application of contract size adjustments can be found in the RCG 2023 Guidance notes). Where RV is calculated using the comparative method (rental method) the contract size adjustment should be made as follows: Select - SCAT code box ""P and M as an addition” within the 2023 Generic Contractors Test Spreadsheet facility. Or Where the spreadsheet is not used take the: Reciprocal of statutory de-capitalisation rate (i.e. 5% reciprocal = 20) multiply by rateable value of the buildings (before any overall end allowances are made and after making a notional deduction for the land value) and add to the ERC of P&M. Use resultant figure to calculate contract size adjustment. (Guidance Notes - Section 6) | To calculate the cost of a sphere: (a) The diameter to calculate the surface area (4x22 / 7 x r2) (b) The thickness of the plate in mm * (c) Conversion factor 7.85 kg. mm thickness / sq m (d) Cost per tonne of steel Cost = surface area x thickness in mm x 7.85 / 1000 x cost of steel * Low pressure 14 to 18 mm: if not known adopt 16 mm Low pressure 22 to 28 mm: if not known adopt 25 mm High pressure 28 to 38 mm: if not known adopt 35 mm | Weight of steel = 205.5 kgms/m2 per 25 mm thick. Although these spheres are low pressure the thickness of steel in the plates increases due to the increase in the volume of the structure. | Class 4 Table 4 Tanks (note Class 4 (d)) Class 4 Table 3 Supports (legs) Class 4 Table 3 Foundations | - | Stairways, fire protection, staging, foundations. | Where it would be normal to find more than one item in such a hereditament the ERC stated has been adjusted to reflect any number / quantity, discount. These figures are NOT one off figures. | To calculate the cost of the legs: (a) The weight of the legs in tonnes 200 cost per tonne of steel | Typical example of a Sphere tank often referred to as a Horton Sphere. | - | 20154 |  | Each | - | NA | NA | NA | 635033.0199 | Option 3 | 689941.5228 | 8.647% | 640013 | 641443.4021 | 1.009% | -7.029% | 641443.4021 | 1.009% | Indexed | NA | VOA_GPN_GOV_UK\7246041 | 2021-10-11 | Low | - | High | Risk taken from previous CG | - | - | NA | Steel | NA | (BEAMS Note 1) The ERC for this item should be added to the total of the ERC of the other P&M items on the site and the Buildings ERC (where applicable) to enable the correct contract size adjustment to be made. ERC of P&M Items + ERC of Building Component’s = Total ERC (net figure rateable items only) to which contract size adjustment should be applied The 2021 Generic Contractors Test Spreadsheet has this facility built into the programme - it is recommended you undertake all contractors test valuations using this spreadsheet. (Details on the application of contract size adjustments can be found in the RCG 2021 Guidance notes). Where RV is calculated using the comparative method (rental method) the contract size adjustment should be made as follows: Select - SCAT code box "P and M as an addition” within the 2021 Generic Contractors Test Spreadsheet facility. Or Where the spreadsheet is not used take the: Reciprocal of statutory de-capitalisation rate (i.e. 5% reciprocal = 20) multiply by rateable value of the buildings (before any overall end allowances are made and after making a notional deduction for the land value) and add to the ERC of P&M. Use resultant figure to calculate contract size adjustment. (Guidance Notes - Section 6) | Typical example of a Sphere tank often referred to as a Horton Sphere. | - | 1 | TRUE
5744 | 215B09 | 7618 | 215B09 | Tanks | Spheres | Pressures up to 250 psig | 6.01m radius x 30mm thick | 106.91 tonnes | Tanks Spheres Looking like a golf ball on a tee these tanks are often referred to as Horton Spheres, named after one of the major manufacturers of these tanks. This tank design used when large quantities of liquid under pressure are required to be stored and are most common in Refineries or large Chemical Works. Where natural gas is not piped to properties or where pure gas of a specific type is required by the manufacturer a single tank may be employed. The tank has to withstand high pressures and often low temperatures (i.e. up to 1000 psig and down to 253 0 C ) and this results in steel of 25 mm thickness or greater. (Normal thickness is 28 mm for pressures up to 250 psig) The weight of the sphere is high and this is reflected in the size of the leg supports and foundations. When storing liquids that are corrosive specialist alloys or stainless steel is used in the spheres construction. Alternatively a specialised lining (such as fibre glass) may be employed. | Considered Not Applicable at time of Publication | (BEAMS Note 1) The ERC for this item should be added to the total of the ERC of the other P&M items on the site and the Buildings ERC (where applicable) to enable the correct contract size adjustment to be made. ERC of P&M Items + ERC of Building Component’s = Total ERC (net figure rateable items only) to which contract size adjustment should be applied The 2023 Generic Contractors Test Spreadsheet has this facility built into the programme - it is recommended you undertake all contractors test valuations using this spreadsheet. (Details on the application of contract size adjustments can be found in the RCG 2023 Guidance notes). Where RV is calculated using the comparative method (rental method) the contract size adjustment should be made as follows: Select - SCAT code box ""P and M as an addition” within the 2023 Generic Contractors Test Spreadsheet facility. Or Where the spreadsheet is not used take the: Reciprocal of statutory de-capitalisation rate (i.e. 5% reciprocal = 20) multiply by rateable value of the buildings (before any overall end allowances are made and after making a notional deduction for the land value) and add to the ERC of P&M. Use resultant figure to calculate contract size adjustment. (Guidance Notes - Section 6) | To calculate the cost of a sphere: (a) The diameter to calculate the surface area (4x22 / 7 x r2) (b) The thickness of the plate in mm * (c) Conversion factor 7.85 kg. mm thickness / sq m (d) Cost per tonne of steel Cost = surface area x thickness in mm x 7.85 / 1000 x cost of steel * Low pressure 14 to 18 mm: if not known adopt 16 mm Low pressure 22 to 28 mm: if not known adopt 25 mm High pressure 28 to 38 mm: if not known adopt 35 mm | Weight of steel = 205.5 kgms/m2 per 25 mm thick. Although these spheres are low pressure the thickness of steel in the plates increases due to the increase in the volume of the structure. | Class 4 Table 4 Tanks (note Class 4 (d)) Class 4 Table 3 Supports (legs) Class 4 Table 3 Foundations | - | Stairways, fire protection, staging, foundations. | Where it would be normal to find more than one item in such a hereditament the ERC stated has been adjusted to reflect any number / quantity, discount. These figures are NOT one off figures. | To calculate the cost of the legs: (a) The weight of the legs in tonnes 200 cost per tonne of steel | Typical example of a Sphere tank often referred to as a Horton Sphere. | - | 20154 |  | Each | - | NA | NA | NA | 1176878.4166 | Option 3 | 1278637.8998 | 8.647% | 1186060 | 1188710.7942 | 1.005% | -7.033% | 1188710.7942 | 1.005% | Indexed | NA | VOA_GPN_GOV_UK\7246041 | 2021-10-11 | Low | - | High | Risk taken from previous CG | - | - | NA | Steel | NA | (BEAMS Note 1) The ERC for this item should be added to the total of the ERC of the other P&M items on the site and the Buildings ERC (where applicable) to enable the correct contract size adjustment to be made. ERC of P&M Items + ERC of Building Component’s = Total ERC (net figure rateable items only) to which contract size adjustment should be applied The 2021 Generic Contractors Test Spreadsheet has this facility built into the programme - it is recommended you undertake all contractors test valuations using this spreadsheet. (Details on the application of contract size adjustments can be found in the RCG 2021 Guidance notes). Where RV is calculated using the comparative method (rental method) the contract size adjustment should be made as follows: Select - SCAT code box "P and M as an addition” within the 2021 Generic Contractors Test Spreadsheet facility. Or Where the spreadsheet is not used take the: Reciprocal of statutory de-capitalisation rate (i.e. 5% reciprocal = 20) multiply by rateable value of the buildings (before any overall end allowances are made and after making a notional deduction for the land value) and add to the ERC of P&M. Use resultant figure to calculate contract size adjustment. (Guidance Notes - Section 6) | Typical example of a Sphere tank often referred to as a Horton Sphere. | - | 1 | TRUE
5745 | 215B10 | 7619 | 215B10 | Tanks | Spheres | Pressures up to 250 psig | 7.62m radius x 33mm thick | 189.04 tonnes | Tanks Spheres Looking like a golf ball on a tee these tanks are often referred to as Horton Spheres, named after one of the major manufacturers of these tanks. This tank design used when large quantities of liquid under pressure are required to be stored and are most common in Refineries or large Chemical Works. Where natural gas is not piped to properties or where pure gas of a specific type is required by the manufacturer a single tank may be employed. The tank has to withstand high pressures and often low temperatures (i.e. up to 1000 psig and down to 253 0 C ) and this results in steel of 25 mm thickness or greater. (Normal thickness is 28 mm for pressures up to 250 psig) The weight of the sphere is high and this is reflected in the size of the leg supports and foundations. When storing liquids that are corrosive specialist alloys or stainless steel is used in the spheres construction. Alternatively a specialised lining (such as fibre glass) may be employed. | Considered Not Applicable at time of Publication | (BEAMS Note 1) The ERC for this item should be added to the total of the ERC of the other P&M items on the site and the Buildings ERC (where applicable) to enable the correct contract size adjustment to be made. ERC of P&M Items + ERC of Building Component’s = Total ERC (net figure rateable items only) to which contract size adjustment should be applied The 2023 Generic Contractors Test Spreadsheet has this facility built into the programme - it is recommended you undertake all contractors test valuations using this spreadsheet. (Details on the application of contract size adjustments can be found in the RCG 2023 Guidance notes). Where RV is calculated using the comparative method (rental method) the contract size adjustment should be made as follows: Select - SCAT code box ""P and M as an addition” within the 2023 Generic Contractors Test Spreadsheet facility. Or Where the spreadsheet is not used take the: Reciprocal of statutory de-capitalisation rate (i.e. 5% reciprocal = 20) multiply by rateable value of the buildings (before any overall end allowances are made and after making a notional deduction for the land value) and add to the ERC of P&M. Use resultant figure to calculate contract size adjustment. (Guidance Notes - Section 6) | To calculate the cost of a sphere: (a) The diameter to calculate the surface area (4x22 / 7 x r2) (b) The thickness of the plate in mm * (c) Conversion factor 7.85 kg. mm thickness / sq m (d) Cost per tonne of steel Cost = surface area x thickness in mm x 7.85 / 1000 x cost of steel * Low pressure 14 to 18 mm: if not known adopt 16 mm Low pressure 22 to 28 mm: if not known adopt 25 mm High pressure 28 to 38 mm: if not known adopt 35 mm | Weight of steel = 205.5 kgms/m2 per 25 mm thick. Although these spheres are low pressure the thickness of steel in the plates increases due to the increase in the volume of the structure. | Class 4 Table 4 Tanks (note Class 4 (d)) Class 4 Table 3 Supports (legs) Class 4 Table 3 Foundations | - | Stairways, fire protection, staging, foundations. | Where it would be normal to find more than one item in such a hereditament the ERC stated has been adjusted to reflect any number / quantity, discount. These figures are NOT one off figures. | To calculate the cost of the legs: (a) The weight of the legs in tonnes 200 cost per tonne of steel | Typical example of a Sphere tank often referred to as a Horton Sphere. | - | 20154 |  | Each | - | NA | NA | NA | 2080998.2207 | Option 3 | 2260932.9536 | 8.647% | 2097210 | 2101897.1761 | 1.004% | -7.034% | 2101897.1761 | 1.004% | Indexed | NA | VOA_GPN_GOV_UK\7246041 | 2021-10-11 | Low | - | High | Risk taken from previous CG | - | - | NA | Steel | NA | (BEAMS Note 1) The ERC for this item should be added to the total of the ERC of the other P&M items on the site and the Buildings ERC (where applicable) to enable the correct contract size adjustment to be made. ERC of P&M Items + ERC of Building Component’s = Total ERC (net figure rateable items only) to which contract size adjustment should be applied The 2021 Generic Contractors Test Spreadsheet has this facility built into the programme - it is recommended you undertake all contractors test valuations using this spreadsheet. (Details on the application of contract size adjustments can be found in the RCG 2021 Guidance notes). Where RV is calculated using the comparative method (rental method) the contract size adjustment should be made as follows: Select - SCAT code box "P and M as an addition” within the 2021 Generic Contractors Test Spreadsheet facility. Or Where the spreadsheet is not used take the: Reciprocal of statutory de-capitalisation rate (i.e. 5% reciprocal = 20) multiply by rateable value of the buildings (before any overall end allowances are made and after making a notional deduction for the land value) and add to the ERC of P&M. Use resultant figure to calculate contract size adjustment. (Guidance Notes - Section 6) | Typical example of a Sphere tank often referred to as a Horton Sphere. | - | 1 | TRUE
5746 | 215B11 | 7620 | 215B11 | Tanks | Spheres | Pressures up to 250 psig | 9.14m radius x 36mm thick | 296.71 tonnes | Tanks Spheres Looking like a golf ball on a tee these tanks are often referred to as Horton Spheres, named after one of the major manufacturers of these tanks. This tank design used when large quantities of liquid under pressure are required to be stored and are most common in Refineries or large Chemical Works. Where natural gas is not piped to properties or where pure gas of a specific type is required by the manufacturer a single tank may be employed. The tank has to withstand high pressures and often low temperatures (i.e. up to 1000 psig and down to 253 0 C ) and this results in steel of 25 mm thickness or greater. (Normal thickness is 28 mm for pressures up to 250 psig) The weight of the sphere is high and this is reflected in the size of the leg supports and foundations. When storing liquids that are corrosive specialist alloys or stainless steel is used in the spheres construction. Alternatively a specialised lining (such as fibre glass) may be employed. | Considered Not Applicable at time of Publication | (BEAMS Note 1) The ERC for this item should be added to the total of the ERC of the other P&M items on the site and the Buildings ERC (where applicable) to enable the correct contract size adjustment to be made. ERC of P&M Items + ERC of Building Component’s = Total ERC (net figure rateable items only) to which contract size adjustment should be applied The 2023 Generic Contractors Test Spreadsheet has this facility built into the programme - it is recommended you undertake all contractors test valuations using this spreadsheet. (Details on the application of contract size adjustments can be found in the RCG 2023 Guidance notes). Where RV is calculated using the comparative method (rental method) the contract size adjustment should be made as follows: Select - SCAT code box ""P and M as an addition” within the 2023 Generic Contractors Test Spreadsheet facility. Or Where the spreadsheet is not used take the: Reciprocal of statutory de-capitalisation rate (i.e. 5% reciprocal = 20) multiply by rateable value of the buildings (before any overall end allowances are made and after making a notional deduction for the land value) and add to the ERC of P&M. Use resultant figure to calculate contract size adjustment. (Guidance Notes - Section 6) | To calculate the cost of a sphere: (a) The diameter to calculate the surface area (4x22 / 7 x r2) (b) The thickness of the plate in mm * (c) Conversion factor 7.85 kg. mm thickness / sq m (d) Cost per tonne of steel Cost = surface area x thickness in mm x 7.85 / 1000 x cost of steel * Low pressure 14 to 18 mm: if not known adopt 16 mm Low pressure 22 to 28 mm: if not known adopt 25 mm High pressure 28 to 38 mm: if not known adopt 35 mm | Weight of steel = 205.5 kgms/m2 per 25 mm thick. Although these spheres are low pressure the thickness of steel in the plates increases due to the increase in the volume of the structure. | Class 4 Table 4 Tanks (note Class 4 (d)) Class 4 Table 3 Supports (legs) Class 4 Table 3 Foundations | - | Stairways, fire protection, staging, foundations. | Where it would be normal to find more than one item in such a hereditament the ERC stated has been adjusted to reflect any number / quantity, discount. These figures are NOT one off figures. | To calculate the cost of the legs: (a) The weight of the legs in tonnes 200 cost per tonne of steel | Typical example of a Sphere tank often referred to as a Horton Sphere. | - | 20154 |  | Each | - | NA | NA | NA | 3266208.5805 | Option 3 | 3548623.223 | 8.647% | 3291701 | 3299057.8132 | 1.006% | -7.033% | 3299057.8132 | 1.006% | Indexed | NA | VOA_GPN_GOV_UK\7246041 | 2021-10-11 | Low | - | High | Risk taken from previous CG | - | - | NA | Steel | NA | (BEAMS Note 1) The ERC for this item should be added to the total of the ERC of the other P&M items on the site and the Buildings ERC (where applicable) to enable the correct contract size adjustment to be made. ERC of P&M Items + ERC of Building Component’s = Total ERC (net figure rateable items only) to which contract size adjustment should be applied The 2021 Generic Contractors Test Spreadsheet has this facility built into the programme - it is recommended you undertake all contractors test valuations using this spreadsheet. (Details on the application of contract size adjustments can be found in the RCG 2021 Guidance notes). Where RV is calculated using the comparative method (rental method) the contract size adjustment should be made as follows: Select - SCAT code box "P and M as an addition” within the 2021 Generic Contractors Test Spreadsheet facility. Or Where the spreadsheet is not used take the: Reciprocal of statutory de-capitalisation rate (i.e. 5% reciprocal = 20) multiply by rateable value of the buildings (before any overall end allowances are made and after making a notional deduction for the land value) and add to the ERC of P&M. Use resultant figure to calculate contract size adjustment. (Guidance Notes - Section 6) | Typical example of a Sphere tank often referred to as a Horton Sphere. | - | 1 | TRUE
5747 | 215B12 | 7621 | 215B12 | Tanks | Spheres | Pressures up to 250 psig | 10.67m radius x 38mm thick | 426.81 tonnes | Tanks Spheres Looking like a golf ball on a tee these tanks are often referred to as Horton Spheres, named after one of the major manufacturers of these tanks. This tank design used when large quantities of liquid under pressure are required to be stored and are most common in Refineries or large Chemical Works. Where natural gas is not piped to properties or where pure gas of a specific type is required by the manufacturer a single tank may be employed. The tank has to withstand high pressures and often low temperatures (i.e. up to 1000 psig and down to 253 0 C ) and this results in steel of 25 mm thickness or greater. (Normal thickness is 28 mm for pressures up to 250 psig) The weight of the sphere is high and this is reflected in the size of the leg supports and foundations. When storing liquids that are corrosive specialist alloys or stainless steel is used in the spheres construction. Alternatively a specialised lining (such as fibre glass) may be employed. | Considered Not Applicable at time of Publication | (BEAMS Note 1) The ERC for this item should be added to the total of the ERC of the other P&M items on the site and the Buildings ERC (where applicable) to enable the correct contract size adjustment to be made. ERC of P&M Items + ERC of Building Component’s = Total ERC (net figure rateable items only) to which contract size adjustment should be applied The 2023 Generic Contractors Test Spreadsheet has this facility built into the programme - it is recommended you undertake all contractors test valuations using this spreadsheet. (Details on the application of contract size adjustments can be found in the RCG 2023 Guidance notes). Where RV is calculated using the comparative method (rental method) the contract size adjustment should be made as follows: Select - SCAT code box ""P and M as an addition” within the 2023 Generic Contractors Test Spreadsheet facility. Or Where the spreadsheet is not used take the: Reciprocal of statutory de-capitalisation rate (i.e. 5% reciprocal = 20) multiply by rateable value of the buildings (before any overall end allowances are made and after making a notional deduction for the land value) and add to the ERC of P&M. Use resultant figure to calculate contract size adjustment. (Guidance Notes - Section 6) | To calculate the cost of a sphere: (a) The diameter to calculate the surface area (4x22 / 7 x r2) (b) The thickness of the plate in mm * (c) Conversion factor 7.85 kg. mm thickness / sq m (d) Cost per tonne of steel Cost = surface area x thickness in mm x 7.85 / 1000 x cost of steel * Low pressure 14 to 18 mm: if not known adopt 16 mm Low pressure 22 to 28 mm: if not known adopt 25 mm High pressure 28 to 38 mm: if not known adopt 35 mm | Weight of steel = 205.5 kgms/m2 per 25 mm thick. Although these spheres are low pressure the thickness of steel in the plates increases due to the increase in the volume of the structure. | Class 4 Table 4 Tanks (note Class 4 (d)) Class 4 Table 3 Supports (legs) Class 4 Table 3 Foundations | - | Stairways, fire protection, staging, foundations. | Where it would be normal to find more than one item in such a hereditament the ERC stated has been adjusted to reflect any number / quantity, discount. These figures are NOT one off figures. | To calculate the cost of the legs: (a) The weight of the legs in tonnes 200 cost per tonne of steel | Typical example of a Sphere tank often referred to as a Horton Sphere. | - | 20154 |  | Each | - | NA | NA | NA | 4698414.8222 | Option 3 | 5104666.0183 | 8.647% | 4735030 | 4745612.5927 | 1.005% | -7.034% | 4745612.5927 | 1.005% | Indexed | NA | VOA_GPN_GOV_UK\7246041 | 2021-10-11 | Low | - | High | Risk taken from previous CG | - | - | NA | Steel | NA | (BEAMS Note 1) The ERC for this item should be added to the total of the ERC of the other P&M items on the site and the Buildings ERC (where applicable) to enable the correct contract size adjustment to be made. ERC of P&M Items + ERC of Building Component’s = Total ERC (net figure rateable items only) to which contract size adjustment should be applied The 2021 Generic Contractors Test Spreadsheet has this facility built into the programme - it is recommended you undertake all contractors test valuations using this spreadsheet. (Details on the application of contract size adjustments can be found in the RCG 2021 Guidance notes). Where RV is calculated using the comparative method (rental method) the contract size adjustment should be made as follows: Select - SCAT code box "P and M as an addition” within the 2021 Generic Contractors Test Spreadsheet facility. Or Where the spreadsheet is not used take the: Reciprocal of statutory de-capitalisation rate (i.e. 5% reciprocal = 20) multiply by rateable value of the buildings (before any overall end allowances are made and after making a notional deduction for the land value) and add to the ERC of P&M. Use resultant figure to calculate contract size adjustment. (Guidance Notes - Section 6) | Typical example of a Sphere tank often referred to as a Horton Sphere. | - | 1 | TRUE
5748 | 215G09 | 7436 | 215G09 | Tanks | Stainless Steel | Vertical (Cylindrical) Flat Bottom 3mm plate | 1.6m diam x 4m ht x 0.58 tonnes | SS304 = Mixed Products | Tanks found on Commercial Tank Farms and Fuel Depots together with Individual Tanks or clusters of tanks on Major Food Establishments or breweries. They are generally an all ss.steel construction The tanks are similar in construction to mild steel tanks and similar in design. Their weight pro rata of steel thickness is greater and careful referencing of foundation detail is required. These tanks are usually erected on site built over an existing bit sand foundation (formed under the tank base plate). The bit sand cone is usually formed on an over site concrete base (e.g. 150 mm). This type of tank is intended for processed product storage and normally do not exceed 20,000 cu m in volume. They usually contain either food products i.e. milk, beer, or, aggressive chemicals i.e. dilute acids or alkalis. It is unusual to find in this category floating head tanks. The costs are for fixed head tanks. Fixed roofs are conical and self-supporting made of 5 mm stainless steel plates welded at the edges. The tanks are purpose designed by the tank farm operator and built to their Referencing details For smaller flat bottomed tanks found in smaller industrial units see 215G09 et cetera Cost Information The design life is at minimum 30 years and their second hand life is long, therefore initially more expensive to purchase but having less maintenance than equivalent mild steel tanks. Stainless Steel Tanks Stainless steel contains a high percentage of nickel. Nickel is a product quoted on the commercial markets and has a high fluctuation in exchange rates. There are a few large tank manufacturers who are able to buy stainless steel when the price is low and stockpile large plates for future use. Many of the smaller companies have limited stocks and often buy to order. The price of individual items can therefore vary considerably. Working with stainless steel is harder than with mild steel and thus where shapes and designs are complex the cost increase dramatically. For Bulk Liquid Storage Tanks (as found on commercial tank farms) the assumption is that they have been purchased from a leading stainless steel manufacturer and that the design is that of a typical bulk liquid storage tank. The general increase in cost for Bulk liquid tanks is 2.5 x that of mild steel. The general increase in cost for complex items is 3/4 times mild steel. Tanks are usually made from 304 stainless steel but occasionally a higher Cost Information is required and 316 stainless steel is used. There is approx 9% increase in cost between 304 and 316 stainless steel. Stainless Steel Tanks situated within Commercial Tank farms and Petroleum depots Foundations Most tanks sit on a bit sand foundation (see separate Description and costings). Most bulk storage tanks are built with a cone up centre however some tanks have a sump in the centre of the tank. In the usual cone up situation the foundations to the tank should be established by reference to plans and sections and costed with reference to the Building Surveyor. The usual earth foundation requires (i) site cleared of vegetable matter, (ii) compacted chemically inert fill, (iii) drainage layer 150mm thick of stable permeable compacted granular construction, (iv) 50mm thick bitumen/sand (Bit sand) layer (laid to correct falls). Drainage, periphery details and sizes are set out in BS 2654 (see: - 2005 Cost Guide Bit sand Bases Section through typical Bit sand Find). Additions for Foundations (See :- 2005 Cost Guide Bitsand Bases Section through typical Bitsand find). For small tanks the addition for this type of foundations will be some 12% whereas for larger tanks a 9% addition is required. A 10% addition for foundations is therefore proposed to ALL BULK STORAGE TANKS where individual costings are not possible. Pro rata with Mild Steel tanks the amount for foundations will be higher reflecting the greater weight in the tank construction. FOUNDATIONS to Bulk Storage Tanks where site details re not known 10% ADDITION to basic tank costs Description Notes on Foundations In some cases the chemically inert fill layer may consist of concrete up to 100mm deep. The 10% addition is still applicable in these cases. For piled and thicker raft foundations under the tank further addition will be required and these should be calculated with reference to the relevant section in the Cost Guide or after discussion with the Building Surveyor. | Location Adjustment Applicable (See Guidance Notes) - ERC = UK mean of 1.00 | (BEAMS Note 1) The ERC for this item should be added to the total of the ERC of the other P&M items on the site and the Buildings ERC (where applicable) to enable the correct contract size adjustment to be made. ERC of P&M Items + ERC of Building Component’s = Total ERC (net figure rateable items only) to which contract size adjustment should be applied The 2023 Generic Contractors Test Spreadsheet has this facility built into the programme - it is recommended you undertake all contractors test valuations using this spreadsheet. (Details on the application of contract size adjustments can be found in the RCG 2023 Guidance notes). Where RV is calculated using the comparative method (rental method) the contract size adjustment should be made as follows: Select - SCAT code box ""P and M as an addition” within the 2023 Generic Contractors Test Spreadsheet facility. Or Where the spreadsheet is not used take the: Reciprocal of statutory de-capitalisation rate (i.e. 5% reciprocal = 20) multiply by rateable value of the buildings (before any overall end allowances are made and after making a notional deduction for the land value) and add to the ERC of P&M. Use resultant figure to calculate contract size adjustment. (Guidance Notes - Section 6) | Cost Information Notes: The Cost figures are for Stainless Steel tanks having up to 6 mm thick bottom plates. The scales are suitable to tanks having bottom plate thicknesses of between 5 mm and 8 mm. Tanks with bottom plates of + 8 mm thickness may have an addition of up to 40% to account for extra costs. | Costs do not include for bits and foundations, concrete/pile foundations, heating coils, insulation (Rockwood), structural stairways, catwalks, between tank walkways, et cetera. Stairways that are structures in their own right should be rated (costed and valued) following Class 4 Table 3 stairways. These stairways are for example where spot brackets welded to the tank support the item. In the case where every rung of the staircase is welded to the tank these staircases are NOT rateable as they are not staircases in their own right (Class 4 Table 3) and they do not form an integral part of such an item see Class 4 (b) i.e. they are not part of the structure of the tank. Stairways are usually mild steel, which has been galvanised. | Tanks - Class 4, Table 4 Class 2(d) Draining (e) Supplying Water (f)Protection from hazards. List of accessories 1 and 2 (v) | If Class 2 proviso applies Whole if under Class 4 and Class 4(d) limitation applies i.e. does not exceed 400m3 and is readily capable of being moved without substantial demolition to surrounding structures. | Foundations, catwalks, bunds, structural staircases, piles, fire protection equipment, high-level walkways | It is assumed that the item forms part of an average size industrial, commercial or office complex. Where it would be normal to find more than one item in such a hereditament the ERC stated has been adjusted to reflect any number / quantity, discount. These figures are NOT one off figures. | - | Photo 1 - Bulk liquid storage tanks. Photo 2 - Chemical storage tanks. | - | 20159 |  | Each | - | NA | NA | NA | 7735.6686 | Option 2 | 8404.5378 | 8.647% | 13637.8051 | 13668.285 | 76.69% | 62.63% | 13668.285 | 76.69% | Indexed | NA | VOA_GPN_GOV_UK\7246041 | 2019-08-30 | Low | - | High | Risk taken from previous CG | - | - | NA | Steel | NA | (BEAMS Note 1) The ERC for this item should be added to the total of the ERC of the other P&M items on the site and the Buildings ERC (where applicable) to enable the correct contract size adjustment to be made. ERC of P&M Items + ERC of Building Component’s = Total ERC (net figure rateable items only) to which contract size adjustment should be applied The 2021 Generic Contractors Test Spreadsheet has this facility built into the programme - it is recommended you undertake all contractors test valuations using this spreadsheet. (Details on the application of contract size adjustments can be found in the RCG 2021 Guidance notes). Where RV is calculated using the comparative method (rental method) the contract size adjustment should be made as follows: Select - SCAT code box "P and M as an addition” within the 2021 Generic Contractors Test Spreadsheet facility. Or Where the spreadsheet is not used take the: Reciprocal of statutory de-capitalisation rate (i.e. 5% reciprocal = 20) multiply by rateable value of the buildings (before any overall end allowances are made and after making a notional deduction for the land value) and add to the ERC of P&M. Use resultant figure to calculate contract size adjustment. (Guidance Notes - Section 6) | Photo 1 - Bulk liquid storage tanks. Photo 2 - Chemical storage tanks. | - | 1 | TRUE
5749 | 215G10 | 7437 | 215G10 | Tanks | Stainless Steel | Vertical (Cylindrical) Flat Bottom 3mm plate | 1.6m diam x 4m ht x 0.58 tonnes | SS316 = Food products or highly corrosive | Tanks found on Commercial Tank Farms and Fuel Depots together with Individual Tanks or clusters of tanks on Major Food Establishments or breweries. They are generally an all ss.steel construction The tanks are similar in construction to mild steel tanks and similar in design. Their weight pro rata of steel thickness is greater and careful referencing of foundation detail is required. These tanks are usually erected on site built over an existing bit sand foundation (formed under the tank base plate). The bit sand cone is usually formed on an over site concrete base (e.g. 150 mm). This type of tank is intended for processed product storage and normally do not exceed 20,000 cu m in volume. They usually contain either food products i.e. milk, beer, or, aggressive chemicals i.e. dilute acids or alkalis. It is unusual to find in this category floating head tanks. The costs are for fixed head tanks. Fixed roofs are conical and self-supporting made of 5 mm stainless steel plates welded at the edges. The tanks are purpose designed by the tank farm operator and built to their Referencing details For smaller flat bottomed tanks found in smaller industrial units see 215G09 et cetera Cost Information The design life is at minimum 30 years and their second hand life is long, therefore initially more expensive to purchase but having less maintenance than equivalent mild steel tanks. Stainless Steel Tanks Stainless steel contains a high percentage of nickel. Nickel is a product quoted on the commercial markets and has a high fluctuation in exchange rates. There are a few large tank manufacturers who are able to buy stainless steel when the price is low and stockpile large plates for future use. Many of the smaller companies have limited stocks and often buy to order. The price of individual items can therefore vary considerably. Working with stainless steel is harder than with mild steel and thus where shapes and designs are complex the cost increase dramatically. For Bulk Liquid Storage Tanks (as found on commercial tank farms) the assumption is that they have been purchased from a leading stainless steel manufacturer and that the design is that of a typical bulk liquid storage tank. The general increase in cost for Bulk liquid tanks is 2.5 x that of mild steel. The general increase in cost for complex items is 3/4 times mild steel. Tanks are usually made from 304 stainless steel but occasionally a higher Cost Information is required and 316 stainless steel is used. There is approx 9% increase in cost between 304 and 316 stainless steel. Stainless Steel Tanks situated within Commercial Tank farms and Petroleum depots Foundations Most tanks sit on a bit sand foundation (see separate Description and costings). Most bulk storage tanks are built with a cone up centre however some tanks have a sump in the centre of the tank. In the usual cone up situation the foundations to the tank should be established by reference to plans and sections and costed with reference to the Building Surveyor. The usual earth foundation requires (i) site cleared of vegetable matter, (ii) compacted chemically inert fill, (iii) drainage layer 150mm thick of stable permeable compacted granular construction, (iv) 50mm thick bitumen/sand (Bit sand) layer (laid to correct falls). Drainage, periphery details and sizes are set out in BS 2654 (see: - 2005 Cost Guide Bit sand Bases Section through typical Bit sand Find). Additions for Foundations (See :- 2005 Cost Guide Bitsand Bases Section through typical Bitsand find). For small tanks the addition for this type of foundations will be some 12% whereas for larger tanks a 9% addition is required. A 10% addition for foundations is therefore proposed to ALL BULK STORAGE TANKS where individual costings are not possible. Pro rata with Mild Steel tanks the amount for foundations will be higher reflecting the greater weight in the tank construction. FOUNDATIONS to Bulk Storage Tanks where site details re not known 10% ADDITION to basic tank costs Description Notes on Foundations In some cases the chemically inert fill layer may consist of concrete up to 100mm deep. The 10% addition is still applicable in these cases. For piled and thicker raft foundations under the tank further addition will be required and these should be calculated with reference to the relevant section in the Cost Guide or after discussion with the Building Surveyor. | Location Adjustment Applicable (See Guidance Notes) - ERC = UK mean of 1.00 | (BEAMS Note 1) The ERC for this item should be added to the total of the ERC of the other P&M items on the site and the Buildings ERC (where applicable) to enable the correct contract size adjustment to be made. ERC of P&M Items + ERC of Building Component’s = Total ERC (net figure rateable items only) to which contract size adjustment should be applied The 2023 Generic Contractors Test Spreadsheet has this facility built into the programme - it is recommended you undertake all contractors test valuations using this spreadsheet. (Details on the application of contract size adjustments can be found in the RCG 2023 Guidance notes). Where RV is calculated using the comparative method (rental method) the contract size adjustment should be made as follows: Select - SCAT code box ""P and M as an addition” within the 2023 Generic Contractors Test Spreadsheet facility. Or Where the spreadsheet is not used take the: Reciprocal of statutory de-capitalisation rate (i.e. 5% reciprocal = 20) multiply by rateable value of the buildings (before any overall end allowances are made and after making a notional deduction for the land value) and add to the ERC of P&M. Use resultant figure to calculate contract size adjustment. (Guidance Notes - Section 6) | Cost Information Notes: The Cost figures are for Stainless Steel tanks having up to 6 mm thick bottom plates. The scales are suitable to tanks having bottom plate thicknesses of between 5 mm and 8 mm. Tanks with bottom plates of + 8 mm thickness may have an addition of up to 40% to account for extra costs. | Costs do not include for bits and foundations, concrete/pile foundations, heating coils, insulation (Rockwood), structural stairways, catwalks, between tank walkways, et cetera. Stairways that are structures in their own right should be rated (costed and valued) following Class 4 Table 3 stairways. These stairways are for example where spot brackets welded to the tank support the item. In the case where every rung of the staircase is welded to the tank these staircases are NOT rateable as they are not staircases in their own right (Class 4 Table 3) and they do not form an integral part of such an item see Class 4 (b) i.e. they are not part of the structure of the tank. Stairways are usually mild steel, which has been galvanised. | Tanks - Class 4, Table 4 Class 2(d) Draining (e) Supplying Water (f)Protection from hazards. List of accessories 1 and 2 (v) | If Class 2 proviso applies Whole if under Class 4 and Class 4(d) limitation applies i.e. does not exceed 400m3 and is readily capable of being moved without substantial demolition to surrounding structures. | Foundations, catwalks, bunds, structural staircases, piles, fire protection equipment, high-level walkways | It is assumed that the item forms part of an average size industrial, commercial or office complex. Where it would be normal to find more than one item in such a hereditament the ERC stated has been adjusted to reflect any number / quantity, discount. These figures are NOT one off figures. | - | Photo 1 - Bulk liquid storage tanks. Photo 2 - Chemical storage tanks. | - | 20159 |  | Each | - | NA | NA | NA | 8818.7479 | Option 2 | 9581.2661 | 8.647% | 15547.2487 | 15581.9962 | 76.69% | 62.63% | 15581.9962 | 76.69% | Indexed | NA | VOA_GPN_GOV_UK\7246041 | 2019-08-30 | Low | - | High | Risk taken from previous CG | - | - | NA | Steel | NA | (BEAMS Note 1) The ERC for this item should be added to the total of the ERC of the other P&M items on the site and the Buildings ERC (where applicable) to enable the correct contract size adjustment to be made. ERC of P&M Items + ERC of Building Component’s = Total ERC (net figure rateable items only) to which contract size adjustment should be applied The 2021 Generic Contractors Test Spreadsheet has this facility built into the programme - it is recommended you undertake all contractors test valuations using this spreadsheet. (Details on the application of contract size adjustments can be found in the RCG 2021 Guidance notes). Where RV is calculated using the comparative method (rental method) the contract size adjustment should be made as follows: Select - SCAT code box "P and M as an addition” within the 2021 Generic Contractors Test Spreadsheet facility. Or Where the spreadsheet is not used take the: Reciprocal of statutory de-capitalisation rate (i.e. 5% reciprocal = 20) multiply by rateable value of the buildings (before any overall end allowances are made and after making a notional deduction for the land value) and add to the ERC of P&M. Use resultant figure to calculate contract size adjustment. (Guidance Notes - Section 6) | Photo 1 - Bulk liquid storage tanks. Photo 2 - Chemical storage tanks. | - | 1 | TRUE
5750 | 215G11 | 7438 | 215G11 | Tanks | Stainless Steel | Vertical (Cylindrical) Flat Bottom 4mm plate | 2.4m diam x 5.75m ht x 1.75 tonnes | SS304 = Mixed Products | Tanks found on Commercial Tank Farms and Fuel Depots together with Individual Tanks or clusters of tanks on Major Food Establishments or breweries. They are generally an all ss.steel construction The tanks are similar in construction to mild steel tanks and similar in design. Their weight pro rata of steel thickness is greater and careful referencing of foundation detail is required. These tanks are usually erected on site built over an existing bit sand foundation (formed under the tank base plate). The bit sand cone is usually formed on an over site concrete base (e.g. 150 mm). This type of tank is intended for processed product storage and normally do not exceed 20,000 cu m in volume. They usually contain either food products i.e. milk, beer, or, aggressive chemicals i.e. dilute acids or alkalis. It is unusual to find in this category floating head tanks. The costs are for fixed head tanks. Fixed roofs are conical and self-supporting made of 5 mm stainless steel plates welded at the edges. The tanks are purpose designed by the tank farm operator and built to their Referencing details For smaller flat bottomed tanks found in smaller industrial units see 215G09 et cetera Cost Information The design life is at minimum 30 years and their second hand life is long, therefore initially more expensive to purchase but having less maintenance than equivalent mild steel tanks. Stainless Steel Tanks Stainless steel contains a high percentage of nickel. Nickel is a product quoted on the commercial markets and has a high fluctuation in exchange rates. There are a few large tank manufacturers who are able to buy stainless steel when the price is low and stockpile large plates for future use. Many of the smaller companies have limited stocks and often buy to order. The price of individual items can therefore vary considerably. Working with stainless steel is harder than with mild steel and thus where shapes and designs are complex the cost increase dramatically. For Bulk Liquid Storage Tanks (as found on commercial tank farms) the assumption is that they have been purchased from a leading stainless steel manufacturer and that the design is that of a typical bulk liquid storage tank. The general increase in cost for Bulk liquid tanks is 2.5 x that of mild steel. The general increase in cost for complex items is 3/4 times mild steel. Tanks are usually made from 304 stainless steel but occasionally a higher Cost Information is required and 316 stainless steel is used. There is approx 9% increase in cost between 304 and 316 stainless steel. Stainless Steel Tanks situated within Commercial Tank farms and Petroleum depots Foundations Most tanks sit on a bit sand foundation (see separate Description and costings). Most bulk storage tanks are built with a cone up centre however some tanks have a sump in the centre of the tank. In the usual cone up situation the foundations to the tank should be established by reference to plans and sections and costed with reference to the Building Surveyor. The usual earth foundation requires (i) site cleared of vegetable matter, (ii) compacted chemically inert fill, (iii) drainage layer 150mm thick of stable permeable compacted granular construction, (iv) 50mm thick bitumen/sand (Bit sand) layer (laid to correct falls). Drainage, periphery details and sizes are set out in BS 2654 (see: - 2005 Cost Guide Bit sand Bases Section through typical Bit sand Find). Additions for Foundations (See :- 2005 Cost Guide Bitsand Bases Section through typical Bitsand find). For small tanks the addition for this type of foundations will be some 12% whereas for larger tanks a 9% addition is required. A 10% addition for foundations is therefore proposed to ALL BULK STORAGE TANKS where individual costings are not possible. Pro rata with Mild Steel tanks the amount for foundations will be higher reflecting the greater weight in the tank construction. FOUNDATIONS to Bulk Storage Tanks where site details re not known 10% ADDITION to basic tank costs Description Notes on Foundations In some cases the chemically inert fill layer may consist of concrete up to 100mm deep. The 10% addition is still applicable in these cases. For piled and thicker raft foundations under the tank further addition will be required and these should be calculated with reference to the relevant section in the Cost Guide or after discussion with the Building Surveyor. | Location Adjustment Applicable (See Guidance Notes) - ERC = UK mean of 1.00 | (BEAMS Note 1) The ERC for this item should be added to the total of the ERC of the other P&M items on the site and the Buildings ERC (where applicable) to enable the correct contract size adjustment to be made. ERC of P&M Items + ERC of Building Component’s = Total ERC (net figure rateable items only) to which contract size adjustment should be applied The 2023 Generic Contractors Test Spreadsheet has this facility built into the programme - it is recommended you undertake all contractors test valuations using this spreadsheet. (Details on the application of contract size adjustments can be found in the RCG 2023 Guidance notes). Where RV is calculated using the comparative method (rental method) the contract size adjustment should be made as follows: Select - SCAT code box ""P and M as an addition” within the 2023 Generic Contractors Test Spreadsheet facility. Or Where the spreadsheet is not used take the: Reciprocal of statutory de-capitalisation rate (i.e. 5% reciprocal = 20) multiply by rateable value of the buildings (before any overall end allowances are made and after making a notional deduction for the land value) and add to the ERC of P&M. Use resultant figure to calculate contract size adjustment. (Guidance Notes - Section 6) | Cost Information Notes: The Cost figures are for Stainless Steel tanks having up to 6 mm thick bottom plates. The scales are suitable to tanks having bottom plate thicknesses of between 5 mm and 8 mm. Tanks with bottom plates of + 8 mm thickness may have an addition of up to 40% to account for extra costs. | Costs do not include for bits and foundations, concrete/pile foundations, heating coils, insulation (Rockwood), structural stairways, catwalks, between tank walkways, et cetera. Stairways that are structures in their own right should be rated (costed and valued) following Class 4 Table 3 stairways. These stairways are for example where spot brackets welded to the tank support the item. In the case where every rung of the staircase is welded to the tank these staircases are NOT rateable as they are not staircases in their own right (Class 4 Table 3) and they do not form an integral part of such an item see Class 4 (b) i.e. they are not part of the structure of the tank. Stairways are usually mild steel, which has been galvanised. | Tanks - Class 4, Table 4 Class 2(d) Draining (e) Supplying Water (f)Protection from hazards. List of accessories 1 and 2 (v) | If Class 2 proviso applies Whole if under Class 4 and Class 4(d) limitation applies i.e. does not exceed 400m3 and is readily capable of being moved without substantial demolition to surrounding structures. | Foundations, catwalks, bunds, structural staircases, piles, fire protection equipment, high-level walkways | It is assumed that the item forms part of an average size industrial, commercial or office complex. Where it would be normal to find more than one item in such a hereditament the ERC stated has been adjusted to reflect any number / quantity, discount. These figures are NOT one off figures. | - | Photo 1 - Bulk liquid storage tanks. Photo 2 - Chemical storage tanks. | - | 20159 |  | Each | - | NA | NA | NA | 18532.2134 | Option 2 | 20134.6121 | 8.647% | 32671.864 | 32744.8842 | 76.69% | 62.63% | 32744.8842 | 76.69% | Indexed | NA | VOA_GPN_GOV_UK\7246041 | 2019-08-30 | Low | - | High | Risk taken from previous CG | - | - | NA | Steel | NA | (BEAMS Note 1) The ERC for this item should be added to the total of the ERC of the other P&M items on the site and the Buildings ERC (where applicable) to enable the correct contract size adjustment to be made. ERC of P&M Items + ERC of Building Component’s = Total ERC (net figure rateable items only) to which contract size adjustment should be applied The 2021 Generic Contractors Test Spreadsheet has this facility built into the programme - it is recommended you undertake all contractors test valuations using this spreadsheet. (Details on the application of contract size adjustments can be found in the RCG 2021 Guidance notes). Where RV is calculated using the comparative method (rental method) the contract size adjustment should be made as follows: Select - SCAT code box "P and M as an addition” within the 2021 Generic Contractors Test Spreadsheet facility. Or Where the spreadsheet is not used take the: Reciprocal of statutory de-capitalisation rate (i.e. 5% reciprocal = 20) multiply by rateable value of the buildings (before any overall end allowances are made and after making a notional deduction for the land value) and add to the ERC of P&M. Use resultant figure to calculate contract size adjustment. (Guidance Notes - Section 6) | Photo 1 - Bulk liquid storage tanks. Photo 2 - Chemical storage tanks. | - | 1 | TRUE
5751 | 215G12 | 7439 | 215G12 | Tanks | Stainless Steel | Vertical (Cylindrical) Flat Bottom 4mm plate | 2.4m diam x 5.75m ht x 1.75 tonnes | SS316 = Food products or highly corrosive | Tanks found on Commercial Tank Farms and Fuel Depots together with Individual Tanks or clusters of tanks on Major Food Establishments or breweries. They are generally an all ss.steel construction The tanks are similar in construction to mild steel tanks and similar in design. Their weight pro rata of steel thickness is greater and careful referencing of foundation detail is required. These tanks are usually erected on site built over an existing bit sand foundation (formed under the tank base plate). The bit sand cone is usually formed on an over site concrete base (e.g. 150 mm). This type of tank is intended for processed product storage and normally do not exceed 20,000 cu m in volume. They usually contain either food products i.e. milk, beer, or, aggressive chemicals i.e. dilute acids or alkalis. It is unusual to find in this category floating head tanks. The costs are for fixed head tanks. Fixed roofs are conical and self-supporting made of 5 mm stainless steel plates welded at the edges. The tanks are purpose designed by the tank farm operator and built to their Referencing details For smaller flat bottomed tanks found in smaller industrial units see 215G09 et cetera Cost Information The design life is at minimum 30 years and their second hand life is long, therefore initially more expensive to purchase but having less maintenance than equivalent mild steel tanks. Stainless Steel Tanks Stainless steel contains a high percentage of nickel. Nickel is a product quoted on the commercial markets and has a high fluctuation in exchange rates. There are a few large tank manufacturers who are able to buy stainless steel when the price is low and stockpile large plates for future use. Many of the smaller companies have limited stocks and often buy to order. The price of individual items can therefore vary considerably. Working with stainless steel is harder than with mild steel and thus where shapes and designs are complex the cost increase dramatically. For Bulk Liquid Storage Tanks (as found on commercial tank farms) the assumption is that they have been purchased from a leading stainless steel manufacturer and that the design is that of a typical bulk liquid storage tank. The general increase in cost for Bulk liquid tanks is 2.5 x that of mild steel. The general increase in cost for complex items is 3/4 times mild steel. Tanks are usually made from 304 stainless steel but occasionally a higher Cost Information is required and 316 stainless steel is used. There is approx 9% increase in cost between 304 and 316 stainless steel. Stainless Steel Tanks situated within Commercial Tank farms and Petroleum depots Foundations Most tanks sit on a bit sand foundation (see separate Description and costings). Most bulk storage tanks are built with a cone up centre however some tanks have a sump in the centre of the tank. In the usual cone up situation the foundations to the tank should be established by reference to plans and sections and costed with reference to the Building Surveyor. The usual earth foundation requires (i) site cleared of vegetable matter, (ii) compacted chemically inert fill, (iii) drainage layer 150mm thick of stable permeable compacted granular construction, (iv) 50mm thick bitumen/sand (Bit sand) layer (laid to correct falls). Drainage, periphery details and sizes are set out in BS 2654 (see: - 2005 Cost Guide Bit sand Bases Section through typical Bit sand Find). Additions for Foundations (See :- 2005 Cost Guide Bitsand Bases Section through typical Bitsand find). For small tanks the addition for this type of foundations will be some 12% whereas for larger tanks a 9% addition is required. A 10% addition for foundations is therefore proposed to ALL BULK STORAGE TANKS where individual costings are not possible. Pro rata with Mild Steel tanks the amount for foundations will be higher reflecting the greater weight in the tank construction. FOUNDATIONS to Bulk Storage Tanks where site details re not known 10% ADDITION to basic tank costs Description Notes on Foundations In some cases the chemically inert fill layer may consist of concrete up to 100mm deep. The 10% addition is still applicable in these cases. For piled and thicker raft foundations under the tank further addition will be required and these should be calculated with reference to the relevant section in the Cost Guide or after discussion with the Building Surveyor. | Location Adjustment Applicable (See Guidance Notes) - ERC = UK mean of 1.00 | (BEAMS Note 1) The ERC for this item should be added to the total of the ERC of the other P&M items on the site and the Buildings ERC (where applicable) to enable the correct contract size adjustment to be made. ERC of P&M Items + ERC of Building Component’s = Total ERC (net figure rateable items only) to which contract size adjustment should be applied The 2023 Generic Contractors Test Spreadsheet has this facility built into the programme - it is recommended you undertake all contractors test valuations using this spreadsheet. (Details on the application of contract size adjustments can be found in the RCG 2023 Guidance notes). Where RV is calculated using the comparative method (rental method) the contract size adjustment should be made as follows: Select - SCAT code box ""P and M as an addition” within the 2023 Generic Contractors Test Spreadsheet facility. Or Where the spreadsheet is not used take the: Reciprocal of statutory de-capitalisation rate (i.e. 5% reciprocal = 20) multiply by rateable value of the buildings (before any overall end allowances are made and after making a notional deduction for the land value) and add to the ERC of P&M. Use resultant figure to calculate contract size adjustment. (Guidance Notes - Section 6) | Cost Information Notes: The Cost figures are for Stainless Steel tanks having up to 6 mm thick bottom plates. The scales are suitable to tanks having bottom plate thicknesses of between 5 mm and 8 mm. Tanks with bottom plates of + 8 mm thickness may have an addition of up to 40% to account for extra costs. | Costs do not include for bits and foundations, concrete/pile foundations, heating coils, insulation (Rockwood), structural stairways, catwalks, between tank walkways, et cetera. Stairways that are structures in their own right should be rated (costed and valued) following Class 4 Table 3 stairways. These stairways are for example where spot brackets welded to the tank support the item. In the case where every rung of the staircase is welded to the tank these staircases are NOT rateable as they are not staircases in their own right (Class 4 Table 3) and they do not form an integral part of such an item see Class 4 (b) i.e. they are not part of the structure of the tank. Stairways are usually mild steel, which has been galvanised. | Tanks - Class 4, Table 4 Class 2(d) Draining (e) Supplying Water (f)Protection from hazards. List of accessories 1 and 2 (v) | If Class 2 proviso applies Whole if under Class 4 and Class 4(d) limitation applies i.e. does not exceed 400m3 and is readily capable of being moved without substantial demolition to surrounding structures. | Foundations, catwalks, bunds, structural staircases, piles, fire protection equipment, high-level walkways | It is assumed that the item forms part of an average size industrial, commercial or office complex. Where it would be normal to find more than one item in such a hereditament the ERC stated has been adjusted to reflect any number / quantity, discount. These figures are NOT one off figures. | - | Photo 1 - Bulk liquid storage tanks. Photo 2 - Chemical storage tanks. | - | 20159 |  | M3 | - | NA | NA | NA | 21819.9796 | Option 2 | 23706.6569 | 8.647% | 38468.1198 | 38554.0944 | 76.69% | 62.63% | 38554.0944 | 76.69% | Indexed | NA | VOA_GPN_GOV_UK\7246041 | 2019-08-30 | Low | - | High | Risk taken from previous CG | - | - | NA | Steel | NA | (BEAMS Note 1) The ERC for this item should be added to the total of the ERC of the other P&M items on the site and the Buildings ERC (where applicable) to enable the correct contract size adjustment to be made. ERC of P&M Items + ERC of Building Component’s = Total ERC (net figure rateable items only) to which contract size adjustment should be applied The 2021 Generic Contractors Test Spreadsheet has this facility built into the programme - it is recommended you undertake all contractors test valuations using this spreadsheet. (Details on the application of contract size adjustments can be found in the RCG 2021 Guidance notes). Where RV is calculated using the comparative method (rental method) the contract size adjustment should be made as follows: Select - SCAT code box "P and M as an addition” within the 2021 Generic Contractors Test Spreadsheet facility. Or Where the spreadsheet is not used take the: Reciprocal of statutory de-capitalisation rate (i.e. 5% reciprocal = 20) multiply by rateable value of the buildings (before any overall end allowances are made and after making a notional deduction for the land value) and add to the ERC of P&M. Use resultant figure to calculate contract size adjustment. (Guidance Notes - Section 6) | Photo 1 - Bulk liquid storage tanks. Photo 2 - Chemical storage tanks. | - | 1 | TRUE
5752 | 215G13 | 7440 | 215G13 | Tanks | Stainless Steel | Vertical (Cylindrical) Flat Bottom 5mm plate | 3.2m diam x 7.8m ht x 3.78 tonnes | SS304 = Mixed Products | Tanks found on Commercial Tank Farms and Fuel Depots together with Individual Tanks or clusters of tanks on Major Food Establishments or breweries. They are generally an all ss.steel construction The tanks are similar in construction to mild steel tanks and similar in design. Their weight pro rata of steel thickness is greater and careful referencing of foundation detail is required. These tanks are usually erected on site built over an existing bit sand foundation (formed under the tank base plate). The bit sand cone is usually formed on an over site concrete base (e.g. 150 mm). This type of tank is intended for processed product storage and normally do not exceed 20,000 cu m in volume. They usually contain either food products i.e. milk, beer, or, aggressive chemicals i.e. dilute acids or alkalis. It is unusual to find in this category floating head tanks. The costs are for fixed head tanks. Fixed roofs are conical and self-supporting made of 5 mm stainless steel plates welded at the edges. The tanks are purpose designed by the tank farm operator and built to their Referencing details For smaller flat bottomed tanks found in smaller industrial units see 215G09 et cetera Cost Information The design life is at minimum 30 years and their second hand life is long, therefore initially more expensive to purchase but having less maintenance than equivalent mild steel tanks. Stainless Steel Tanks Stainless steel contains a high percentage of nickel. Nickel is a product quoted on the commercial markets and has a high fluctuation in exchange rates. There are a few large tank manufacturers who are able to buy stainless steel when the price is low and stockpile large plates for future use. Many of the smaller companies have limited stocks and often buy to order. The price of individual items can therefore vary considerably. Working with stainless steel is harder than with mild steel and thus where shapes and designs are complex the cost increase dramatically. For Bulk Liquid Storage Tanks (as found on commercial tank farms) the assumption is that they have been purchased from a leading stainless steel manufacturer and that the design is that of a typical bulk liquid storage tank. The general increase in cost for Bulk liquid tanks is 2.5 x that of mild steel. The general increase in cost for complex items is 3/4 times mild steel. Tanks are usually made from 304 stainless steel but occasionally a higher Cost Information is required and 316 stainless steel is used. There is approx 9% increase in cost between 304 and 316 stainless steel. Stainless Steel Tanks situated within Commercial Tank farms and Petroleum depots Foundations Most tanks sit on a bit sand foundation (see separate Description and costings). Most bulk storage tanks are built with a cone up centre however some tanks have a sump in the centre of the tank. In the usual cone up situation the foundations to the tank should be established by reference to plans and sections and costed with reference to the Building Surveyor. The usual earth foundation requires (i) site cleared of vegetable matter, (ii) compacted chemically inert fill, (iii) drainage layer 150mm thick of stable permeable compacted granular construction, (iv) 50mm thick bitumen/sand (Bit sand) layer (laid to correct falls). Drainage, periphery details and sizes are set out in BS 2654 (see: - 2005 Cost Guide Bit sand Bases Section through typical Bit sand Find). Additions for Foundations (See :- 2005 Cost Guide Bitsand Bases Section through typical Bitsand find). For small tanks the addition for this type of foundations will be some 12% whereas for larger tanks a 9% addition is required. A 10% addition for foundations is therefore proposed to ALL BULK STORAGE TANKS where individual costings are not possible. Pro rata with Mild Steel tanks the amount for foundations will be higher reflecting the greater weight in the tank construction. FOUNDATIONS to Bulk Storage Tanks where site details re not known 10% ADDITION to basic tank costs Description Notes on Foundations In some cases the chemically inert fill layer may consist of concrete up to 100mm deep. The 10% addition is still applicable in these cases. For piled and thicker raft foundations under the tank further addition will be required and these should be calculated with reference to the relevant section in the Cost Guide or after discussion with the Building Surveyor. | Location Adjustment Applicable (See Guidance Notes) - ERC = UK mean of 1.00 | (BEAMS Note 1) The ERC for this item should be added to the total of the ERC of the other P&M items on the site and the Buildings ERC (where applicable) to enable the correct contract size adjustment to be made. ERC of P&M Items + ERC of Building Component’s = Total ERC (net figure rateable items only) to which contract size adjustment should be applied The 2023 Generic Contractors Test Spreadsheet has this facility built into the programme - it is recommended you undertake all contractors test valuations using this spreadsheet. (Details on the application of contract size adjustments can be found in the RCG 2023 Guidance notes). Where RV is calculated using the comparative method (rental method) the contract size adjustment should be made as follows: Select - SCAT code box ""P and M as an addition” within the 2023 Generic Contractors Test Spreadsheet facility. Or Where the spreadsheet is not used take the: Reciprocal of statutory de-capitalisation rate (i.e. 5% reciprocal = 20) multiply by rateable value of the buildings (before any overall end allowances are made and after making a notional deduction for the land value) and add to the ERC of P&M. Use resultant figure to calculate contract size adjustment. (Guidance Notes - Section 6) | Cost Information Notes: The Cost figures are for Stainless Steel tanks having up to 6 mm thick bottom plates. The scales are suitable to tanks having bottom plate thicknesses of between 5 mm and 8 mm. Tanks with bottom plates of + 8 mm thickness may have an addition of up to 40% to account for extra costs. | Costs do not include for Bitsand foundations, concrete/pile foundations, heating coils, insulation (Rockwood), structural stairways, catwalks, between tank walkways, et cetera. Stairways that are structures in their own right should be rated (costed and valued) following Class 4 Table 3 stairways. These stairways are for example where spot brackets welded to the tank support the item. In the case where every rung of the staircase is welded to the tank these staircases are NOT rateable as they are not staircases in their own right (Class 4 Table 3) and they do not form an integral part of such an item see Class 4 (b) i.e. they are not part of the structure of the tank. Stairways are usually mild steel, which has been galvanised. | Tanks - Class 4, Table 4 Class 2(d) Draining (e) Supplying Water (f)Protection from hazards. List of accessories 1 and 2 (v) | If Class 2 proviso applies Whole if under Class 4 and Class 4(d) limitation applies i.e. does not exceed 400m3 and is readily capable of being moved without substantial demolition to surrounding structures. | Foundations, catwalks, bunds, structural staircases, piles, fire protection equipment, high-level walkways | It is assumed that the item forms part of an average size industrial, commercial or office complex. Where it would be normal to find more than one item in such a hereditament the ERC stated has been adjusted to reflect any number / quantity, discount. These figures are NOT one off figures. | - | Photo 1 - Bulk liquid storage tanks. Photo 2 - Chemical storage tanks. | - | 20159 |  | Each | - | NA | NA | NA | 4614.8593 | Option 2 | 5013.8858 | 8.647% | 81358.9036 | 81540.7373 | 1667% | 1526% | 81540.7373 | 1667% | Indexed | NA | VOA_GPN_GOV_UK\7246041 | 2019-08-30 | Low | - | High | Risk taken from previous CG | - | - | NA | Steel | NA | (BEAMS Note 1) The ERC for this item should be added to the total of the ERC of the other P&M items on the site and the Buildings ERC (where applicable) to enable the correct contract size adjustment to be made. ERC of P&M Items + ERC of Building Component’s = Total ERC (net figure rateable items only) to which contract size adjustment should be applied The 2021 Generic Contractors Test Spreadsheet has this facility built into the programme - it is recommended you undertake all contractors test valuations using this spreadsheet. (Details on the application of contract size adjustments can be found in the RCG 2021 Guidance notes). Where RV is calculated using the comparative method (rental method) the contract size adjustment should be made as follows: Select - SCAT code box "P and M as an addition” within the 2021 Generic Contractors Test Spreadsheet facility. Or Where the spreadsheet is not used take the: Reciprocal of statutory de-capitalisation rate (i.e. 5% reciprocal = 20) multiply by rateable value of the buildings (before any overall end allowances are made and after making a notional deduction for the land value) and add to the ERC of P&M. Use resultant figure to calculate contract size adjustment. (Guidance Notes - Section 6) | Photo 1 - Bulk liquid storage tanks. Photo 2 - Chemical storage tanks. | - | 1 | TRUE
5753 | 215G14 | 7444 | 215G14 | Tanks | Stainless Steel | Vertical (Cylindrical) Flat Bottom 5mm plate | 3.2m diam x 7.8m ht x 3.78 tonnes | SS316 = Food products or highly corrosive | Tanks found on Commercial Tank Farms and Fuel Depots together with Individual Tanks or clusters of tanks on Major Food Establishments or breweries. They are generally an all ss.steel construction The tanks are similar in construction to mild steel tanks and similar in design. Their weight pro rata of steel thickness is greater and careful referencing of foundation detail is required. These tanks are usually erected on site built over an existing bit sand foundation (formed under the tank base plate). The bit sand cone is usually formed on an over site concrete base (e.g. 150 mm). This type of tank is intended for processed product storage and normally do not exceed 20,000 cu m in volume. They usually contain either food products i.e. milk, beer, or, aggressive chemicals i.e. dilute acids or alkalis. It is unusual to find in this category floating head tanks. The costs are for fixed head tanks. Fixed roofs are conical and self-supporting made of 5 mm stainless steel plates welded at the edges. The tanks are purpose designed by the tank farm operator and built to their Referencing details For smaller flat bottomed tanks found in smaller industrial units see 215G09 et cetera Cost Information The design life is at minimum 30 years and their second hand life is long, therefore initially more expensive to purchase but having less maintenance than equivalent mild steel tanks. Stainless Steel Tanks Stainless steel contains a high percentage of nickel. Nickel is a product quoted on the commercial markets and has a high fluctuation in exchange rates. There are a few large tank manufacturers who are able to buy stainless steel when the price is low and stockpile large plates for future use. Many of the smaller companies have limited stocks and often buy to order. The price of individual items can therefore vary considerably. Working with stainless steel is harder than with mild steel and thus where shapes and designs are complex the cost increase dramatically. For Bulk Liquid Storage Tanks (as found on commercial tank farms) the assumption is that they have been purchased from a leading stainless steel manufacturer and that the design is that of a typical bulk liquid storage tank. The general increase in cost for Bulk liquid tanks is 2.5 x that of mild steel. The general increase in cost for complex items is 3/4 times mild steel. Tanks are usually made from 304 stainless steel but occasionally a higher Cost Information is required and 316 stainless steel is used. There is approx 9% increase in cost between 304 and 316 stainless steel. Stainless Steel Tanks situated within Commercial Tank farms and Petroleum depots Foundations Most tanks sit on a bit sand foundation (see separate Description and costings). Most bulk storage tanks are built with a cone up centre however some tanks have a sump in the centre of the tank. In the usual cone up situation the foundations to the tank should be established by reference to plans and sections and costed with reference to the Building Surveyor. The usual earth foundation requires (i) site cleared of vegetable matter, (ii) compacted chemically inert fill, (iii) drainage layer 150mm thick of stable permeable compacted granular construction, (iv) 50mm thick bitumen/sand (Bit sand) layer (laid to correct falls). Drainage, periphery details and sizes are set out in BS 2654 (see: - 2005 Cost Guide Bit sand Bases Section through typical Bit sand Find). Additions for Foundations (See :- 2005 Cost Guide Bitsand Bases Section through typical Bitsand find). For small tanks the addition for this type of foundations will be some 12% whereas for larger tanks a 9% addition is required. A 10% addition for foundations is therefore proposed to ALL BULK STORAGE TANKS where individual costings are not possible. Pro rata with Mild Steel tanks the amount for foundations will be higher reflecting the greater weight in the tank construction. FOUNDATIONS to Bulk Storage Tanks where site details re not known 10% ADDITION to basic tank costs Description Notes on Foundations In some cases the chemically inert fill layer may consist of concrete up to 100mm deep. The 10% addition is still applicable in these cases. For piled and thicker raft foundations under the tank further addition will be required and these should be calculated with reference to the relevant section in the Cost Guide or after discussion with the Building Surveyor. | Location Adjustment Applicable (See Guidance Notes) - ERC = UK mean of 1.00 | (BEAMS Note 1) The ERC for this item should be added to the total of the ERC of the other P&M items on the site and the Buildings ERC (where applicable) to enable the correct contract size adjustment to be made. ERC of P&M Items + ERC of Building Component’s = Total ERC (net figure rateable items only) to which contract size adjustment should be applied The 2023 Generic Contractors Test Spreadsheet has this facility built into the programme - it is recommended you undertake all contractors test valuations using this spreadsheet. (Details on the application of contract size adjustments can be found in the RCG 2023 Guidance notes). Where RV is calculated using the comparative method (rental method) the contract size adjustment should be made as follows: Select - SCAT code box ""P and M as an addition” within the 2023 Generic Contractors Test Spreadsheet facility. Or Where the spreadsheet is not used take the: Reciprocal of statutory de-capitalisation rate (i.e. 5% reciprocal = 20) multiply by rateable value of the buildings (before any overall end allowances are made and after making a notional deduction for the land value) and add to the ERC of P&M. Use resultant figure to calculate contract size adjustment. (Guidance Notes - Section 6) | Cost Information Notes: The Cost figures are for Stainless Steel tanks having up to 6 mm thick bottom plates. The scales are suitable to tanks having bottom plate thicknesses of between 5 mm and 8 mm. Tanks with bottom plates of + 8 mm thickness may have an addition of up to 40% to account for extra costs. | Costs do not include for bits and foundations, concrete/pile foundations, heating coils, insulation (Rockwood), structural stairways, catwalks, between tank walkways, et cetera. Stairways that are structures in their own right should be rated (costed and valued) following Class 4 Table 3 stairways. These stairways are for example where spot brackets welded to the tank support the item. In the case where every rung of the staircase is welded to the tank these staircases are NOT rateable as they are not staircases in their own right (Class 4 Table 3) and they do not form an integral part of such an item see Class 4 (b) i.e. they are not part of the structure of the tank. Stairways are usually mild steel, which has been galvanised. | Tanks - Class 4, Table 4 Class 2(d) Draining (e) Supplying Water (f)Protection from hazards. List of accessories 1 and 2 (v) | If Class 2 proviso applies Whole if under Class 4 and Class 4(d) limitation applies i.e. does not exceed 400m3 and is readily capable of being moved without substantial demolition to surrounding structures. | Foundations, catwalks, bunds, structural staircases, piles, fire protection equipment, high-level walkways | It is assumed that the item forms part of an average size industrial, commercial or office complex. Where it would be normal to find more than one item in such a hereditament the ERC stated has been adjusted to reflect any number / quantity, discount. These figures are NOT one off figures. | - | Photo 1 - Bulk liquid storage tanks. Photo 2 - Chemical storage tanks. | - | 20159 |  | Each | - | NA | NA | NA | 53323.458 | Option 2 | 57934.1022 | 8.647% | 94008.0244 | 94218.1283 | 76.69% | 62.63% | 94218.1283 | 76.69% | Indexed | NA | VOA_GPN_GOV_UK\7246041 | 2019-08-30 | Low | - | High | Risk taken from previous CG | - | - | NA | Steel | NA | (BEAMS Note 1) The ERC for this item should be added to the total of the ERC of the other P&M items on the site and the Buildings ERC (where applicable) to enable the correct contract size adjustment to be made. ERC of P&M Items + ERC of Building Component’s = Total ERC (net figure rateable items only) to which contract size adjustment should be applied The 2021 Generic Contractors Test Spreadsheet has this facility built into the programme - it is recommended you undertake all contractors test valuations using this spreadsheet. (Details on the application of contract size adjustments can be found in the RCG 2021 Guidance notes). Where RV is calculated using the comparative method (rental method) the contract size adjustment should be made as follows: Select - SCAT code box "P and M as an addition” within the 2021 Generic Contractors Test Spreadsheet facility. Or Where the spreadsheet is not used take the: Reciprocal of statutory de-capitalisation rate (i.e. 5% reciprocal = 20) multiply by rateable value of the buildings (before any overall end allowances are made and after making a notional deduction for the land value) and add to the ERC of P&M. Use resultant figure to calculate contract size adjustment. (Guidance Notes - Section 6) | Photo 1 - Bulk liquid storage tanks. Photo 2 - Chemical storage tanks. | - | 1 | TRUE
5754 | 215G15 | 7445 | 215G15 | Tanks | Stainless Steel | Vertical (Cylindrical) Flat Bottom 5mm plate | 3.82m diam x 9.4m ht x 5.45 tonnes | SS304 = Mixed Products | Tanks found on Commercial Tank Farms and Fuel Depots together with Individual Tanks or clusters of tanks on Major Food Establishments or breweries. They are generally an all ss.steel construction The tanks are similar in construction to mild steel tanks and similar in design. Their weight pro rata of steel thickness is greater and careful referencing of foundation detail is required. These tanks are usually erected on site built over an existing bit sand foundation (formed under the tank base plate). The bit sand cone is usually formed on an over site concrete base (e.g. 150 mm). This type of tank is intended for processed product storage and normally do not exceed 20,000 cu m in volume. They usually contain either food products i.e. milk, beer, or, aggressive chemicals i.e. dilute acids or alkalis. It is unusual to find in this category floating head tanks. The costs are for fixed head tanks. Fixed roofs are conical and self-supporting made of 5 mm stainless steel plates welded at the edges. The tanks are purpose designed by the tank farm operator and built to their Referencing details For smaller flat bottomed tanks found in smaller industrial units see 215G09 et cetera Cost Information The design life is at minimum 30 years and their second hand life is long, therefore initially more expensive to purchase but having less maintenance than equivalent mild steel tanks. Stainless Steel Tanks Stainless steel contains a high percentage of nickel. Nickel is a product quoted on the commercial markets and has a high fluctuation in exchange rates. There are a few large tank manufacturers who are able to buy stainless steel when the price is low and stockpile large plates for future use. Many of the smaller companies have limited stocks and often buy to order. The price of individual items can therefore vary considerably. Working with stainless steel is harder than with mild steel and thus where shapes and designs are complex the cost increase dramatically. For Bulk Liquid Storage Tanks (as found on commercial tank farms) the assumption is that they have been purchased from a leading stainless steel manufacturer and that the design is that of a typical bulk liquid storage tank. The general increase in cost for Bulk liquid tanks is 2.5 x that of mild steel. The general increase in cost for complex items is 3/4 times mild steel. Tanks are usually made from 304 stainless steel but occasionally a higher Cost Information is required and 316 stainless steel is used. There is approx 9% increase in cost between 304 and 316 stainless steel. Stainless Steel Tanks situated within Commercial Tank farms and Petroleum depots Foundations Most tanks sit on a bit sand foundation (see separate Description and costings). Most bulk storage tanks are built with a cone up centre however some tanks have a sump in the centre of the tank. In the usual cone up situation the foundations to the tank should be established by reference to plans and sections and costed with reference to the Building Surveyor. The usual earth foundation requires (i) site cleared of vegetable matter, (ii) compacted chemically inert fill, (iii) drainage layer 150mm thick of stable permeable compacted granular construction, (iv) 50mm thick bitumen/sand (Bit sand) layer (laid to correct falls). Drainage, periphery details and sizes are set out in BS 2654 (see: - 2005 Cost Guide Bit sand Bases Section through typical Bit sand Find). Additions for Foundations (See :- 2005 Cost Guide Bitsand Bases Section through typical Bitsand find). For small tanks the addition for this type of foundations will be some 12% whereas for larger tanks a 9% addition is required. A 10% addition for foundations is therefore proposed to ALL BULK STORAGE TANKS where individual costings are not possible. Pro rata with Mild Steel tanks the amount for foundations will be higher reflecting the greater weight in the tank construction. FOUNDATIONS to Bulk Storage Tanks where site details re not known 10% ADDITION to basic tank costs Description Notes on Foundations In some cases the chemically inert fill layer may consist of concrete up to 100mm deep. The 10% addition is still applicable in these cases. For piled and thicker raft foundations under the tank further addition will be required and these should be calculated with reference to the relevant section in the Cost Guide or after discussion with the Building Surveyor. | Location Adjustment Applicable (See Guidance Notes) - ERC = UK mean of 1.00 | (BEAMS Note 1) The ERC for this item should be added to the total of the ERC of the other P&M items on the site and the Buildings ERC (where applicable) to enable the correct contract size adjustment to be made. ERC of P&M Items + ERC of Building Component’s = Total ERC (net figure rateable items only) to which contract size adjustment should be applied The 2023 Generic Contractors Test Spreadsheet has this facility built into the programme - it is recommended you undertake all contractors test valuations using this spreadsheet. (Details on the application of contract size adjustments can be found in the RCG 2023 Guidance notes). Where RV is calculated using the comparative method (rental method) the contract size adjustment should be made as follows: Select - SCAT code box ""P and M as an addition” within the 2023 Generic Contractors Test Spreadsheet facility. Or Where the spreadsheet is not used take the: Reciprocal of statutory de-capitalisation rate (i.e. 5% reciprocal = 20) multiply by rateable value of the buildings (before any overall end allowances are made and after making a notional deduction for the land value) and add to the ERC of P&M. Use resultant figure to calculate contract size adjustment. (Guidance Notes - Section 6) | Cost Information Notes: The Cost figures are for Stainless Steel tanks having up to 6 mm thick bottom plates. The scales are suitable to tanks having bottom plate thicknesses of between 5 mm and 8 mm. Tanks with bottom plates of + 8 mm thickness may have an addition of up to 40% to account for extra costs. | Costs do not include for bits and foundations, concrete/pile foundations, heating coils, insulation (Rockwood), structural stairways, catwalks, between tank walkways, et cetera. Stairways that are structures in their own right should be rated (costed and valued) following Class 4 Table 3 stairways. These stairways are for example where spot brackets welded to the tank support the item. In the case where every rung of the staircase is welded to the tank these staircases are NOT rateable as they are not staircases in their own right (Class 4 Table 3) and they do not form an integral part of such an item see Class 4 (b) i.e. they are not part of the structure of the tank. Stairways are usually mild steel, which has been galvanised. | Tanks - Class 4, Table 4 Class 2(d) Draining (e) Supplying Water (f)Protection from hazards. List of accessories 1 and 2 (v) | If Class 2 proviso applies Whole if under Class 4 and Class 4(d) limitation applies i.e. does not exceed 400m3 and is readily capable of being moved without substantial demolition to surrounding structures. | Foundations, catwalks, bunds, structural staircases, piles, fire protection equipment, high-level walkways | It is assumed that the item forms part of an average size industrial, commercial or office complex. Where it would be normal to find more than one item in such a hereditament the ERC stated has been adjusted to reflect any number / quantity, discount. These figures are NOT one off figures. | - | Photo 1 - Bulk liquid storage tanks. Photo 2 - Chemical storage tanks. | - | 20159 |  | Each | - | NA | NA | NA | 59162.6678 | Option 2 | 64278.2026 | 8.647% | 104302.4162 | 104535.5278 | 76.69% | 62.63% | 104535.5278 | 76.69% | Indexed | NA | VOA_GPN_GOV_UK\7246041 | 2019-08-30 | Low | - | High | Risk taken from previous CG | - | - | NA | Steel | NA | (BEAMS Note 1) The ERC for this item should be added to the total of the ERC of the other P&M items on the site and the Buildings ERC (where applicable) to enable the correct contract size adjustment to be made. ERC of P&M Items + ERC of Building Component’s = Total ERC (net figure rateable items only) to which contract size adjustment should be applied The 2021 Generic Contractors Test Spreadsheet has this facility built into the programme - it is recommended you undertake all contractors test valuations using this spreadsheet. (Details on the application of contract size adjustments can be found in the RCG 2021 Guidance notes). Where RV is calculated using the comparative method (rental method) the contract size adjustment should be made as follows: Select - SCAT code box "P and M as an addition” within the 2021 Generic Contractors Test Spreadsheet facility. Or Where the spreadsheet is not used take the: Reciprocal of statutory de-capitalisation rate (i.e. 5% reciprocal = 20) multiply by rateable value of the buildings (before any overall end allowances are made and after making a notional deduction for the land value) and add to the ERC of P&M. Use resultant figure to calculate contract size adjustment. (Guidance Notes - Section 6) | Photo 1 - Bulk liquid storage tanks. Photo 2 - Chemical storage tanks. | - | 1 | TRUE
5755 | 215G16 | 7607 | 215G16 | Tanks | Stainless Steel | Vertical (Cylindrical) Flat Bottom 5mm plate | 3.82m diam x 9.4m ht x 5.45 tonnes | SS316 = Food products or highly corrosive | Tanks found on Commercial Tank Farms and Fuel Depots together with Individual Tanks or clusters of tanks on Major Food Establishments or breweries. They are generally an all ss.steel construction The tanks are similar in construction to mild steel tanks and similar in design. Their weight pro rata of steel thickness is greater and careful referencing of foundation detail is required. These tanks are usually erected on site built over an existing bit sand foundation (formed under the tank base plate). The bit sand cone is usually formed on an over site concrete base (e.g. 150 mm). This type of tank is intended for processed product storage and normally do not exceed 20,000 cu m in volume. They usually contain either food products i.e. milk, beer, or, aggressive chemicals i.e. dilute acids or alkalis. It is unusual to find in this category floating head tanks. The costs are for fixed head tanks. Fixed roofs are conical and self-supporting made of 5 mm stainless steel plates welded at the edges. The tanks are purpose designed by the tank farm operator and built to their Referencing details For smaller flat bottomed tanks found in smaller industrial units see 215G09 et cetera Cost Information The design life is at minimum 30 years and their second hand life is long, therefore initially more expensive to purchase but having less maintenance than equivalent mild steel tanks. Stainless Steel Tanks Stainless steel contains a high percentage of nickel. Nickel is a product quoted on the commercial markets and has a high fluctuation in exchange rates. There are a few large tank manufacturers who are able to buy stainless steel when the price is low and stockpile large plates for future use. Many of the smaller companies have limited stocks and often buy to order. The price of individual items can therefore vary considerably. Working with stainless steel is harder than with mild steel and thus where shapes and designs are complex the cost increase dramatically. For Bulk Liquid Storage Tanks (as found on commercial tank farms) the assumption is that they have been purchased from a leading stainless steel manufacturer and that the design is that of a typical bulk liquid storage tank. The general increase in cost for Bulk liquid tanks is 2.5 x that of mild steel. The general increase in cost for complex items is 3/4 times mild steel. Tanks are usually made from 304 stainless steel but occasionally a higher Cost Information is required and 316 stainless steel is used. There is approx 9% increase in cost between 304 and 316 stainless steel. Stainless Steel Tanks situated within Commercial Tank farms and Petroleum depots Foundations Most tanks sit on a bit sand foundation (see separate Description and costings). Most bulk storage tanks are built with a cone up centre however some tanks have a sump in the centre of the tank. In the usual cone up situation the foundations to the tank should be established by reference to plans and sections and costed with reference to the Building Surveyor. The usual earth foundation requires (i) site cleared of vegetable matter, (ii) compacted chemically inert fill, (iii) drainage layer 150mm thick of stable permeable compacted granular construction, (iv) 50mm thick bitumen/sand (Bit sand) layer (laid to correct falls). Drainage, periphery details and sizes are set out in BS 2654 (see: - 2005 Cost Guide Bit sand Bases Section through typical Bit sand Find). Additions for Foundations (See :- 2005 Cost Guide Bitsand Bases Section through typical Bitsand find). For small tanks the addition for this type of foundations will be some 12% whereas for larger tanks a 9% addition is required. A 10% addition for foundations is therefore proposed to ALL BULK STORAGE TANKS where individual costings are not possible. Pro rata with Mild Steel tanks the amount for foundations will be higher reflecting the greater weight in the tank construction. FOUNDATIONS to Bulk Storage Tanks where site details re not known 10% ADDITION to basic tank costs Description Notes on Foundations In some cases the chemically inert fill layer may consist of concrete up to 100mm deep. The 10% addition is still applicable in these cases. For piled and thicker raft foundations under the tank further addition will be required and these should be calculated with reference to the relevant section in the Cost Guide or after discussion with the Building Surveyor. | Location Adjustment Applicable (See Guidance Notes) - ERC = UK mean of 1.00 | (BEAMS Note 1) The ERC for this item should be added to the total of the ERC of the other P&M items on the site and the Buildings ERC (where applicable) to enable the correct contract size adjustment to be made. ERC of P&M Items + ERC of Building Component’s = Total ERC (net figure rateable items only) to which contract size adjustment should be applied The 2023 Generic Contractors Test Spreadsheet has this facility built into the programme - it is recommended you undertake all contractors test valuations using this spreadsheet. (Details on the application of contract size adjustments can be found in the RCG 2023 Guidance notes). Where RV is calculated using the comparative method (rental method) the contract size adjustment should be made as follows: Select - SCAT code box ""P and M as an addition” within the 2023 Generic Contractors Test Spreadsheet facility. Or Where the spreadsheet is not used take the: Reciprocal of statutory de-capitalisation rate (i.e. 5% reciprocal = 20) multiply by rateable value of the buildings (before any overall end allowances are made and after making a notional deduction for the land value) and add to the ERC of P&M. Use resultant figure to calculate contract size adjustment. (Guidance Notes - Section 6) | Cost Information Notes: The Cost figures are for Stainless Steel tanks having up to 6 mm thick bottom plates. The scales are suitable to tanks having bottom plate thicknesses of between 5 mm and 8 mm. Tanks with bottom plates of + 8 mm thickness may have an addition of up to 40% to account for extra costs. | Costs do not include for bits and foundations, concrete/pile foundations, heating coils, insulation (Rockwood), structural stairways, catwalks, between tank walkways, et cetera. Stairways that are structures in their own right should be rated (costed and valued) following Class 4 Table 3 stairways. These stairways are for example where spot brackets welded to the tank support the item. In the case where every rung of the staircase is welded to the tank these staircases are NOT rateable as they are not staircases in their own right (Class 4 Table 3) and they do not form an integral part of such an item see Class 4 (b) i.e. they are not part of the structure of the tank. Stairways are usually mild steel, which has been galvanised. | Tanks - Class 4, Table 4 Class 2(d) Draining (e) Supplying Water (f)Protection from hazards. List of accessories 1 and 2 (v) | If Class 2 proviso applies Whole if under Class 4 and Class 4(d) limitation applies i.e. does not exceed 400m3 and is readily capable of being moved without substantial demolition to surrounding structures. | Foundations, catwalks, bunds, structural staircases, piles, fire protection equipment, high-level walkways | It is assumed that the item forms part of an average size industrial, commercial or office complex. Where it would be normal to find more than one item in such a hereditament the ERC stated has been adjusted to reflect any number / quantity, discount. These figures are NOT one off figures. | - | Photo 1 - Bulk liquid storage tanks. Photo 2 - Chemical storage tanks. | - | 20159 |  | Each | - | NA | NA | NA | 67031.0458 | Option 2 | 72826.9245 | 8.647% | 118174.1848 | 118438.2991 | 76.69% | 62.63% | 118438.2991 | 76.69% | Indexed | NA | VOA_GPN_GOV_UK\7246041 | 2019-08-30 | Low | - | High | Risk taken from previous CG | - | - | NA | Steel | NA | (BEAMS Note 1) The ERC for this item should be added to the total of the ERC of the other P&M items on the site and the Buildings ERC (where applicable) to enable the correct contract size adjustment to be made. ERC of P&M Items + ERC of Building Component’s = Total ERC (net figure rateable items only) to which contract size adjustment should be applied The 2021 Generic Contractors Test Spreadsheet has this facility built into the programme - it is recommended you undertake all contractors test valuations using this spreadsheet. (Details on the application of contract size adjustments can be found in the RCG 2021 Guidance notes). Where RV is calculated using the comparative method (rental method) the contract size adjustment should be made as follows: Select - SCAT code box "P and M as an addition” within the 2021 Generic Contractors Test Spreadsheet facility. Or Where the spreadsheet is not used take the: Reciprocal of statutory de-capitalisation rate (i.e. 5% reciprocal = 20) multiply by rateable value of the buildings (before any overall end allowances are made and after making a notional deduction for the land value) and add to the ERC of P&M. Use resultant figure to calculate contract size adjustment. (Guidance Notes - Section 6) | Photo 1 - Bulk liquid storage tanks. Photo 2 - Chemical storage tanks. | - | 1 | TRUE
5756 | 215G17 | 7446 | 215G17 | Tanks | Stainless Steel | Vertical (Cylindrical) Flat Bottom 5mm plate | 4.2m diam x 13.9m ht x 8.4 tonnes | SS304 = Mixed Products | Tanks found on Commercial Tank Farms and Fuel Depots together with Individual Tanks or clusters of tanks on Major Food Establishments or breweries. They are generally an all ss.steel construction The tanks are similar in construction to mild steel tanks and similar in design. Their weight pro rata of steel thickness is greater and careful referencing of foundation detail is required. These tanks are usually erected on site built over an existing bit sand foundation (formed under the tank base plate). The bit sand cone is usually formed on an over site concrete base (e.g. 150 mm). This type of tank is intended for processed product storage and normally do not exceed 20,000 cu m in volume. They usually contain either food products i.e. milk, beer, or, aggressive chemicals i.e. dilute acids or alkalis. It is unusual to find in this category floating head tanks. The costs are for fixed head tanks. Fixed roofs are conical and self-supporting made of 5 mm stainless steel plates welded at the edges. The tanks are purpose designed by the tank farm operator and built to their Referencing details For smaller flat bottomed tanks found in smaller industrial units see 215G09 et cetera Cost Information The design life is at minimum 30 years and their second hand life is long, therefore initially more expensive to purchase but having less maintenance than equivalent mild steel tanks. Stainless Steel Tanks Stainless steel contains a high percentage of nickel. Nickel is a product quoted on the commercial markets and has a high fluctuation in exchange rates. There are a few large tank manufacturers who are able to buy stainless steel when the price is low and stockpile large plates for future use. Many of the smaller companies have limited stocks and often buy to order. The price of individual items can therefore vary considerably. Working with stainless steel is harder than with mild steel and thus where shapes and designs are complex the cost increase dramatically. For Bulk Liquid Storage Tanks (as found on commercial tank farms) the assumption is that they have been purchased from a leading stainless steel manufacturer and that the design is that of a typical bulk liquid storage tank. The general increase in cost for Bulk liquid tanks is 2.5 x that of mild steel. The general increase in cost for complex items is 3/4 times mild steel. Tanks are usually made from 304 stainless steel but occasionally a higher Cost Information is required and 316 stainless steel is used. There is approx 9% increase in cost between 304 and 316 stainless steel. Stainless Steel Tanks situated within Commercial Tank farms and Petroleum depots Foundations Most tanks sit on a bit sand foundation (see separate Description and costings). Most bulk storage tanks are built with a cone up centre however some tanks have a sump in the centre of the tank. In the usual cone up situation the foundations to the tank should be established by reference to plans and sections and costed with reference to the Building Surveyor. The usual earth foundation requires (i) site cleared of vegetable matter, (ii) compacted chemically inert fill, (iii) drainage layer 150mm thick of stable permeable compacted granular construction, (iv) 50mm thick bitumen/sand (Bit sand) layer (laid to correct falls). Drainage, periphery details and sizes are set out in BS 2654 (see: - 2005 Cost Guide Bit sand Bases Section through typical Bit sand Find). Additions for Foundations (See :- 2005 Cost Guide Bitsand Bases Section through typical Bitsand find). For small tanks the addition for this type of foundations will be some 12% whereas for larger tanks a 9% addition is required. A 10% addition for foundations is therefore proposed to ALL BULK STORAGE TANKS where individual costings are not possible. Pro rata with Mild Steel tanks the amount for foundations will be higher reflecting the greater weight in the tank construction. FOUNDATIONS to Bulk Storage Tanks where site details re not known 10% ADDITION to basic tank costs Description Notes on Foundations In some cases the chemically inert fill layer may consist of concrete up to 100mm deep. The 10% addition is still applicable in these cases. For piled and thicker raft foundations under the tank further addition will be required and these should be calculated with reference to the relevant section in the Cost Guide or after discussion with the Building Surveyor. | Location Adjustment Applicable (See Guidance Notes) - ERC = UK mean of 1.00 | (BEAMS Note 1) The ERC for this item should be added to the total of the ERC of the other P&M items on the site and the Buildings ERC (where applicable) to enable the correct contract size adjustment to be made. ERC of P&M Items + ERC of Building Component’s = Total ERC (net figure rateable items only) to which contract size adjustment should be applied The 2023 Generic Contractors Test Spreadsheet has this facility built into the programme - it is recommended you undertake all contractors test valuations using this spreadsheet. (Details on the application of contract size adjustments can be found in the RCG 2023 Guidance notes). Where RV is calculated using the comparative method (rental method) the contract size adjustment should be made as follows: Select - SCAT code box ""P and M as an addition” within the 2023 Generic Contractors Test Spreadsheet facility. Or Where the spreadsheet is not used take the: Reciprocal of statutory de-capitalisation rate (i.e. 5% reciprocal = 20) multiply by rateable value of the buildings (before any overall end allowances are made and after making a notional deduction for the land value) and add to the ERC of P&M. Use resultant figure to calculate contract size adjustment. (Guidance Notes - Section 6) | Cost Information Notes: The Cost figures are for Stainless Steel tanks having up to 6 mm thick bottom plates. The scales are suitable to tanks having bottom plate thicknesses of between 5 mm and 8 mm. Tanks with bottom plates of + 8 mm thickness may have an addition of up to 40% to account for extra costs. | Costs do not include for bits and foundations, concrete/pile foundations, heating coils, insulation (Rockwood), structural stairways, catwalks, between tank walkways, et cetera. Stairways that are structures in their own right should be rated (costed and valued) following Class 4 Table 3 stairways. These stairways are for example where spot brackets welded to the tank support the item. In the case where every rung of the staircase is welded to the tank these staircases are NOT rateable as they are not staircases in their own right (Class 4 Table 3) and they do not form an integral part of such an item see Class 4 (b) i.e. they are not part of the structure of the tank. Stairways are usually mild steel, which has been galvanised. | Tanks - Class 4, Table 4 Class 2(d) Draining (e) Supplying Water (f)Protection from hazards. List of accessories 1 and 2 (v) | If Class 2 proviso applies Whole if under Class 4 and Class 4(d) limitation applies i.e. does not exceed 400m3 and is readily capable of being moved without substantial demolition to surrounding structures. | Foundations, catwalks, bunds, structural staircases, piles, fire protection equipment, high-level walkways | It is assumed that the item forms part of an average size industrial, commercial or office complex. Where it would be normal to find more than one item in such a hereditament the ERC stated has been adjusted to reflect any number / quantity, discount. These figures are NOT one off figures. | - | Photo 1 - Bulk liquid storage tanks. Photo 2 - Chemical storage tanks. | - | 20159 |  | Each | - | NA | NA | NA | 87635.2368 | Option 2 | 95212.669 | 8.647% | 154498.8975 | 154844.196 | 76.69% | 62.63% | 154844.196 | 76.69% | Indexed | NA | VOA_GPN_GOV_UK\7246041 | 2019-08-30 | Low | - | High | Risk taken from previous CG | - | - | NA | Steel | NA | (BEAMS Note 1) The ERC for this item should be added to the total of the ERC of the other P&M items on the site and the Buildings ERC (where applicable) to enable the correct contract size adjustment to be made. ERC of P&M Items + ERC of Building Component’s = Total ERC (net figure rateable items only) to which contract size adjustment should be applied The 2021 Generic Contractors Test Spreadsheet has this facility built into the programme - it is recommended you undertake all contractors test valuations using this spreadsheet. (Details on the application of contract size adjustments can be found in the RCG 2021 Guidance notes). Where RV is calculated using the comparative method (rental method) the contract size adjustment should be made as follows: Select - SCAT code box "P and M as an addition” within the 2021 Generic Contractors Test Spreadsheet facility. Or Where the spreadsheet is not used take the: Reciprocal of statutory de-capitalisation rate (i.e. 5% reciprocal = 20) multiply by rateable value of the buildings (before any overall end allowances are made and after making a notional deduction for the land value) and add to the ERC of P&M. Use resultant figure to calculate contract size adjustment. (Guidance Notes - Section 6) | Photo 1 - Bulk liquid storage tanks. Photo 2 - Chemical storage tanks. | - | 1 | TRUE
5757 | 215G18 | 7447 | 215G18 | Tanks | Stainless Steel | Vertical (Cylindrical) Flat Bottom 5mm plate | 4.2m diam x 13.9m ht x 8.4 tonnes | SS316 = Food products or highly corrosive | Tanks found on Commercial Tank Farms and Fuel Depots together with Individual Tanks or clusters of tanks on Major Food Establishments or breweries. They are generally an all ss.steel construction The tanks are similar in construction to mild steel tanks and similar in design. Their weight pro rata of steel thickness is greater and careful referencing of foundation detail is required. These tanks are usually erected on site built over an existing bit sand foundation (formed under the tank base plate). The bit sand cone is usually formed on an over site concrete base (e.g. 150 mm). This type of tank is intended for processed product storage and normally do not exceed 20,000 cu m in volume. They usually contain either food products i.e. milk, beer, or, aggressive chemicals i.e. dilute acids or alkalis. It is unusual to find in this category floating head tanks. The costs are for fixed head tanks. Fixed roofs are conical and self-supporting made of 5 mm stainless steel plates welded at the edges. The tanks are purpose designed by the tank farm operator and built to their Referencing details For smaller flat bottomed tanks found in smaller industrial units see 215G09 et cetera Cost Information The design life is at minimum 30 years and their second hand life is long, therefore initially more expensive to purchase but having less maintenance than equivalent mild steel tanks. Stainless Steel Tanks Stainless steel contains a high percentage of nickel. Nickel is a product quoted on the commercial markets and has a high fluctuation in exchange rates. There are a few large tank manufacturers who are able to buy stainless steel when the price is low and stockpile large plates for future use. Many of the smaller companies have limited stocks and often buy to order. The price of individual items can therefore vary considerably. Working with stainless steel is harder than with mild steel and thus where shapes and designs are complex the cost increase dramatically. For Bulk Liquid Storage Tanks (as found on commercial tank farms) the assumption is that they have been purchased from a leading stainless steel manufacturer and that the design is that of a typical bulk liquid storage tank. The general increase in cost for Bulk liquid tanks is 2.5 x that of mild steel. The general increase in cost for complex items is 3/4 times mild steel. Tanks are usually made from 304 stainless steel but occasionally a higher Cost Information is required and 316 stainless steel is used. There is approx 9% increase in cost between 304 and 316 stainless steel. Stainless Steel Tanks situated within Commercial Tank farms and Petroleum depots Foundations Most tanks sit on a bit sand foundation (see separate Description and costings). Most bulk storage tanks are built with a cone up centre however some tanks have a sump in the centre of the tank. In the usual cone up situation the foundations to the tank should be established by reference to plans and sections and costed with reference to the Building Surveyor. The usual earth foundation requires (i) site cleared of vegetable matter, (ii) compacted chemically inert fill, (iii) drainage layer 150mm thick of stable permeable compacted granular construction, (iv) 50mm thick bitumen/sand (Bit sand) layer (laid to correct falls). Drainage, periphery details and sizes are set out in BS 2654 (see: - 2005 Cost Guide Bit sand Bases Section through typical Bit sand Find). Additions for Foundations (See :- 2005 Cost Guide Bitsand Bases Section through typical Bitsand find). For small tanks the addition for this type of foundations will be some 12% whereas for larger tanks a 9% addition is required. A 10% addition for foundations is therefore proposed to ALL BULK STORAGE TANKS where individual costings are not possible. Pro rata with Mild Steel tanks the amount for foundations will be higher reflecting the greater weight in the tank construction. FOUNDATIONS to Bulk Storage Tanks where site details re not known 10% ADDITION to basic tank costs Description Notes on Foundations In some cases the chemically inert fill layer may consist of concrete up to 100mm deep. The 10% addition is still applicable in these cases. For piled and thicker raft foundations under the tank further addition will be required and these should be calculated with reference to the relevant section in the Cost Guide or after discussion with the Building Surveyor. | Location Adjustment Applicable (See Guidance Notes) - ERC = UK mean of 1.00 | (BEAMS Note 1) The ERC for this item should be added to the total of the ERC of the other P&M items on the site and the Buildings ERC (where applicable) to enable the correct contract size adjustment to be made. ERC of P&M Items + ERC of Building Component’s = Total ERC (net figure rateable items only) to which contract size adjustment should be applied The 2023 Generic Contractors Test Spreadsheet has this facility built into the programme - it is recommended you undertake all contractors test valuations using this spreadsheet. (Details on the application of contract size adjustments can be found in the RCG 2023 Guidance notes). Where RV is calculated using the comparative method (rental method) the contract size adjustment should be made as follows: Select - SCAT code box ""P and M as an addition” within the 2023 Generic Contractors Test Spreadsheet facility. Or Where the spreadsheet is not used take the: Reciprocal of statutory de-capitalisation rate (i.e. 5% reciprocal = 20) multiply by rateable value of the buildings (before any overall end allowances are made and after making a notional deduction for the land value) and add to the ERC of P&M. Use resultant figure to calculate contract size adjustment. (Guidance Notes - Section 6) | Cost Information Notes: The Cost figures are for Stainless Steel tanks having up to 6 mm thick bottom plates. The scales are suitable to tanks having bottom plate thicknesses of between 5 mm and 8 mm. Tanks with bottom plates of + 8 mm thickness may have an addition of up to 40% to account for extra costs. | Costs do not include for bits and foundations, concrete/pile foundations, heating coils, insulation (Rockwood), structural stairways, catwalks, between tank walkways, et cetera. Stairways that are structures in their own right should be rated (costed and valued) following Class 4 Table 3 stairways. These stairways are for example where spot brackets welded to the tank support the item. In the case where every rung of the staircase is welded to the tank these staircases are NOT rateable as they are not staircases in their own right (Class 4 Table 3) and they do not form an integral part of such an item see Class 4 (b) i.e. they are not part of the structure of the tank. Stairways are usually mild steel, which has been galvanised. | Tanks - Class 4, Table 4 Class 2(d) Draining (e) Supplying Water (f)Protection from hazards. List of accessories 1 and 2 (v) | If Class 2 proviso applies Whole if under Class 4 and Class 4(d) limitation applies i.e. does not exceed 400m3 and is readily capable of being moved without substantial demolition to surrounding structures. | Foundations, catwalks, bunds, structural staircases, piles, fire protection equipment, high-level walkways | It is assumed that the item forms part of an average size industrial, commercial or office complex. Where it would be normal to find more than one item in such a hereditament the ERC stated has been adjusted to reflect any number / quantity, discount. These figures are NOT one off figures. | - | Photo 1 - Bulk liquid storage tanks. Photo 2 - Chemical storage tanks. | - | 20159 |  | Each | - | NA | NA | NA | 101548.3099 | Option 2 | 110328.7441 | 8.647% | 179027.3239 | 179427.4424 | 76.69% | 62.63% | 179427.4424 | 76.69% | Indexed | NA | VOA_GPN_GOV_UK\7246041 | 2019-08-30 | Low | - | High | Risk taken from previous CG | - | - | NA | Steel | NA | (BEAMS Note 1) The ERC for this item should be added to the total of the ERC of the other P&M items on the site and the Buildings ERC (where applicable) to enable the correct contract size adjustment to be made. ERC of P&M Items + ERC of Building Component’s = Total ERC (net figure rateable items only) to which contract size adjustment should be applied The 2021 Generic Contractors Test Spreadsheet has this facility built into the programme - it is recommended you undertake all contractors test valuations using this spreadsheet. (Details on the application of contract size adjustments can be found in the RCG 2021 Guidance notes). Where RV is calculated using the comparative method (rental method) the contract size adjustment should be made as follows: Select - SCAT code box "P and M as an addition” within the 2021 Generic Contractors Test Spreadsheet facility. Or Where the spreadsheet is not used take the: Reciprocal of statutory de-capitalisation rate (i.e. 5% reciprocal = 20) multiply by rateable value of the buildings (before any overall end allowances are made and after making a notional deduction for the land value) and add to the ERC of P&M. Use resultant figure to calculate contract size adjustment. (Guidance Notes - Section 6) | Photo 1 - Bulk liquid storage tanks. Photo 2 - Chemical storage tanks. | - | 1 | TRUE
| 215Z01 |  | 215Z01 | Tanks | Painting - External | Commercial Tank Farms - Individual Tanks | 5 year paint - maintenance programme | Nominal size of Tank 500m³ | - | Location Adjustment Applicable (See Guidance Notes) - ERC = UK mean of 1.00 | (BEAMS Note 1) The ERC for this item should be added to the total of the ERC of the other P&M items on the site and the Buildings ERC (where applicable) to enable the correct contract size adjustment to be made. ERC of P&M Items + ERC of Building Component’s = Total ERC (net figure rateable items only) to which contract size adjustment should be applied The 2023 Generic Contractors Test Spreadsheet has this facility built into the programme - it is recommended you undertake all contractors test valuations using this spreadsheet. (Details on the application of contract size adjustments can be found in the RCG 2023 Guidance notes). Where RV is calculated using the comparative method (rental method) the contract size adjustment should be made as follows: Select - SCAT code box ""P and M as an addition” within the 2023 Generic Contractors Test Spreadsheet facility. Or Where the spreadsheet is not used take the: Reciprocal of statutory de-capitalisation rate (i.e. 5% reciprocal = 20) multiply by rateable value of the buildings (before any overall end allowances are made and after making a notional deduction for the land value) and add to the ERC of P&M. Use resultant figure to calculate contract size adjustment. (Guidance Notes - Section 6) | - | - | - | - | - | - | - | - | - | - |  | each | - | NA | NA | NA | 6211.0405 | Option 3 | 6748.0817 | 8.647% |  | 0 | -100% | -100% | 6748.0817 | 8.647% | Indexed | NA |  | 2021-09-30 |  |  |  | Indexed from NI RCG2020 | - | - | NA | Steel | NA |  |  |  |  | TRUE
| 215Z02 |  | 215Z02 | Tanks | Painting - External | Commercial Tank Farms - Individual Tanks | 5 year paint - maintenance programme | Nominal size of Tank 750m³ | - | Location Adjustment Applicable (See Guidance Notes) - ERC = UK mean of 1.00 | (BEAMS Note 1) The ERC for this item should be added to the total of the ERC of the other P&M items on the site and the Buildings ERC (where applicable) to enable the correct contract size adjustment to be made. ERC of P&M Items + ERC of Building Component’s = Total ERC (net figure rateable items only) to which contract size adjustment should be applied The 2023 Generic Contractors Test Spreadsheet has this facility built into the programme - it is recommended you undertake all contractors test valuations using this spreadsheet. (Details on the application of contract size adjustments can be found in the RCG 2023 Guidance notes). Where RV is calculated using the comparative method (rental method) the contract size adjustment should be made as follows: Select - SCAT code box ""P and M as an addition” within the 2023 Generic Contractors Test Spreadsheet facility. Or Where the spreadsheet is not used take the: Reciprocal of statutory de-capitalisation rate (i.e. 5% reciprocal = 20) multiply by rateable value of the buildings (before any overall end allowances are made and after making a notional deduction for the land value) and add to the ERC of P&M. Use resultant figure to calculate contract size adjustment. (Guidance Notes - Section 6) | - | - | - | - | - | - | - | - | - | - |  | each | - | NA | NA | NA | 7774.1972 | Option 3 | 8446.3977 | 8.647% |  | 0 | -100% | -100% | 8446.3977 | 8.647% | Indexed | NA |  | 2021-09-30 |  |  |  | Indexed from NI RCG2020 | - | - | NA | Steel | NA |  |  |  |  | TRUE
| 215Z03 |  | 215Z03 | Tanks | Painting - External | Commercial Tank Farms - Individual Tanks | 5 year paint - maintenance programme | Nominal size of Tank 1000m³ | - | Location Adjustment Applicable (See Guidance Notes) - ERC = UK mean of 1.00 | (BEAMS Note 1) The ERC for this item should be added to the total of the ERC of the other P&M items on the site and the Buildings ERC (where applicable) to enable the correct contract size adjustment to be made. ERC of P&M Items + ERC of Building Component’s = Total ERC (net figure rateable items only) to which contract size adjustment should be applied The 2023 Generic Contractors Test Spreadsheet has this facility built into the programme - it is recommended you undertake all contractors test valuations using this spreadsheet. (Details on the application of contract size adjustments can be found in the RCG 2023 Guidance notes). Where RV is calculated using the comparative method (rental method) the contract size adjustment should be made as follows: Select - SCAT code box ""P and M as an addition” within the 2023 Generic Contractors Test Spreadsheet facility. Or Where the spreadsheet is not used take the: Reciprocal of statutory de-capitalisation rate (i.e. 5% reciprocal = 20) multiply by rateable value of the buildings (before any overall end allowances are made and after making a notional deduction for the land value) and add to the ERC of P&M. Use resultant figure to calculate contract size adjustment. (Guidance Notes - Section 6) | - | - | - | - | - | - | - | - | - | - |  | each | - | NA | NA | NA | 9760.5559 | Option 3 | 10604.5081 | 8.647% |  | 0 | -100% | -100% | 10604.5081 | 8.647% | Indexed | NA |  | 2021-09-30 |  |  |  | Indexed from NI RCG2020 | - | - | NA | Steel | NA |  |  |  |  | TRUE
| 215Z04 |  | 215Z04 | Tanks | Painting - External | Commercial Tank Farms - Individual Tanks | 5 year paint - maintenance programme | Nominal size of Tank 1250m³ | - | Location Adjustment Applicable (See Guidance Notes) - ERC = UK mean of 1.00 | (BEAMS Note 1) The ERC for this item should be added to the total of the ERC of the other P&M items on the site and the Buildings ERC (where applicable) to enable the correct contract size adjustment to be made. ERC of P&M Items + ERC of Building Component’s = Total ERC (net figure rateable items only) to which contract size adjustment should be applied The 2023 Generic Contractors Test Spreadsheet has this facility built into the programme - it is recommended you undertake all contractors test valuations using this spreadsheet. (Details on the application of contract size adjustments can be found in the RCG 2023 Guidance notes). Where RV is calculated using the comparative method (rental method) the contract size adjustment should be made as follows: Select - SCAT code box ""P and M as an addition” within the 2023 Generic Contractors Test Spreadsheet facility. Or Where the spreadsheet is not used take the: Reciprocal of statutory de-capitalisation rate (i.e. 5% reciprocal = 20) multiply by rateable value of the buildings (before any overall end allowances are made and after making a notional deduction for the land value) and add to the ERC of P&M. Use resultant figure to calculate contract size adjustment. (Guidance Notes - Section 6) | - | - | - | - | - | - | - | - | - | - |  | each | - | NA | NA | NA | 10893.1718 | Option 3 | 11835.0563 | 8.647% |  | 0 | -100% | -100% | 11835.0563 | 8.647% | Indexed | NA |  | 2021-09-30 |  |  |  | Indexed from NI RCG2020 | - | - | NA | Steel | NA |  |  |  |  | TRUE
| 215Z05 |  | 215Z05 | Tanks | Painting - External | Commercial Tank Farms - Individual Tanks | 5 year paint - maintenance programme | Nominal size of Tank 1500m³ | - | Location Adjustment Applicable (See Guidance Notes) - ERC = UK mean of 1.00 | (BEAMS Note 1) The ERC for this item should be added to the total of the ERC of the other P&M items on the site and the Buildings ERC (where applicable) to enable the correct contract size adjustment to be made. ERC of P&M Items + ERC of Building Component’s = Total ERC (net figure rateable items only) to which contract size adjustment should be applied The 2023 Generic Contractors Test Spreadsheet has this facility built into the programme - it is recommended you undertake all contractors test valuations using this spreadsheet. (Details on the application of contract size adjustments can be found in the RCG 2023 Guidance notes). Where RV is calculated using the comparative method (rental method) the contract size adjustment should be made as follows: Select - SCAT code box ""P and M as an addition” within the 2023 Generic Contractors Test Spreadsheet facility. Or Where the spreadsheet is not used take the: Reciprocal of statutory de-capitalisation rate (i.e. 5% reciprocal = 20) multiply by rateable value of the buildings (before any overall end allowances are made and after making a notional deduction for the land value) and add to the ERC of P&M. Use resultant figure to calculate contract size adjustment. (Guidance Notes - Section 6) | - | - | - | - | - | - | - | - | - | - |  | each | - | NA | NA | NA | 12549.2862 | Option 3 | 13634.3676 | 8.647% |  | 0 | -100% | -100% | 13634.3676 | 8.647% | Indexed | NA |  | 2021-09-30 |  |  |  | Indexed from NI RCG2020 | - | - | NA | Steel | NA |  |  |  |  | TRUE
| 215Z06 |  | 215Z06 | Tanks | Painting - External | Commercial Tank Farms - Individual Tanks | 5 year paint - maintenance programme | Nominal size of Tank 1750m³ | - | Location Adjustment Applicable (See Guidance Notes) - ERC = UK mean of 1.00 | (BEAMS Note 1) The ERC for this item should be added to the total of the ERC of the other P&M items on the site and the Buildings ERC (where applicable) to enable the correct contract size adjustment to be made. ERC of P&M Items + ERC of Building Component’s = Total ERC (net figure rateable items only) to which contract size adjustment should be applied The 2023 Generic Contractors Test Spreadsheet has this facility built into the programme - it is recommended you undertake all contractors test valuations using this spreadsheet. (Details on the application of contract size adjustments can be found in the RCG 2023 Guidance notes). Where RV is calculated using the comparative method (rental method) the contract size adjustment should be made as follows: Select - SCAT code box ""P and M as an addition” within the 2023 Generic Contractors Test Spreadsheet facility. Or Where the spreadsheet is not used take the: Reciprocal of statutory de-capitalisation rate (i.e. 5% reciprocal = 20) multiply by rateable value of the buildings (before any overall end allowances are made and after making a notional deduction for the land value) and add to the ERC of P&M. Use resultant figure to calculate contract size adjustment. (Guidance Notes - Section 6) | - | - | - | - | - | - | - | - | - | - |  | each | - | NA | NA | NA | 14191.9461 | Option 3 | 15419.0611 | 8.647% |  | 0 | -100% | -100% | 15419.0611 | 8.647% | Indexed | NA |  | 2021-09-30 |  |  |  | Indexed from NI RCG2020 | - | - | NA | Steel | NA |  |  |  |  | TRUE
| 215Z07 |  | 215Z07 | Tanks | Painting - External | Commercial Tank Farms - Individual Tanks | 5 year paint - maintenance programme | Nominal size of Tank 2000m³ | - | Location Adjustment Applicable (See Guidance Notes) - ERC = UK mean of 1.00 | (BEAMS Note 1) The ERC for this item should be added to the total of the ERC of the other P&M items on the site and the Buildings ERC (where applicable) to enable the correct contract size adjustment to be made. ERC of P&M Items + ERC of Building Component’s = Total ERC (net figure rateable items only) to which contract size adjustment should be applied The 2023 Generic Contractors Test Spreadsheet has this facility built into the programme - it is recommended you undertake all contractors test valuations using this spreadsheet. (Details on the application of contract size adjustments can be found in the RCG 2023 Guidance notes). Where RV is calculated using the comparative method (rental method) the contract size adjustment should be made as follows: Select - SCAT code box ""P and M as an addition” within the 2023 Generic Contractors Test Spreadsheet facility. Or Where the spreadsheet is not used take the: Reciprocal of statutory de-capitalisation rate (i.e. 5% reciprocal = 20) multiply by rateable value of the buildings (before any overall end allowances are made and after making a notional deduction for the land value) and add to the ERC of P&M. Use resultant figure to calculate contract size adjustment. (Guidance Notes - Section 6) | - | - | - | - | - | - | - | - | - | - |  | each | - | NA | NA | NA | 14530.7524 | Option 3 | 15787.1624 | 8.647% |  | 0 | -100% | -100% | 15787.1624 | 8.647% | Indexed | NA |  | 2021-09-30 |  |  |  | Indexed from NI RCG2020 | - | - | NA | Steel | NA |  |  |  |  | TRUE
| 215Z08 |  | 215Z08 | Tanks | Painting - External | Commercial Tank Farms - Individual Tanks | 5 year paint - maintenance programme | Nominal size of Tank 2250m³ | - | Location Adjustment Applicable (See Guidance Notes) - ERC = UK mean of 1.00 | (BEAMS Note 1) The ERC for this item should be added to the total of the ERC of the other P&M items on the site and the Buildings ERC (where applicable) to enable the correct contract size adjustment to be made. ERC of P&M Items + ERC of Building Component’s = Total ERC (net figure rateable items only) to which contract size adjustment should be applied The 2023 Generic Contractors Test Spreadsheet has this facility built into the programme - it is recommended you undertake all contractors test valuations using this spreadsheet. (Details on the application of contract size adjustments can be found in the RCG 2023 Guidance notes). Where RV is calculated using the comparative method (rental method) the contract size adjustment should be made as follows: Select - SCAT code box ""P and M as an addition” within the 2023 Generic Contractors Test Spreadsheet facility. Or Where the spreadsheet is not used take the: Reciprocal of statutory de-capitalisation rate (i.e. 5% reciprocal = 20) multiply by rateable value of the buildings (before any overall end allowances are made and after making a notional deduction for the land value) and add to the ERC of P&M. Use resultant figure to calculate contract size adjustment. (Guidance Notes - Section 6) | - | - | - | - | - | - | - | - | - | - |  | each | - | NA | NA | NA | 16016.8521 | Option 3 | 17401.7586 | 8.647% |  | 0 | -100% | -100% | 17401.7586 | 8.647% | Indexed | NA |  | 2021-09-30 |  |  |  | Indexed from NI RCG2020 | - | - | NA | Steel | NA |  |  |  |  | TRUE
| 215Z09 |  | 215Z09 | Tanks | Painting - External | Commercial Tank Farms - Individual Tanks | 5 year paint - maintenance programme | Nominal size of Tank 2500m³ | - | Location Adjustment Applicable (See Guidance Notes) - ERC = UK mean of 1.00 | (BEAMS Note 1) The ERC for this item should be added to the total of the ERC of the other P&M items on the site and the Buildings ERC (where applicable) to enable the correct contract size adjustment to be made. ERC of P&M Items + ERC of Building Component’s = Total ERC (net figure rateable items only) to which contract size adjustment should be applied The 2023 Generic Contractors Test Spreadsheet has this facility built into the programme - it is recommended you undertake all contractors test valuations using this spreadsheet. (Details on the application of contract size adjustments can be found in the RCG 2023 Guidance notes). Where RV is calculated using the comparative method (rental method) the contract size adjustment should be made as follows: Select - SCAT code box ""P and M as an addition” within the 2023 Generic Contractors Test Spreadsheet facility. Or Where the spreadsheet is not used take the: Reciprocal of statutory de-capitalisation rate (i.e. 5% reciprocal = 20) multiply by rateable value of the buildings (before any overall end allowances are made and after making a notional deduction for the land value) and add to the ERC of P&M. Use resultant figure to calculate contract size adjustment. (Guidance Notes - Section 6) | - | - | - | - | - | - | - | - | - | - |  | each | - | NA | NA | NA | 17521.2987 | Option 3 | 19036.288 | 8.647% |  | 0 | -100% | -100% | 19036.288 | 8.647% | Indexed | NA |  | 2021-09-30 |  |  |  | Indexed from NI RCG2020 | - | - | NA | Steel | NA |  |  |  |  | TRUE
| 215Z10 |  | 215Z10 | Tanks | Painting - External | Commercial Tank Farms - Individual Tanks | 5 year paint - maintenance programme | Nominal size of Tank 2750m³ | - | Location Adjustment Applicable (See Guidance Notes) - ERC = UK mean of 1.00 | (BEAMS Note 1) The ERC for this item should be added to the total of the ERC of the other P&M items on the site and the Buildings ERC (where applicable) to enable the correct contract size adjustment to be made. ERC of P&M Items + ERC of Building Component’s = Total ERC (net figure rateable items only) to which contract size adjustment should be applied The 2023 Generic Contractors Test Spreadsheet has this facility built into the programme - it is recommended you undertake all contractors test valuations using this spreadsheet. (Details on the application of contract size adjustments can be found in the RCG 2023 Guidance notes). Where RV is calculated using the comparative method (rental method) the contract size adjustment should be made as follows: Select - SCAT code box ""P and M as an addition” within the 2023 Generic Contractors Test Spreadsheet facility. Or Where the spreadsheet is not used take the: Reciprocal of statutory de-capitalisation rate (i.e. 5% reciprocal = 20) multiply by rateable value of the buildings (before any overall end allowances are made and after making a notional deduction for the land value) and add to the ERC of P&M. Use resultant figure to calculate contract size adjustment. (Guidance Notes - Section 6) | - | - | - | - | - | - | - | - | - | - |  | each | - | NA | NA | NA | 18768.8885 | Option 3 | 20391.7515 | 8.647% |  | 0 | -100% | -100% | 20391.7515 | 8.647% | Indexed | NA |  | 2021-09-30 |  |  |  | Indexed from NI RCG2020 | - | - | NA | Steel | NA |  |  |  |  | TRUE
| 215Z11 |  | 215Z11 | Tanks | Painting - External | Commercial Tank Farms - Individual Tanks | 5 year paint - maintenance programme | Nominal size of Tank 3000m³ | - | Location Adjustment Applicable (See Guidance Notes) - ERC = UK mean of 1.00 | (BEAMS Note 1) The ERC for this item should be added to the total of the ERC of the other P&M items on the site and the Buildings ERC (where applicable) to enable the correct contract size adjustment to be made. ERC of P&M Items + ERC of Building Component’s = Total ERC (net figure rateable items only) to which contract size adjustment should be applied The 2023 Generic Contractors Test Spreadsheet has this facility built into the programme - it is recommended you undertake all contractors test valuations using this spreadsheet. (Details on the application of contract size adjustments can be found in the RCG 2023 Guidance notes). Where RV is calculated using the comparative method (rental method) the contract size adjustment should be made as follows: Select - SCAT code box ""P and M as an addition” within the 2023 Generic Contractors Test Spreadsheet facility. Or Where the spreadsheet is not used take the: Reciprocal of statutory de-capitalisation rate (i.e. 5% reciprocal = 20) multiply by rateable value of the buildings (before any overall end allowances are made and after making a notional deduction for the land value) and add to the ERC of P&M. Use resultant figure to calculate contract size adjustment. (Guidance Notes - Section 6) | - | - | - | - | - | - | - | - | - | - |  | each | - | NA | NA | NA | 18658.8071 | Option 3 | 20272.1518 | 8.647% |  | 0 | -100% | -100% | 20272.1518 | 8.647% | Indexed | NA |  | 2021-09-30 |  |  |  | Indexed from NI RCG2020 | - | - | NA | Steel | NA |  |  |  |  | TRUE
| 215Z12 |  | 215Z12 | Tanks | Painting - External | Commercial Tank Farms - Individual Tanks | 5 year paint - maintenance programme | Nominal size of Tank 3500m³ | - | Location Adjustment Applicable (See Guidance Notes) - ERC = UK mean of 1.00 | (BEAMS Note 1) The ERC for this item should be added to the total of the ERC of the other P&M items on the site and the Buildings ERC (where applicable) to enable the correct contract size adjustment to be made. ERC of P&M Items + ERC of Building Component’s = Total ERC (net figure rateable items only) to which contract size adjustment should be applied The 2023 Generic Contractors Test Spreadsheet has this facility built into the programme - it is recommended you undertake all contractors test valuations using this spreadsheet. (Details on the application of contract size adjustments can be found in the RCG 2023 Guidance notes). Where RV is calculated using the comparative method (rental method) the contract size adjustment should be made as follows: Select - SCAT code box ""P and M as an addition” within the 2023 Generic Contractors Test Spreadsheet facility. Or Where the spreadsheet is not used take the: Reciprocal of statutory de-capitalisation rate (i.e. 5% reciprocal = 20) multiply by rateable value of the buildings (before any overall end allowances are made and after making a notional deduction for the land value) and add to the ERC of P&M. Use resultant figure to calculate contract size adjustment. (Guidance Notes - Section 6) | - | - | - | - | - | - | - | - | - | - |  | each | - | NA | NA | NA | 21127.078 | Option 3 | 22953.8432 | 8.647% |  | 0 | -100% | -100% | 22953.8432 | 8.647% | Indexed | NA |  | 2021-09-30 |  |  |  | Indexed from NI RCG2020 | - | - | NA | Steel | NA |  |  |  |  | TRUE
| 215Z13 |  | 215Z13 | Tanks | Painting - External | Commercial Tank Farms - Individual Tanks | 5 year paint - maintenance programme | Nominal size of Tank 4000m³ | - | Location Adjustment Applicable (See Guidance Notes) - ERC = UK mean of 1.00 | (BEAMS Note 1) The ERC for this item should be added to the total of the ERC of the other P&M items on the site and the Buildings ERC (where applicable) to enable the correct contract size adjustment to be made. ERC of P&M Items + ERC of Building Component’s = Total ERC (net figure rateable items only) to which contract size adjustment should be applied The 2023 Generic Contractors Test Spreadsheet has this facility built into the programme - it is recommended you undertake all contractors test valuations using this spreadsheet. (Details on the application of contract size adjustments can be found in the RCG 2023 Guidance notes). Where RV is calculated using the comparative method (rental method) the contract size adjustment should be made as follows: Select - SCAT code box ""P and M as an addition” within the 2023 Generic Contractors Test Spreadsheet facility. Or Where the spreadsheet is not used take the: Reciprocal of statutory de-capitalisation rate (i.e. 5% reciprocal = 20) multiply by rateable value of the buildings (before any overall end allowances are made and after making a notional deduction for the land value) and add to the ERC of P&M. Use resultant figure to calculate contract size adjustment. (Guidance Notes - Section 6) | - | - | - | - | - | - | - | - | - | - |  | each | - | NA | NA | NA | 23630.8196 | Option 3 | 25674.0722 | 8.647% |  | 0 | -100% | -100% | 25674.0722 | 8.647% | Indexed | NA |  | 2021-09-30 |  |  |  | Indexed from NI RCG2020 | - | - | NA | Steel | NA |  |  |  |  | TRUE
| 215Z14 |  | 215Z14 | Tanks | Painting - External | Commercial Tank Farms - Individual Tanks | 5 year paint - maintenance programme | Nominal size of Tank 5000m³ | - | Location Adjustment Applicable (See Guidance Notes) - ERC = UK mean of 1.00 | (BEAMS Note 1) The ERC for this item should be added to the total of the ERC of the other P&M items on the site and the Buildings ERC (where applicable) to enable the correct contract size adjustment to be made. ERC of P&M Items + ERC of Building Component’s = Total ERC (net figure rateable items only) to which contract size adjustment should be applied The 2023 Generic Contractors Test Spreadsheet has this facility built into the programme - it is recommended you undertake all contractors test valuations using this spreadsheet. (Details on the application of contract size adjustments can be found in the RCG 2023 Guidance notes). Where RV is calculated using the comparative method (rental method) the contract size adjustment should be made as follows: Select - SCAT code box ""P and M as an addition” within the 2023 Generic Contractors Test Spreadsheet facility. Or Where the spreadsheet is not used take the: Reciprocal of statutory de-capitalisation rate (i.e. 5% reciprocal = 20) multiply by rateable value of the buildings (before any overall end allowances are made and after making a notional deduction for the land value) and add to the ERC of P&M. Use resultant figure to calculate contract size adjustment. (Guidance Notes - Section 6) | - | - | - | - | - | - | - | - | - | - |  | each | - | NA | NA | NA | 27245.1607 | Option 3 | 29600.9296 | 8.647% |  | 0 | -100% | -100% | 29600.9296 | 8.647% | Indexed | NA |  | 2021-09-30 |  |  |  | Indexed from NI RCG2020 | - | - | NA | Steel | NA |  |  |  |  | TRUE
| 215Z15 |  | 215Z15 | Tanks | Painting - External | Commercial Tank Farms - Individual Tanks | 5 year paint - maintenance programme | Nominal size of Tank 6000m³ | - | Location Adjustment Applicable (See Guidance Notes) - ERC = UK mean of 1.00 | (BEAMS Note 1) The ERC for this item should be added to the total of the ERC of the other P&M items on the site and the Buildings ERC (where applicable) to enable the correct contract size adjustment to be made. ERC of P&M Items + ERC of Building Component’s = Total ERC (net figure rateable items only) to which contract size adjustment should be applied The 2023 Generic Contractors Test Spreadsheet has this facility built into the programme - it is recommended you undertake all contractors test valuations using this spreadsheet. (Details on the application of contract size adjustments can be found in the RCG 2023 Guidance notes). Where RV is calculated using the comparative method (rental method) the contract size adjustment should be made as follows: Select - SCAT code box ""P and M as an addition” within the 2023 Generic Contractors Test Spreadsheet facility. Or Where the spreadsheet is not used take the: Reciprocal of statutory de-capitalisation rate (i.e. 5% reciprocal = 20) multiply by rateable value of the buildings (before any overall end allowances are made and after making a notional deduction for the land value) and add to the ERC of P&M. Use resultant figure to calculate contract size adjustment. (Guidance Notes - Section 6) | - | - | - | - | - | - | - | - | - | - |  | each | - | NA | NA | NA | 31042.971 | Option 3 | 33727.1197 | 8.647% |  | 0 | -100% | -100% | 33727.1197 | 8.647% | Indexed | NA |  | 2021-09-30 |  |  |  | Indexed from NI RCG2020 | - | - | NA | Steel | NA |  |  |  |  | TRUE
| 215Z16 |  | 215Z16 | Tanks | Painting - External | Commercial Tank Farms - Individual Tanks | 5 year paint - maintenance programme | Nominal size of Tank 7000m³ | - | Location Adjustment Applicable (See Guidance Notes) - ERC = UK mean of 1.00 | (BEAMS Note 1) The ERC for this item should be added to the total of the ERC of the other P&M items on the site and the Buildings ERC (where applicable) to enable the correct contract size adjustment to be made. ERC of P&M Items + ERC of Building Component’s = Total ERC (net figure rateable items only) to which contract size adjustment should be applied The 2023 Generic Contractors Test Spreadsheet has this facility built into the programme - it is recommended you undertake all contractors test valuations using this spreadsheet. (Details on the application of contract size adjustments can be found in the RCG 2023 Guidance notes). Where RV is calculated using the comparative method (rental method) the contract size adjustment should be made as follows: Select - SCAT code box ""P and M as an addition” within the 2023 Generic Contractors Test Spreadsheet facility. Or Where the spreadsheet is not used take the: Reciprocal of statutory de-capitalisation rate (i.e. 5% reciprocal = 20) multiply by rateable value of the buildings (before any overall end allowances are made and after making a notional deduction for the land value) and add to the ERC of P&M. Use resultant figure to calculate contract size adjustment. (Guidance Notes - Section 6) | - | - | - | - | - | - | - | - | - | - |  | each | - | NA | NA | NA | 33905.0889 | Option 3 | 36836.7124 | 8.647% |  | 0 | -100% | -100% | 36836.7124 | 8.647% | Indexed | NA |  | 2021-09-30 |  |  |  | Indexed from NI RCG2020 | - | - | NA | Steel | NA |  |  |  |  | TRUE
| 215Z17 |  | 215Z17 | Tanks | Painting - External | Commercial Tank Farms - Individual Tanks | 5 year paint - maintenance programme | Nominal size of Tank 8000m³ | - | Location Adjustment Applicable (See Guidance Notes) - ERC = UK mean of 1.00 | (BEAMS Note 1) The ERC for this item should be added to the total of the ERC of the other P&M items on the site and the Buildings ERC (where applicable) to enable the correct contract size adjustment to be made. ERC of P&M Items + ERC of Building Component’s = Total ERC (net figure rateable items only) to which contract size adjustment should be applied The 2023 Generic Contractors Test Spreadsheet has this facility built into the programme - it is recommended you undertake all contractors test valuations using this spreadsheet. (Details on the application of contract size adjustments can be found in the RCG 2023 Guidance notes). Where RV is calculated using the comparative method (rental method) the contract size adjustment should be made as follows: Select - SCAT code box ""P and M as an addition” within the 2023 Generic Contractors Test Spreadsheet facility. Or Where the spreadsheet is not used take the: Reciprocal of statutory de-capitalisation rate (i.e. 5% reciprocal = 20) multiply by rateable value of the buildings (before any overall end allowances are made and after making a notional deduction for the land value) and add to the ERC of P&M. Use resultant figure to calculate contract size adjustment. (Guidance Notes - Section 6) | - | - | - | - | - | - | - | - | - | - |  | each | - | NA | NA | NA | 37721.2461 | Option 3 | 40982.8358 | 8.647% |  | 0 | -100% | -100% | 40982.8358 | 8.647% | Indexed | NA |  | 2021-09-30 |  |  |  | Indexed from NI RCG2020 | - | - | NA | Steel | NA |  |  |  |  | TRUE
| 215Z18 |  | 215Z18 | Tanks | Painting - External | Commercial Tank Farms - Individual Tanks | 5 year paint - maintenance programme | Nominal size of Tank 9000m³ | - | Location Adjustment Applicable (See Guidance Notes) - ERC = UK mean of 1.00 | (BEAMS Note 1) The ERC for this item should be added to the total of the ERC of the other P&M items on the site and the Buildings ERC (where applicable) to enable the correct contract size adjustment to be made. ERC of P&M Items + ERC of Building Component’s = Total ERC (net figure rateable items only) to which contract size adjustment should be applied The 2023 Generic Contractors Test Spreadsheet has this facility built into the programme - it is recommended you undertake all contractors test valuations using this spreadsheet. (Details on the application of contract size adjustments can be found in the RCG 2023 Guidance notes). Where RV is calculated using the comparative method (rental method) the contract size adjustment should be made as follows: Select - SCAT code box ""P and M as an addition” within the 2023 Generic Contractors Test Spreadsheet facility. Or Where the spreadsheet is not used take the: Reciprocal of statutory de-capitalisation rate (i.e. 5% reciprocal = 20) multiply by rateable value of the buildings (before any overall end allowances are made and after making a notional deduction for the land value) and add to the ERC of P&M. Use resultant figure to calculate contract size adjustment. (Guidance Notes - Section 6) | - | - | - | - | - | - | - | - | - | - |  | each | - | NA | NA | NA | 40620.0578 | Option 3 | 44132.295 | 8.647% |  | 0 | -100% | -100% | 44132.295 | 8.647% | Indexed | NA |  | 2021-09-30 |  |  |  | Indexed from NI RCG2020 | - | - | NA | Steel | NA |  |  |  |  | TRUE
| 215Z19 |  | 215Z19 | Tanks | Painting - External | Commercial Tank Farms - Individual Tanks | 5 year paint - maintenance programme | Nominal size of Tank 10000m³ | - | Location Adjustment Applicable (See Guidance Notes) - ERC = UK mean of 1.00 | (BEAMS Note 1) The ERC for this item should be added to the total of the ERC of the other P&M items on the site and the Buildings ERC (where applicable) to enable the correct contract size adjustment to be made. ERC of P&M Items + ERC of Building Component’s = Total ERC (net figure rateable items only) to which contract size adjustment should be applied The 2023 Generic Contractors Test Spreadsheet has this facility built into the programme - it is recommended you undertake all contractors test valuations using this spreadsheet. (Details on the application of contract size adjustments can be found in the RCG 2023 Guidance notes). Where RV is calculated using the comparative method (rental method) the contract size adjustment should be made as follows: Select - SCAT code box ""P and M as an addition” within the 2023 Generic Contractors Test Spreadsheet facility. Or Where the spreadsheet is not used take the: Reciprocal of statutory de-capitalisation rate (i.e. 5% reciprocal = 20) multiply by rateable value of the buildings (before any overall end allowances are made and after making a notional deduction for the land value) and add to the ERC of P&M. Use resultant figure to calculate contract size adjustment. (Guidance Notes - Section 6) | - | - | - | - | - | - | - | - | - | - |  | each | - | NA | NA | NA | 42564.8303 | Option 3 | 46245.2233 | 8.647% |  | 0 | -100% | -100% | 46245.2233 | 8.647% | Indexed | NA |  | 2021-09-30 |  |  |  | Indexed from NI RCG2020 | - | - | NA | Steel | NA |  |  |  |  | TRUE
| 215Z20 |  | 215Z20 | Tanks | Painting - External | Commercial Tank Farms - Individual Tanks | 5 year paint - maintenance programme | Nominal size of Tank 11000m³ | - | Location Adjustment Applicable (See Guidance Notes) - ERC = UK mean of 1.00 | (BEAMS Note 1) The ERC for this item should be added to the total of the ERC of the other P&M items on the site and the Buildings ERC (where applicable) to enable the correct contract size adjustment to be made. ERC of P&M Items + ERC of Building Component’s = Total ERC (net figure rateable items only) to which contract size adjustment should be applied The 2023 Generic Contractors Test Spreadsheet has this facility built into the programme - it is recommended you undertake all contractors test valuations using this spreadsheet. (Details on the application of contract size adjustments can be found in the RCG 2023 Guidance notes). Where RV is calculated using the comparative method (rental method) the contract size adjustment should be made as follows: Select - SCAT code box ""P and M as an addition” within the 2023 Generic Contractors Test Spreadsheet facility. Or Where the spreadsheet is not used take the: Reciprocal of statutory de-capitalisation rate (i.e. 5% reciprocal = 20) multiply by rateable value of the buildings (before any overall end allowances are made and after making a notional deduction for the land value) and add to the ERC of P&M. Use resultant figure to calculate contract size adjustment. (Guidance Notes - Section 6) | - | - | - | - | - | - | - | - | - | - |  | each | - | NA | NA | NA | 46619.4973 | Option 3 | 50650.4795 | 8.647% |  | 0 | -100% | -100% | 50650.4795 | 8.647% | Indexed | NA |  | 2021-09-30 |  |  |  | Indexed from NI RCG2020 | - | - | NA | Steel | NA |  |  |  |  | TRUE
| 215Z21 |  | 215Z21 | Tanks | Painting - External | Commercial Tank Farms - Individual Tanks | 5 year paint - maintenance programme | Nominal size of Tank 12000m³ | - | Location Adjustment Applicable (See Guidance Notes) - ERC = UK mean of 1.00 | (BEAMS Note 1) The ERC for this item should be added to the total of the ERC of the other P&M items on the site and the Buildings ERC (where applicable) to enable the correct contract size adjustment to be made. ERC of P&M Items + ERC of Building Component’s = Total ERC (net figure rateable items only) to which contract size adjustment should be applied The 2023 Generic Contractors Test Spreadsheet has this facility built into the programme - it is recommended you undertake all contractors test valuations using this spreadsheet. (Details on the application of contract size adjustments can be found in the RCG 2023 Guidance notes). Where RV is calculated using the comparative method (rental method) the contract size adjustment should be made as follows: Select - SCAT code box ""P and M as an addition” within the 2023 Generic Contractors Test Spreadsheet facility. Or Where the spreadsheet is not used take the: Reciprocal of statutory de-capitalisation rate (i.e. 5% reciprocal = 20) multiply by rateable value of the buildings (before any overall end allowances are made and after making a notional deduction for the land value) and add to the ERC of P&M. Use resultant figure to calculate contract size adjustment. (Guidance Notes - Section 6) | - | - | - | - | - | - | - | - | - | - |  | each | - | NA | NA | NA | 50197.1446 | Option 3 | 54537.4702 | 8.647% |  | 0 | -100% | -100% | 54537.4702 | 8.647% | Indexed | NA |  | 2021-09-30 |  |  |  | Indexed from NI RCG2020 | - | - | NA | Steel | NA |  |  |  |  | TRUE
| 215Z22 |  | 215Z22 | Tanks | Painting - External | Commercial Tank Farms - Individual Tanks | 5 year paint - maintenance programme | Nominal size of Tank 13000m³ | - | Location Adjustment Applicable (See Guidance Notes) - ERC = UK mean of 1.00 | (BEAMS Note 1) The ERC for this item should be added to the total of the ERC of the other P&M items on the site and the Buildings ERC (where applicable) to enable the correct contract size adjustment to be made. ERC of P&M Items + ERC of Building Component’s = Total ERC (net figure rateable items only) to which contract size adjustment should be applied The 2023 Generic Contractors Test Spreadsheet has this facility built into the programme - it is recommended you undertake all contractors test valuations using this spreadsheet. (Details on the application of contract size adjustments can be found in the RCG 2023 Guidance notes). Where RV is calculated using the comparative method (rental method) the contract size adjustment should be made as follows: Select - SCAT code box ""P and M as an addition” within the 2023 Generic Contractors Test Spreadsheet facility. Or Where the spreadsheet is not used take the: Reciprocal of statutory de-capitalisation rate (i.e. 5% reciprocal = 20) multiply by rateable value of the buildings (before any overall end allowances are made and after making a notional deduction for the land value) and add to the ERC of P&M. Use resultant figure to calculate contract size adjustment. (Guidance Notes - Section 6) | - | - | - | - | - | - | - | - | - | - |  | each | - | NA | NA | NA | 51756.632 | Option 3 | 56231.7995 | 8.647% |  | 0 | -100% | -100% | 56231.7995 | 8.647% | Indexed | NA |  | 2021-09-30 |  |  |  | Indexed from NI RCG2020 | - | - | NA | Steel | NA |  |  |  |  | TRUE
| 215Z23 |  | 215Z23 | Tanks | Painting - External | Commercial Tank Farms - Individual Tanks | 5 year paint - maintenance programme | Nominal size of Tank 14000m³ | - | Location Adjustment Applicable (See Guidance Notes) - ERC = UK mean of 1.00 | (BEAMS Note 1) The ERC for this item should be added to the total of the ERC of the other P&M items on the site and the Buildings ERC (where applicable) to enable the correct contract size adjustment to be made. ERC of P&M Items + ERC of Building Component’s = Total ERC (net figure rateable items only) to which contract size adjustment should be applied The 2023 Generic Contractors Test Spreadsheet has this facility built into the programme - it is recommended you undertake all contractors test valuations using this spreadsheet. (Details on the application of contract size adjustments can be found in the RCG 2023 Guidance notes). Where RV is calculated using the comparative method (rental method) the contract size adjustment should be made as follows: Select - SCAT code box ""P and M as an addition” within the 2023 Generic Contractors Test Spreadsheet facility. Or Where the spreadsheet is not used take the: Reciprocal of statutory de-capitalisation rate (i.e. 5% reciprocal = 20) multiply by rateable value of the buildings (before any overall end allowances are made and after making a notional deduction for the land value) and add to the ERC of P&M. Use resultant figure to calculate contract size adjustment. (Guidance Notes - Section 6) | - | - | - | - | - | - | - | - | - | - |  | each | - | NA | NA | NA | 54196.7709 | Option 3 | 58882.9266 | 8.647% |  | 0 | -100% | -100% | 58882.9266 | 8.647% | Indexed | NA |  | 2021-09-30 |  |  |  | Indexed from NI RCG2020 | - | - | NA | Steel | NA |  |  |  |  | TRUE
| 215Z24 |  | 215Z24 | Tanks | Painting - External | Commercial Tank Farms - Individual Tanks | 5 year paint - maintenance programme | Nominal size of Tank 15000m³ | - | Location Adjustment Applicable (See Guidance Notes) - ERC = UK mean of 1.00 | (BEAMS Note 1) The ERC for this item should be added to the total of the ERC of the other P&M items on the site and the Buildings ERC (where applicable) to enable the correct contract size adjustment to be made. ERC of P&M Items + ERC of Building Component’s = Total ERC (net figure rateable items only) to which contract size adjustment should be applied The 2023 Generic Contractors Test Spreadsheet has this facility built into the programme - it is recommended you undertake all contractors test valuations using this spreadsheet. (Details on the application of contract size adjustments can be found in the RCG 2023 Guidance notes). Where RV is calculated using the comparative method (rental method) the contract size adjustment should be made as follows: Select - SCAT code box ""P and M as an addition” within the 2023 Generic Contractors Test Spreadsheet facility. Or Where the spreadsheet is not used take the: Reciprocal of statutory de-capitalisation rate (i.e. 5% reciprocal = 20) multiply by rateable value of the buildings (before any overall end allowances are made and after making a notional deduction for the land value) and add to the ERC of P&M. Use resultant figure to calculate contract size adjustment. (Guidance Notes - Section 6) | - | - | - | - | - | - | - | - | - | - |  | each | - | NA | NA | NA | 56416.747 | Option 3 | 61294.8542 | 8.647% |  | 0 | -100% | -100% | 61294.8542 | 8.647% | Indexed | NA |  | 2021-09-30 |  |  |  | Indexed from NI RCG2020 | - | - | NA | Steel | NA |  |  |  |  | TRUE
| 215Z25 |  | 215Z25 | Tanks | Painting - External | Commercial Tank Farms - Individual Tanks | 5 year paint - maintenance programme | Nominal size of Tank 16000m³ | - | Location Adjustment Applicable (See Guidance Notes) - ERC = UK mean of 1.00 | (BEAMS Note 1) The ERC for this item should be added to the total of the ERC of the other P&M items on the site and the Buildings ERC (where applicable) to enable the correct contract size adjustment to be made. ERC of P&M Items + ERC of Building Component’s = Total ERC (net figure rateable items only) to which contract size adjustment should be applied The 2023 Generic Contractors Test Spreadsheet has this facility built into the programme - it is recommended you undertake all contractors test valuations using this spreadsheet. (Details on the application of contract size adjustments can be found in the RCG 2023 Guidance notes). Where RV is calculated using the comparative method (rental method) the contract size adjustment should be made as follows: Select - SCAT code box ""P and M as an addition” within the 2023 Generic Contractors Test Spreadsheet facility. Or Where the spreadsheet is not used take the: Reciprocal of statutory de-capitalisation rate (i.e. 5% reciprocal = 20) multiply by rateable value of the buildings (before any overall end allowances are made and after making a notional deduction for the land value) and add to the ERC of P&M. Use resultant figure to calculate contract size adjustment. (Guidance Notes - Section 6) | - | - | - | - | - | - | - | - | - | - |  | each | - | NA | NA | NA | 59003.6613 | Option 3 | 64105.4475 | 8.647% |  | 0 | -100% | -100% | 64105.4475 | 8.647% | Indexed | NA |  | 2021-09-30 |  |  |  | Indexed from NI RCG2020 | - | - | NA | Steel | NA |  |  |  |  | TRUE
| 215Z26 |  | 215Z26 | Tanks | Painting - External | Commercial Tank Farms - Individual Tanks | 5 year paint - maintenance programme | Nominal size of Tank 17000m³ | - | Location Adjustment Applicable (See Guidance Notes) - ERC = UK mean of 1.00 | (BEAMS Note 1) The ERC for this item should be added to the total of the ERC of the other P&M items on the site and the Buildings ERC (where applicable) to enable the correct contract size adjustment to be made. ERC of P&M Items + ERC of Building Component’s = Total ERC (net figure rateable items only) to which contract size adjustment should be applied The 2023 Generic Contractors Test Spreadsheet has this facility built into the programme - it is recommended you undertake all contractors test valuations using this spreadsheet. (Details on the application of contract size adjustments can be found in the RCG 2023 Guidance notes). Where RV is calculated using the comparative method (rental method) the contract size adjustment should be made as follows: Select - SCAT code box ""P and M as an addition” within the 2023 Generic Contractors Test Spreadsheet facility. Or Where the spreadsheet is not used take the: Reciprocal of statutory de-capitalisation rate (i.e. 5% reciprocal = 20) multiply by rateable value of the buildings (before any overall end allowances are made and after making a notional deduction for the land value) and add to the ERC of P&M. Use resultant figure to calculate contract size adjustment. (Guidance Notes - Section 6) | - | - | - | - | - | - | - | - | - | - |  | each | - | NA | NA | NA | 60820.0053 | Option 3 | 66078.8428 | 8.647% |  | 0 | -100% | -100% | 66078.8428 | 8.647% | Indexed | NA |  | 2021-09-30 |  |  |  | Indexed from NI RCG2020 | - | - | NA | Steel | NA |  |  |  |  | TRUE
| 215Z27 |  | 215Z27 | Tanks | Painting - External | Commercial Tank Farms - Individual Tanks | 5 year paint - maintenance programme | Nominal size of Tank 20000m³ | - | Location Adjustment Applicable (See Guidance Notes) - ERC = UK mean of 1.00 | (BEAMS Note 1) The ERC for this item should be added to the total of the ERC of the other P&M items on the site and the Buildings ERC (where applicable) to enable the correct contract size adjustment to be made. ERC of P&M Items + ERC of Building Component’s = Total ERC (net figure rateable items only) to which contract size adjustment should be applied The 2023 Generic Contractors Test Spreadsheet has this facility built into the programme - it is recommended you undertake all contractors test valuations using this spreadsheet. (Details on the application of contract size adjustments can be found in the RCG 2023 Guidance notes). Where RV is calculated using the comparative method (rental method) the contract size adjustment should be made as follows: Select - SCAT code box ""P and M as an addition” within the 2023 Generic Contractors Test Spreadsheet facility. Or Where the spreadsheet is not used take the: Reciprocal of statutory de-capitalisation rate (i.e. 5% reciprocal = 20) multiply by rateable value of the buildings (before any overall end allowances are made and after making a notional deduction for the land value) and add to the ERC of P&M. Use resultant figure to calculate contract size adjustment. (Guidance Notes - Section 6) | - | - | - | - | - | - | - | - | - | - |  | each | - | NA | NA | NA | 66415.8127 | Option 3 | 72158.495 | 8.647% |  | 0 | -100% | -100% | 72158.495 | 8.647% | Indexed | NA |  | 2021-09-30 |  |  |  | Indexed from NI RCG2020 | - | - | NA | Steel | NA |  |  |  |  | TRUE
| 215Z50 |  | 215Z50 | Tanks | Painting - External | Refinery - Chemical Tank Farms | 10 year paint - maintenance programme | Nominal size of Tank 30000m³ | - | Location Adjustment Applicable (See Guidance Notes) - ERC = UK mean of 1.00 | (BEAMS Note 1) The ERC for this item should be added to the total of the ERC of the other P&M items on the site and the Buildings ERC (where applicable) to enable the correct contract size adjustment to be made. ERC of P&M Items + ERC of Building Component’s = Total ERC (net figure rateable items only) to which contract size adjustment should be applied The 2023 Generic Contractors Test Spreadsheet has this facility built into the programme - it is recommended you undertake all contractors test valuations using this spreadsheet. (Details on the application of contract size adjustments can be found in the RCG 2023 Guidance notes). Where RV is calculated using the comparative method (rental method) the contract size adjustment should be made as follows: Select - SCAT code box ""P and M as an addition” within the 2023 Generic Contractors Test Spreadsheet facility. Or Where the spreadsheet is not used take the: Reciprocal of statutory de-capitalisation rate (i.e. 5% reciprocal = 20) multiply by rateable value of the buildings (before any overall end allowances are made and after making a notional deduction for the land value) and add to the ERC of P&M. Use resultant figure to calculate contract size adjustment. (Guidance Notes - Section 6) | - | - | - | - | - | - | - | - | - | - |  | each | - | NA | NA | NA | 58113.8361 | Option 2 | 63138.6831 | 8.647% |  | 0 | -100% | -100% | 63138.6831 | 8.647% | Indexed | NA |  | 2021-09-30 |  |  |  | Indexed from NI RCG2020 | - | - | NA | Steel | NA |  |  |  |  | TRUE
| 215Z51 |  | 215Z51 | Tanks | Painting - External | Refinery - Chemical Tank Farms | 10 year paint - maintenance programme | Nominal size of Tank 40000m³ | - | Location Adjustment Applicable (See Guidance Notes) - ERC = UK mean of 1.00 | (BEAMS Note 1) The ERC for this item should be added to the total of the ERC of the other P&M items on the site and the Buildings ERC (where applicable) to enable the correct contract size adjustment to be made. ERC of P&M Items + ERC of Building Component’s = Total ERC (net figure rateable items only) to which contract size adjustment should be applied The 2023 Generic Contractors Test Spreadsheet has this facility built into the programme - it is recommended you undertake all contractors test valuations using this spreadsheet. (Details on the application of contract size adjustments can be found in the RCG 2023 Guidance notes). Where RV is calculated using the comparative method (rental method) the contract size adjustment should be made as follows: Select - SCAT code box ""P and M as an addition” within the 2023 Generic Contractors Test Spreadsheet facility. Or Where the spreadsheet is not used take the: Reciprocal of statutory de-capitalisation rate (i.e. 5% reciprocal = 20) multiply by rateable value of the buildings (before any overall end allowances are made and after making a notional deduction for the land value) and add to the ERC of P&M. Use resultant figure to calculate contract size adjustment. (Guidance Notes - Section 6) | - | - | - | - | - | - | - | - | - | - |  | each | - | NA | NA | NA | 75344.6421 | Option 2 | 81859.3608 | 8.647% |  | 0 | -100% | -100% | 81859.3608 | 8.647% | Indexed | NA |  | 2021-09-30 |  |  |  | Indexed from NI RCG2020 | - | - | NA | Steel | NA |  |  |  |  | TRUE
| 215Z52 |  | 215Z52 | Tanks | Painting - External | Refinery - Chemical Tank Farms | 10 year paint - maintenance programme | Nominal size of Tank 50000m³ | - | Location Adjustment Applicable (See Guidance Notes) - ERC = UK mean of 1.00 | (BEAMS Note 1) The ERC for this item should be added to the total of the ERC of the other P&M items on the site and the Buildings ERC (where applicable) to enable the correct contract size adjustment to be made. ERC of P&M Items + ERC of Building Component’s = Total ERC (net figure rateable items only) to which contract size adjustment should be applied The 2023 Generic Contractors Test Spreadsheet has this facility built into the programme - it is recommended you undertake all contractors test valuations using this spreadsheet. (Details on the application of contract size adjustments can be found in the RCG 2023 Guidance notes). Where RV is calculated using the comparative method (rental method) the contract size adjustment should be made as follows: Select - SCAT code box ""P and M as an addition” within the 2023 Generic Contractors Test Spreadsheet facility. Or Where the spreadsheet is not used take the: Reciprocal of statutory de-capitalisation rate (i.e. 5% reciprocal = 20) multiply by rateable value of the buildings (before any overall end allowances are made and after making a notional deduction for the land value) and add to the ERC of P&M. Use resultant figure to calculate contract size adjustment. (Guidance Notes - Section 6) | - | - | - | - | - | - | - | - | - | - |  | each | - | NA | NA | NA | 94180.8026 | Option 2 | 102324.201 | 8.647% |  | 0 | -100% | -100% | 102324.201 | 8.647% | Indexed | NA |  | 2021-09-30 |  |  |  | Indexed from NI RCG2020 | - | - | NA | Steel | NA |  |  |  |  | TRUE
| 215Z53 |  | 215Z53 | Tanks | Painting - External | Refinery - Chemical Tank Farms | 10 year paint - maintenance programme | Nominal size of Tank 60000m³ | - | Location Adjustment Applicable (See Guidance Notes) - ERC = UK mean of 1.00 | (BEAMS Note 1) The ERC for this item should be added to the total of the ERC of the other P&M items on the site and the Buildings ERC (where applicable) to enable the correct contract size adjustment to be made. ERC of P&M Items + ERC of Building Component’s = Total ERC (net figure rateable items only) to which contract size adjustment should be applied The 2023 Generic Contractors Test Spreadsheet has this facility built into the programme - it is recommended you undertake all contractors test valuations using this spreadsheet. (Details on the application of contract size adjustments can be found in the RCG 2023 Guidance notes). Where RV is calculated using the comparative method (rental method) the contract size adjustment should be made as follows: Select - SCAT code box ""P and M as an addition” within the 2023 Generic Contractors Test Spreadsheet facility. Or Where the spreadsheet is not used take the: Reciprocal of statutory de-capitalisation rate (i.e. 5% reciprocal = 20) multiply by rateable value of the buildings (before any overall end allowances are made and after making a notional deduction for the land value) and add to the ERC of P&M. Use resultant figure to calculate contract size adjustment. (Guidance Notes - Section 6) | - | - | - | - | - | - | - | - | - | - |  | each | - | NA | NA | NA | 113016.9631 | Option 2 | 122789.0412 | 8.647% |  | 0 | -100% | -100% | 122789.0412 | 8.647% | Indexed | NA |  | 2021-09-30 |  |  |  | Indexed from NI RCG2020 | - | - | NA | Steel | NA |  |  |  |  | TRUE
| 215Z54 |  | 215Z54 | Tanks | Painting - External | Refinery - Chemical Tank Farms | 10 year paint - maintenance programme | Nominal size of Tank 70000m³ | - | Location Adjustment Applicable (See Guidance Notes) - ERC = UK mean of 1.00 | (BEAMS Note 1) The ERC for this item should be added to the total of the ERC of the other P&M items on the site and the Buildings ERC (where applicable) to enable the correct contract size adjustment to be made. ERC of P&M Items + ERC of Building Component’s = Total ERC (net figure rateable items only) to which contract size adjustment should be applied The 2023 Generic Contractors Test Spreadsheet has this facility built into the programme - it is recommended you undertake all contractors test valuations using this spreadsheet. (Details on the application of contract size adjustments can be found in the RCG 2023 Guidance notes). Where RV is calculated using the comparative method (rental method) the contract size adjustment should be made as follows: Select - SCAT code box ""P and M as an addition” within the 2023 Generic Contractors Test Spreadsheet facility. Or Where the spreadsheet is not used take the: Reciprocal of statutory de-capitalisation rate (i.e. 5% reciprocal = 20) multiply by rateable value of the buildings (before any overall end allowances are made and after making a notional deduction for the land value) and add to the ERC of P&M. Use resultant figure to calculate contract size adjustment. (Guidance Notes - Section 6) | - | - | - | - | - | - | - | - | - | - |  | each | - | NA | NA | NA | 131853.1236 | Option 2 | 143253.8814 | 8.647% |  | 0 | -100% | -100% | 143253.8814 | 8.647% | Indexed | NA |  | 2021-09-30 |  |  |  | Indexed from NI RCG2020 | - | - | NA | Steel | NA |  |  |  |  | TRUE
| 215Z55 |  | 215Z55 | Tanks | Painting - External | Refinery - Chemical Tank Farms | 10 year paint - maintenance programme | Nominal size of Tank 80000m³ | - | Location Adjustment Applicable (See Guidance Notes) - ERC = UK mean of 1.00 | (BEAMS Note 1) The ERC for this item should be added to the total of the ERC of the other P&M items on the site and the Buildings ERC (where applicable) to enable the correct contract size adjustment to be made. ERC of P&M Items + ERC of Building Component’s = Total ERC (net figure rateable items only) to which contract size adjustment should be applied The 2023 Generic Contractors Test Spreadsheet has this facility built into the programme - it is recommended you undertake all contractors test valuations using this spreadsheet. (Details on the application of contract size adjustments can be found in the RCG 2023 Guidance notes). Where RV is calculated using the comparative method (rental method) the contract size adjustment should be made as follows: Select - SCAT code box ""P and M as an addition” within the 2023 Generic Contractors Test Spreadsheet facility. Or Where the spreadsheet is not used take the: Reciprocal of statutory de-capitalisation rate (i.e. 5% reciprocal = 20) multiply by rateable value of the buildings (before any overall end allowances are made and after making a notional deduction for the land value) and add to the ERC of P&M. Use resultant figure to calculate contract size adjustment. (Guidance Notes - Section 6) | - | - | - | - | - | - | - | - | - | - |  | each | - | NA | NA | NA | 136990.2583 | Option 2 | 148835.2014 | 8.647% |  | 0 | -100% | -100% | 148835.2014 | 8.647% | Indexed | NA |  | 2021-09-30 |  |  |  | Indexed from NI RCG2020 | - | - | NA | Steel | NA |  |  |  |  | TRUE
| 215Z56 |  | 215Z56 | Tanks | Painting - External | Refinery - Chemical Tank Farms | 10 year paint - maintenance programme | Nominal size of Tank 90000m³ | - | Location Adjustment Applicable (See Guidance Notes) - ERC = UK mean of 1.00 | (BEAMS Note 1) The ERC for this item should be added to the total of the ERC of the other P&M items on the site and the Buildings ERC (where applicable) to enable the correct contract size adjustment to be made. ERC of P&M Items + ERC of Building Component’s = Total ERC (net figure rateable items only) to which contract size adjustment should be applied The 2023 Generic Contractors Test Spreadsheet has this facility built into the programme - it is recommended you undertake all contractors test valuations using this spreadsheet. (Details on the application of contract size adjustments can be found in the RCG 2023 Guidance notes). Where RV is calculated using the comparative method (rental method) the contract size adjustment should be made as follows: Select - SCAT code box ""P and M as an addition” within the 2023 Generic Contractors Test Spreadsheet facility. Or Where the spreadsheet is not used take the: Reciprocal of statutory de-capitalisation rate (i.e. 5% reciprocal = 20) multiply by rateable value of the buildings (before any overall end allowances are made and after making a notional deduction for the land value) and add to the ERC of P&M. Use resultant figure to calculate contract size adjustment. (Guidance Notes - Section 6) | - | - | - | - | - | - | - | - | - | - |  | each | - | NA | NA | NA | 154114.0406 | Option 2 | 167439.6016 | 8.647% |  | 0 | -100% | -100% | 167439.6016 | 8.647% | Indexed | NA |  | 2021-09-30 |  |  |  | Indexed from NI RCG2020 | - | - | NA | Steel | NA |  |  |  |  | TRUE
| 215Z57 |  | 215Z57 | Tanks | Painting - External | Refinery - Chemical Tank Farms | 10 year paint - maintenance programme | Nominal size of Tank 100000m³ | - | Location Adjustment Applicable (See Guidance Notes) - ERC = UK mean of 1.00 | (BEAMS Note 1) The ERC for this item should be added to the total of the ERC of the other P&M items on the site and the Buildings ERC (where applicable) to enable the correct contract size adjustment to be made. ERC of P&M Items + ERC of Building Component’s = Total ERC (net figure rateable items only) to which contract size adjustment should be applied The 2023 Generic Contractors Test Spreadsheet has this facility built into the programme - it is recommended you undertake all contractors test valuations using this spreadsheet. (Details on the application of contract size adjustments can be found in the RCG 2023 Guidance notes). Where RV is calculated using the comparative method (rental method) the contract size adjustment should be made as follows: Select - SCAT code box ""P and M as an addition” within the 2023 Generic Contractors Test Spreadsheet facility. Or Where the spreadsheet is not used take the: Reciprocal of statutory de-capitalisation rate (i.e. 5% reciprocal = 20) multiply by rateable value of the buildings (before any overall end allowances are made and after making a notional deduction for the land value) and add to the ERC of P&M. Use resultant figure to calculate contract size adjustment. (Guidance Notes - Section 6) | - | - | - | - | - | - | - | - | - | - |  | each | - | NA | NA | NA | 171237.8229 | Option 2 | 186044.0018 | 8.647% |  | 0 | -100% | -100% | 186044.0018 | 8.647% | Indexed | NA |  | 2021-09-30 |  |  |  | Indexed from NI RCG2020 | - | - | NA | Steel | NA |  |  |  |  | TRUE
| 215Z58 |  | 215Z58 | Tanks | Painting - External | Refinery - Chemical Tank Farms | 10 year paint - maintenance programme | Nominal size of Tank 110000m³ | - | Location Adjustment Applicable (See Guidance Notes) - ERC = UK mean of 1.00 | (BEAMS Note 1) The ERC for this item should be added to the total of the ERC of the other P&M items on the site and the Buildings ERC (where applicable) to enable the correct contract size adjustment to be made. ERC of P&M Items + ERC of Building Component’s = Total ERC (net figure rateable items only) to which contract size adjustment should be applied The 2023 Generic Contractors Test Spreadsheet has this facility built into the programme - it is recommended you undertake all contractors test valuations using this spreadsheet. (Details on the application of contract size adjustments can be found in the RCG 2023 Guidance notes). Where RV is calculated using the comparative method (rental method) the contract size adjustment should be made as follows: Select - SCAT code box ""P and M as an addition” within the 2023 Generic Contractors Test Spreadsheet facility. Or Where the spreadsheet is not used take the: Reciprocal of statutory de-capitalisation rate (i.e. 5% reciprocal = 20) multiply by rateable value of the buildings (before any overall end allowances are made and after making a notional deduction for the land value) and add to the ERC of P&M. Use resultant figure to calculate contract size adjustment. (Guidance Notes - Section 6) | - | - | - | - | - | - | - | - | - | - |  | each | - | NA | NA | NA | 188361.6052 | Option 2 | 204648.4019 | 8.647% |  | 0 | -100% | -100% | 204648.4019 | 8.647% | Indexed | NA |  | 2021-09-30 |  |  |  | Indexed from NI RCG2020 | - | - | NA | Steel | NA |  |  |  |  | TRUE
| 215Z59 |  | 215Z59 | Tanks | Painting - External | Refinery - Chemical Tank Farms | 10 year paint - maintenance programme | Nominal size of Tank 120000m³ | - | Location Adjustment Applicable (See Guidance Notes) - ERC = UK mean of 1.00 | (BEAMS Note 1) The ERC for this item should be added to the total of the ERC of the other P&M items on the site and the Buildings ERC (where applicable) to enable the correct contract size adjustment to be made. ERC of P&M Items + ERC of Building Component’s = Total ERC (net figure rateable items only) to which contract size adjustment should be applied The 2023 Generic Contractors Test Spreadsheet has this facility built into the programme - it is recommended you undertake all contractors test valuations using this spreadsheet. (Details on the application of contract size adjustments can be found in the RCG 2023 Guidance notes). Where RV is calculated using the comparative method (rental method) the contract size adjustment should be made as follows: Select - SCAT code box ""P and M as an addition” within the 2023 Generic Contractors Test Spreadsheet facility. Or Where the spreadsheet is not used take the: Reciprocal of statutory de-capitalisation rate (i.e. 5% reciprocal = 20) multiply by rateable value of the buildings (before any overall end allowances are made and after making a notional deduction for the land value) and add to the ERC of P&M. Use resultant figure to calculate contract size adjustment. (Guidance Notes - Section 6) | - | - | - | - | - | - | - | - | - | - |  | each | - | NA | NA | NA | 205485.3875 | Option 2 | 223252.8021 | 8.647% |  | 0 | -100% | -100% | 223252.8021 | 8.647% | Indexed | NA |  | 2021-09-30 |  |  |  | Indexed from NI RCG2020 | - | - | NA | Steel | NA |  |  |  |  | TRUE
5758 | 215P01 | 7508 | 215P01 | Tanks | Stainless Steel | Vertical Fixed Head - SS304 | Commercial Tank Farms - Specialised | 500m³ | Tanks found on Commercial Tank Farms and Fuel Depots together with Individual Tanks or clusters of tanks on Major Food Establishments or breweries. They are generally an all stainless steel construction. The tanks are similar in construction to mild steel tanks and similar in design. Their weight pro rata of steel thickness is greater and careful referencing of foundation detail is required. These tanks are usually erected on site built over an existing bit sand foundation (formed under the tank base plate). The bit sand cone is usually formed on an over site concrete base (e.g. 150 mm). This type of tank is intended for processed product storage and normally do not exceed 20,000 cu m in volume. They usually contain either food products i.e. milk, beer, or, aggressive chemicals i.e. dilute acids or alkalis. It is unusual to find in this category floating head tanks. The costs are for fixed head tanks. Fixed roofs are conical and self-supporting made of 5 mm stainless steel plates welded at the edges. The tanks are purpose designed by the tank farm operator and built to their specification. For smaller flat bottomed tanks found in smaller industrial units see 215G09. The design life is at minimum 30 years and their second hand life is long, therefore they are initially more expensive to purchase but having less maintenance than equivalent mild steel tanks. Stainless steel contains a high percentage of nickel. Nickel is a product quoted on the commercial markets and has a high fluctuation in exchange rates. There are a few large tank manufacturers who are able to buy stainless steel when the price is low and stockpile large plates for future use. Many of the smaller companies have limited stocks and often buy to order. The price of individual items can therefore vary considerably. Working with stainless steel is harder than with mild steel and thus where shapes and designs are complex the cost increases dramatically. For Bulk Liquid Storage Tanks (as found on commercial tank farms) the assumption is that they have been purchased from a leading stainless steel manufacturer and that the design is that of a typical bulk liquid storage tank. Stainless Steel Tanks situated within Commercial Tank farms and Petroleum depots sit on a bit sand foundation (see separate Description and costings). Most bulk storage tanks are built with a cone up centre however some tanks have a sump in the centre of the tank. In the usual cone up situation the foundations to the tank should be established by reference to plans and sections and costed with reference to BEAMS. The usual earth foundation requires (i) site cleared of vegetable matter, (ii) compacted chemically inert fill, (iii) drainage layer 150mm thick of stable permeable compacted granular construction, (iv) 50mm thick bitumen/sand (Bit sand) layer (laid to correct falls). Drainage, periphery details and sizes are set out in BS 2654 (see: - Cost Guide Bit sand Bases - Section through typical Bit sand Find). Additions for Foundations - For small tanks the addition for this type of foundation will be some 12% whereas for larger tanks a 9% addition is required. A 10% addition for foundations is therefore proposed to ALL BULK STORAGE TANKS where individual costings are not possible. Pro rata with Mild Steel tanks the amount for foundations will be higher reflecting the greater weight in the tank construction. FOUNDATIONS to Bulk Storage Tanks where site details are not known 10% ADDITION to basic tank costs. Notes on Foundations - In some cases the chemically inert fill layer may consist of concrete up to 100mm deep. The 10% addition is still applicable in these cases. For piled and thicker raft foundations under the tank a further addition will be required and these should be calculated with reference to the relevant section in the Cost Guide or after discussion with the BEAMS. | Considered Not Applicable at time of Publication | (BEAMS Note 1) The ERC for this item should be added to the total of the ERC of the other P&M items on the site and the Buildings ERC (where applicable) to enable the correct contract size adjustment to be made. ERC of P&M Items + ERC of Building Component’s = Total ERC (net figure rateable items only) to which contract size adjustment should be applied The 2023 Generic Contractors Test Spreadsheet has this facility built into the programme - it is recommended you undertake all contractors test valuations using this spreadsheet. (Details on the application of contract size adjustments can be found in the RCG 2023 Guidance notes). Where RV is calculated using the comparative method (rental method) the contract size adjustment should be made as follows: Select - SCAT code box ""P and M as an addition” within the 2023 Generic Contractors Test Spreadsheet facility. Or Where the spreadsheet is not used take the: Reciprocal of statutory de-capitalisation rate (i.e. 5% reciprocal = 20) multiply by rateable value of the buildings (before any overall end allowances are made and after making a notional deduction for the land value) and add to the ERC of P&M. Use resultant figure to calculate contract size adjustment. (Guidance Notes - Section 6) | The Cost figures are for Stainless Steel tanks having up to 6 mm thick bottom plates. The scales are suitable to tanks having bottom plate thicknesses of between 5 mm and 8 mm. Tanks with bottom plates of + 8 mm thickness may have an addition of up to 40% to account for extra costs. | Costs do not include for Bitsand foundations, concrete/pile foundations, heating coils, insulation (Rockwood), structural stairways, catwalks, between tank walkways, etc. Stairways that are structures in their own right should be rated (costed and valued) following Class 4 Table 3 stairways. These stairways are for example where spot brackets welded to the tank support the item. In the case where every rung of the staircase is welded to the tank these staircases are NOT rateable as they are not staircases in their own right (Class 4 Table 3) and they do not form an integral part of such an item see Class 4 (b) i.e. they are not part of the structure of the tank. Stairways are usually mild steel, which has been galvanised. | Tanks - Class 4, Table 4 Class 2(d) Draining (e) Supplying Water (f) Protection from hazards. List of accessories 1 and 2. | If under Class 2, whole if Class 2 proviso applies - other than. If under Class 4 Heating coils, Rockwood insulation, paddles. | Foundations, catwalks, bunds, structural staircases, piles, fire protection equipment, high-level walkways. | It is assumed that the item forms part of an average size industrial, commercial or office complex. Where it would be normal to find more than one item in such a hereditament the ERC stated has been adjusted to reflect any number / quantity, discount. These figures are NOT one off figures. | - | Photo 1 - Bulk liquid storage tanks Photo 2 - Chemical storage tanks | - | 20156 |  | m3 | Per cubic metre | 3 - INDUSTRIAL | David Grace | Rob Hughes | 417.7518 | Option 2 | 453.8729 | 8.647% | 979.6246 | 981.814 | 135% | 116.3% | 982.3403 | 135.1% | Price Book Data | Ryan Hobbs | VOA_GPN_GOV_UK\7246041 | 2020-12-22 | Low | - | Medium | Costs are based on provisional 2021 agreement with agents (email chain saved in Evidence tab). Since CG2023 is currently working from the same TPI start point (322) as CG2021 I have taken the rate without adjustment, and will bulk index closer to publication date. | - | Costs need to be indexed by different indices to general TPI. Some thought will be required to make sure this happens correctly. | NA | Steel | 1.56 | (BEAMS Note 1) The ERC for this item should be added to the total of the ERC of the other P&M items on the site and the Buildings ERC (where applicable) to enable the correct contract size adjustment to be made. ERC of P&M Items + ERC of Building Component’s = Total ERC (net figure rateable items only) to which contract size adjustment should be applied The 2021 Generic Contractors Test Spreadsheet has this facility built into the programme - it is recommended you undertake all contractors test valuations using this spreadsheet. (Details on the application of contract size adjustments can be found in the RCG 2021 Guidance notes). Where RV is calculated using the comparative method (rental method) the contract size adjustment should be made as follows: Select - SCAT code box "P and M as an addition” within the 2021 Generic Contractors Test Spreadsheet facility. Or Where the spreadsheet is not used take the: Reciprocal of statutory de-capitalisation rate (i.e. 5% reciprocal = 20) multiply by rateable value of the buildings (before any overall end allowances are made and after making a notional deduction for the land value) and add to the ERC of P&M. Use resultant figure to calculate contract size adjustment. (Guidance Notes - Section 6) | Photo 1 - Bulk liquid storage tanks Photo 2 - Chemical storage tanks | - | 1 | TRUE
5759 | 215P03 | 7510 | 215P03 | Tanks | Stainless Steel | Vertical Fixed Head - SS304 | Commercial Tank Farms - Specialised | 750m³ | Tanks found on Commercial Tank Farms and Fuel Depots together with Individual Tanks or clusters of tanks on Major Food Establishments or breweries. They are generally an all stainless steel construction. The tanks are similar in construction to mild steel tanks and similar in design. Their weight pro rata of steel thickness is greater and careful referencing of foundation detail is required. These tanks are usually erected on site built over an existing bit sand foundation (formed under the tank base plate). The bit sand cone is usually formed on an over site concrete base (e.g. 150 mm). This type of tank is intended for processed product storage and normally do not exceed 20,000 cu m in volume. They usually contain either food products i.e. milk, beer, or, aggressive chemicals i.e. dilute acids or alkalis. It is unusual to find in this category floating head tanks. The costs are for fixed head tanks. Fixed roofs are conical and self-supporting made of 5 mm stainless steel plates welded at the edges. The tanks are purpose designed by the tank farm operator and built to their specification. For smaller flat bottomed tanks found in smaller industrial units see 215G09. The design life is at minimum 30 years and their second hand life is long, therefore they are initially more expensive to purchase but having less maintenance than equivalent mild steel tanks. Stainless steel contains a high percentage of nickel. Nickel is a product quoted on the commercial markets and has a high fluctuation in exchange rates. There are a few large tank manufacturers who are able to buy stainless steel when the price is low and stockpile large plates for future use. Many of the smaller companies have limited stocks and often buy to order. The price of individual items can therefore vary considerably. Working with stainless steel is harder than with mild steel and thus where shapes and designs are complex the cost increases dramatically. For Bulk Liquid Storage Tanks (as found on commercial tank farms) the assumption is that they have been purchased from a leading stainless steel manufacturer and that the design is that of a typical bulk liquid storage tank. Stainless Steel Tanks situated within Commercial Tank farms and Petroleum depots sit on a bit sand foundation (see separate Description and costings). Most bulk storage tanks are built with a cone up centre however some tanks have a sump in the centre of the tank. In the usual cone up situation the foundations to the tank should be established by reference to plans and sections and costed with reference to BEAMS. The usual earth foundation requires (i) site cleared of vegetable matter, (ii) compacted chemically inert fill, (iii) drainage layer 150mm thick of stable permeable compacted granular construction, (iv) 50mm thick bitumen/sand (Bit sand) layer (laid to correct falls). Drainage, periphery details and sizes are set out in BS 2654 (see: - Cost Guide Bit sand Bases - Section through typical Bit sand Find). Additions for Foundations - For small tanks the addition for this type of foundation will be some 12% whereas for larger tanks a 9% addition is required. A 10% addition for foundations is therefore proposed to ALL BULK STORAGE TANKS where individual costings are not possible. Pro rata with Mild Steel tanks the amount for foundations will be higher reflecting the greater weight in the tank construction. FOUNDATIONS to Bulk Storage Tanks where site details are not known 10% ADDITION to basic tank costs. Notes on Foundations - In some cases the chemically inert fill layer may consist of concrete up to 100mm deep. The 10% addition is still applicable in these cases. For piled and thicker raft foundations under the tank a further addition will be required and these should be calculated with reference to the relevant section in the Cost Guide or after discussion with the BEAMS. | Considered Not Applicable at time of Publication | (BEAMS Note 1) The ERC for this item should be added to the total of the ERC of the other P&M items on the site and the Buildings ERC (where applicable) to enable the correct contract size adjustment to be made. ERC of P&M Items + ERC of Building Component’s = Total ERC (net figure rateable items only) to which contract size adjustment should be applied The 2023 Generic Contractors Test Spreadsheet has this facility built into the programme - it is recommended you undertake all contractors test valuations using this spreadsheet. (Details on the application of contract size adjustments can be found in the RCG 2023 Guidance notes). Where RV is calculated using the comparative method (rental method) the contract size adjustment should be made as follows: Select - SCAT code box ""P and M as an addition” within the 2023 Generic Contractors Test Spreadsheet facility. Or Where the spreadsheet is not used take the: Reciprocal of statutory de-capitalisation rate (i.e. 5% reciprocal = 20) multiply by rateable value of the buildings (before any overall end allowances are made and after making a notional deduction for the land value) and add to the ERC of P&M. Use resultant figure to calculate contract size adjustment. (Guidance Notes - Section 6) | The Cost figures are for Stainless Steel tanks having up to 6 mm thick bottom plates. The scales are suitable to tanks having bottom plate thicknesses of between 5 mm and 8 mm. Tanks with bottom plates of + 8 mm thickness may have an addition of up to 40% to account for extra costs. | Costs do not include for Bitsand foundations, concrete/pile foundations, heating coils, insulation (Rockwood), structural stairways, catwalks, between tank walkways, etc. Stairways that are structures in their own right should be rated (costed and valued) following Class 4 Table 3 stairways. These stairways are for example where spot brackets welded to the tank support the item. In the case where every rung of the staircase is welded to the tank these staircases are NOT rateable as they are not staircases in their own right (Class 4 Table 3) and they do not form an integral part of such an item see Class 4 (b) i.e. they are not part of the structure of the tank. Stairways are usually mild steel, which has been galvanised. | Tanks - Class 4, Table 4 Class 2(d) Draining (e) Supplying Water (f) Protection from hazards. List of accessories 1 and 2. | If under Class 2, whole if Class 2 proviso applies - other than. If under Class 4 Heating coils, Rockwood insulation, paddles. | Foundations, catwalks, bunds, structural staircases, piles, fire protection equipment, high-level walkways. | It is assumed that the item forms part of an average size industrial, commercial or office complex. Where it would be normal to find more than one item in such a hereditament the ERC stated has been adjusted to reflect any number / quantity, discount. These figures are NOT one off figures. | - | Photo 1 - Bulk liquid storage tanks Photo 2 - Chemical storage tanks | - | 20156 |  | m3 | Per cubic metre | 3 - INDUSTRIAL | David Grace | Rob Hughes | 348.5717 | Option 2 | 378.7112 | 8.647% | 797.4187 | 799.2009 | 129.3% | 111% | 799.0827 | 129.2% | Price Book Data | Ryan Hobbs | VOA_GPN_GOV_UK\7246041 | 2020-12-22 | Low | - | Medium | Costs are based on provisional 2021 agreement with agents (email chain saved in Evidence tab). Since CG2023 is currently working from the same TPI start point (322) as CG2021 I have taken the rate without adjustment, and will bulk index closer to publication date. | - | Costs need to be indexed by different indices to general TPI. Some thought will be required to make sure this happens correctly. | NA | Steel | 1.56 | (BEAMS Note 1) The ERC for this item should be added to the total of the ERC of the other P&M items on the site and the Buildings ERC (where applicable) to enable the correct contract size adjustment to be made. ERC of P&M Items + ERC of Building Component’s = Total ERC (net figure rateable items only) to which contract size adjustment should be applied The 2021 Generic Contractors Test Spreadsheet has this facility built into the programme - it is recommended you undertake all contractors test valuations using this spreadsheet. (Details on the application of contract size adjustments can be found in the RCG 2021 Guidance notes). Where RV is calculated using the comparative method (rental method) the contract size adjustment should be made as follows: Select - SCAT code box "P and M as an addition” within the 2021 Generic Contractors Test Spreadsheet facility. Or Where the spreadsheet is not used take the: Reciprocal of statutory de-capitalisation rate (i.e. 5% reciprocal = 20) multiply by rateable value of the buildings (before any overall end allowances are made and after making a notional deduction for the land value) and add to the ERC of P&M. Use resultant figure to calculate contract size adjustment. (Guidance Notes - Section 6) | Photo 1 - Bulk liquid storage tanks Photo 2 - Chemical storage tanks | - | 1 | TRUE
5760 | 215P05 | 7512 | 215P05 | Tanks | Stainless Steel | Vertical Fixed Head - SS304 | Commercial Tank Farms - Specialised | 1000m³ | Tanks found on Commercial Tank Farms and Fuel Depots together with Individual Tanks or clusters of tanks on Major Food Establishments or breweries. They are generally an all stainless steel construction. The tanks are similar in construction to mild steel tanks and similar in design. Their weight pro rata of steel thickness is greater and careful referencing of foundation detail is required. These tanks are usually erected on site built over an existing bit sand foundation (formed under the tank base plate). The bit sand cone is usually formed on an over site concrete base (e.g. 150 mm). This type of tank is intended for processed product storage and normally do not exceed 20,000 cu m in volume. They usually contain either food products i.e. milk, beer, or, aggressive chemicals i.e. dilute acids or alkalis. It is unusual to find in this category floating head tanks. The costs are for fixed head tanks. Fixed roofs are conical and self-supporting made of 5 mm stainless steel plates welded at the edges. The tanks are purpose designed by the tank farm operator and built to their specification. For smaller flat bottomed tanks found in smaller industrial units see 215G09. The design life is at minimum 30 years and their second hand life is long, therefore they are initially more expensive to purchase but having less maintenance than equivalent mild steel tanks. Stainless steel contains a high percentage of nickel. Nickel is a product quoted on the commercial markets and has a high fluctuation in exchange rates. There are a few large tank manufacturers who are able to buy stainless steel when the price is low and stockpile large plates for future use. Many of the smaller companies have limited stocks and often buy to order. The price of individual items can therefore vary considerably. Working with stainless steel is harder than with mild steel and thus where shapes and designs are complex the cost increases dramatically. For Bulk Liquid Storage Tanks (as found on commercial tank farms) the assumption is that they have been purchased from a leading stainless steel manufacturer and that the design is that of a typical bulk liquid storage tank. Stainless Steel Tanks situated within Commercial Tank farms and Petroleum depots sit on a bit sand foundation (see separate Description and costings). Most bulk storage tanks are built with a cone up centre however some tanks have a sump in the centre of the tank. In the usual cone up situation the foundations to the tank should be established by reference to plans and sections and costed with reference to BEAMS. The usual earth foundation requires (i) site cleared of vegetable matter, (ii) compacted chemically inert fill, (iii) drainage layer 150mm thick of stable permeable compacted granular construction, (iv) 50mm thick bitumen/sand (Bit sand) layer (laid to correct falls). Drainage, periphery details and sizes are set out in BS 2654 (see: - Cost Guide Bit sand Bases - Section through typical Bit sand Find). Additions for Foundations - For small tanks the addition for this type of foundation will be some 12% whereas for larger tanks a 9% addition is required. A 10% addition for foundations is therefore proposed to ALL BULK STORAGE TANKS where individual costings are not possible. Pro rata with Mild Steel tanks the amount for foundations will be higher reflecting the greater weight in the tank construction. FOUNDATIONS to Bulk Storage Tanks where site details are not known 10% ADDITION to basic tank costs. Notes on Foundations - In some cases the chemically inert fill layer may consist of concrete up to 100mm deep. The 10% addition is still applicable in these cases. For piled and thicker raft foundations under the tank a further addition will be required and these should be calculated with reference to the relevant section in the Cost Guide or after discussion with the BEAMS. | Considered Not Applicable at time of Publication | (BEAMS Note 1) The ERC for this item should be added to the total of the ERC of the other P&M items on the site and the Buildings ERC (where applicable) to enable the correct contract size adjustment to be made. ERC of P&M Items + ERC of Building Component’s = Total ERC (net figure rateable items only) to which contract size adjustment should be applied The 2023 Generic Contractors Test Spreadsheet has this facility built into the programme - it is recommended you undertake all contractors test valuations using this spreadsheet. (Details on the application of contract size adjustments can be found in the RCG 2023 Guidance notes). Where RV is calculated using the comparative method (rental method) the contract size adjustment should be made as follows: Select - SCAT code box ""P and M as an addition” within the 2023 Generic Contractors Test Spreadsheet facility. Or Where the spreadsheet is not used take the: Reciprocal of statutory de-capitalisation rate (i.e. 5% reciprocal = 20) multiply by rateable value of the buildings (before any overall end allowances are made and after making a notional deduction for the land value) and add to the ERC of P&M. Use resultant figure to calculate contract size adjustment. (Guidance Notes - Section 6) | The Cost figures are for Stainless Steel tanks having up to 6 mm thick bottom plates. The scales are suitable to tanks having bottom plate thicknesses of between 5 mm and 8 mm. Tanks with bottom plates of + 8 mm thickness may have an addition of up to 40% to account for extra costs. | Costs do not include for Bitsand foundations, concrete/pile foundations, heating coils, insulation (Rockwood), structural stairways, catwalks, between tank walkways, etc. Stairways that are structures in their own right should be rated (costed and valued) following Class 4 Table 3 stairways. These stairways are for example where spot brackets welded to the tank support the item. In the case where every rung of the staircase is welded to the tank these staircases are NOT rateable as they are not staircases in their own right (Class 4 Table 3) and they do not form an integral part of such an item see Class 4 (b) i.e. they are not part of the structure of the tank. Stairways are usually mild steel, which has been galvanised. | Tanks - Class 4, Table 4 Class 2(d) Draining (e) Supplying Water (f) Protection from hazards. List of accessories 1 and 2. | If under Class 2, whole if Class 2 proviso applies - other than. If under Class 4 Heating coils, Rockwood insulation, paddles. | Foundations, catwalks, bunds, structural staircases, piles, fire protection equipment, high-level walkways. | It is assumed that the item forms part of an average size industrial, commercial or office complex. Where it would be normal to find more than one item in such a hereditament the ERC stated has been adjusted to reflect any number / quantity, discount. These figures are NOT one off figures. | - | Photo 1 - Bulk liquid storage tanks Photo 2 - Chemical storage tanks | - | 20156 |  | m3 | Per cubic metre | 3 - INDUSTRIAL | David Grace | Rob Hughes | 312.7659 | Option 2 | 339.8094 | 8.647% | 704.1721 | 705.7459 | 125.6% | 107.7% | 705.8104 | 125.7% | Price Book Data | Ryan Hobbs | VOA_GPN_GOV_UK\7246041 | 2020-12-22 | Low | - | Medium | Costs are based on provisional 2021 agreement with agents (email chain saved in Evidence tab). Since CG2023 is currently working from the same TPI start point (322) as CG2021 I have taken the rate without adjustment, and will bulk index closer to publication date. | - | Costs need to be indexed by different indices to general TPI. Some thought will be required to make sure this happens correctly. | NA | Steel | 1.56 | (BEAMS Note 1) The ERC for this item should be added to the total of the ERC of the other P&M items on the site and the Buildings ERC (where applicable) to enable the correct contract size adjustment to be made. ERC of P&M Items + ERC of Building Component’s = Total ERC (net figure rateable items only) to which contract size adjustment should be applied The 2021 Generic Contractors Test Spreadsheet has this facility built into the programme - it is recommended you undertake all contractors test valuations using this spreadsheet. (Details on the application of contract size adjustments can be found in the RCG 2021 Guidance notes). Where RV is calculated using the comparative method (rental method) the contract size adjustment should be made as follows: Select - SCAT code box "P and M as an addition” within the 2021 Generic Contractors Test Spreadsheet facility. Or Where the spreadsheet is not used take the: Reciprocal of statutory de-capitalisation rate (i.e. 5% reciprocal = 20) multiply by rateable value of the buildings (before any overall end allowances are made and after making a notional deduction for the land value) and add to the ERC of P&M. Use resultant figure to calculate contract size adjustment. (Guidance Notes - Section 6) | Photo 1 - Bulk liquid storage tanks Photo 2 - Chemical storage tanks | - | 1 | TRUE
5761 | 215P07 | 7514 | 215P07 | Tanks | Stainless Steel | Vertical Fixed Head - SS304 | Commercial Tank Farms - Specialised | 1250m³ | Tanks found on Commercial Tank Farms and Fuel Depots together with Individual Tanks or clusters of tanks on Major Food Establishments or breweries. They are generally an all stainless steel construction. The tanks are similar in construction to mild steel tanks and similar in design. Their weight pro rata of steel thickness is greater and careful referencing of foundation detail is required. These tanks are usually erected on site built over an existing bit sand foundation (formed under the tank base plate). The bit sand cone is usually formed on an over site concrete base (e.g. 150 mm). This type of tank is intended for processed product storage and normally do not exceed 20,000 cu m in volume. They usually contain either food products i.e. milk, beer, or, aggressive chemicals i.e. dilute acids or alkalis. It is unusual to find in this category floating head tanks. The costs are for fixed head tanks. Fixed roofs are conical and self-supporting made of 5 mm stainless steel plates welded at the edges. The tanks are purpose designed by the tank farm operator and built to their specification. For smaller flat bottomed tanks found in smaller industrial units see 215G09. The design life is at minimum 30 years and their second hand life is long, therefore they are initially more expensive to purchase but having less maintenance than equivalent mild steel tanks. Stainless steel contains a high percentage of nickel. Nickel is a product quoted on the commercial markets and has a high fluctuation in exchange rates. There are a few large tank manufacturers who are able to buy stainless steel when the price is low and stockpile large plates for future use. Many of the smaller companies have limited stocks and often buy to order. The price of individual items can therefore vary considerably. Working with stainless steel is harder than with mild steel and thus where shapes and designs are complex the cost increases dramatically. For Bulk Liquid Storage Tanks (as found on commercial tank farms) the assumption is that they have been purchased from a leading stainless steel manufacturer and that the design is that of a typical bulk liquid storage tank. Stainless Steel Tanks situated within Commercial Tank farms and Petroleum depots sit on a bit sand foundation (see separate Description and costings). Most bulk storage tanks are built with a cone up centre however some tanks have a sump in the centre of the tank. In the usual cone up situation the foundations to the tank should be established by reference to plans and sections and costed with reference to BEAMS. The usual earth foundation requires (i) site cleared of vegetable matter, (ii) compacted chemically inert fill, (iii) drainage layer 150mm thick of stable permeable compacted granular construction, (iv) 50mm thick bitumen/sand (Bit sand) layer (laid to correct falls). Drainage, periphery details and sizes are set out in BS 2654 (see: - Cost Guide Bit sand Bases - Section through typical Bit sand Find). Additions for Foundations - For small tanks the addition for this type of foundation will be some 12% whereas for larger tanks a 9% addition is required. A 10% addition for foundations is therefore proposed to ALL BULK STORAGE TANKS where individual costings are not possible. Pro rata with Mild Steel tanks the amount for foundations will be higher reflecting the greater weight in the tank construction. FOUNDATIONS to Bulk Storage Tanks where site details are not known 10% ADDITION to basic tank costs. Notes on Foundations - In some cases the chemically inert fill layer may consist of concrete up to 100mm deep. The 10% addition is still applicable in these cases. For piled and thicker raft foundations under the tank a further addition will be required and these should be calculated with reference to the relevant section in the Cost Guide or after discussion with the BEAMS. | Considered Not Applicable at time of Publication | (BEAMS Note 1) The ERC for this item should be added to the total of the ERC of the other P&M items on the site and the Buildings ERC (where applicable) to enable the correct contract size adjustment to be made. ERC of P&M Items + ERC of Building Component’s = Total ERC (net figure rateable items only) to which contract size adjustment should be applied The 2023 Generic Contractors Test Spreadsheet has this facility built into the programme - it is recommended you undertake all contractors test valuations using this spreadsheet. (Details on the application of contract size adjustments can be found in the RCG 2023 Guidance notes). Where RV is calculated using the comparative method (rental method) the contract size adjustment should be made as follows: Select - SCAT code box ""P and M as an addition” within the 2023 Generic Contractors Test Spreadsheet facility. Or Where the spreadsheet is not used take the: Reciprocal of statutory de-capitalisation rate (i.e. 5% reciprocal = 20) multiply by rateable value of the buildings (before any overall end allowances are made and after making a notional deduction for the land value) and add to the ERC of P&M. Use resultant figure to calculate contract size adjustment. (Guidance Notes - Section 6) | The Cost figures are for Stainless Steel tanks having up to 6 mm thick bottom plates. The scales are suitable to tanks having bottom plate thicknesses of between 5 mm and 8 mm. Tanks with bottom plates of + 8 mm thickness may have an addition of up to 40% to account for extra costs. | Costs do not include for Bitsand foundations, concrete/pile foundations, heating coils, insulation (Rockwood), structural stairways, catwalks, between tank walkways, etc. Stairways that are structures in their own right should be rated (costed and valued) following Class 4 Table 3 stairways. These stairways are for example where spot brackets welded to the tank support the item. In the case where every rung of the staircase is welded to the tank these staircases are NOT rateable as they are not staircases in their own right (Class 4 Table 3) and they do not form an integral part of such an item see Class 4 (b) i.e. they are not part of the structure of the tank. Stairways are usually mild steel, which has been galvanised. | Tanks - Class 4, Table 4 Class 2(d) Draining (e) Supplying Water (f) Protection from hazards. List of accessories 1 and 2. | If under Class 2, whole if Class 2 proviso applies - other than. If under Class 4 Heating coils, Rockwood insulation, paddles. | Foundations, catwalks, bunds, structural staircases, piles, fire protection equipment, high-level walkways. | It is assumed that the item forms part of an average size industrial, commercial or office complex. Where it would be normal to find more than one item in such a hereditament the ERC stated has been adjusted to reflect any number / quantity, discount. These figures are NOT one off figures. | - | Photo 1 - Bulk liquid storage tanks Photo 2 - Chemical storage tanks | - | 20156 |  | m3 | Per cubic metre | 3 - INDUSTRIAL | David Grace | Rob Hughes | 274.2973 | Option 2 | 298.0146 | 8.647% | 613.0692 | 614.4394 | 124% | 106.2% | 614.1386 | 123.9% | Price Book Data | Ryan Hobbs | VOA_GPN_GOV_UK\7246041 | 2020-12-22 | Low | - | Medium | Costs are based on provisional 2021 agreement with agents (email chain saved in Evidence tab). Since CG2023 is currently working from the same TPI start point (322) as CG2021 I have taken the rate without adjustment, and will bulk index closer to publication date. | - | Costs need to be indexed by different indices to general TPI. Some thought will be required to make sure this happens correctly. | NA | Steel | 1.56 | (BEAMS Note 1) The ERC for this item should be added to the total of the ERC of the other P&M items on the site and the Buildings ERC (where applicable) to enable the correct contract size adjustment to be made. ERC of P&M Items + ERC of Building Component’s = Total ERC (net figure rateable items only) to which contract size adjustment should be applied The 2021 Generic Contractors Test Spreadsheet has this facility built into the programme - it is recommended you undertake all contractors test valuations using this spreadsheet. (Details on the application of contract size adjustments can be found in the RCG 2021 Guidance notes). Where RV is calculated using the comparative method (rental method) the contract size adjustment should be made as follows: Select - SCAT code box "P and M as an addition” within the 2021 Generic Contractors Test Spreadsheet facility. Or Where the spreadsheet is not used take the: Reciprocal of statutory de-capitalisation rate (i.e. 5% reciprocal = 20) multiply by rateable value of the buildings (before any overall end allowances are made and after making a notional deduction for the land value) and add to the ERC of P&M. Use resultant figure to calculate contract size adjustment. (Guidance Notes - Section 6) | Photo 1 - Bulk liquid storage tanks Photo 2 - Chemical storage tanks | - | 1 | TRUE
5762 | 215P09 | 7516 | 215P09 | Tanks | Stainless Steel | Vertical Fixed Head - SS304 | Commercial Tank Farms - Specialised | 1500m³ | Tanks found on Commercial Tank Farms and Fuel Depots together with Individual Tanks or clusters of tanks on Major Food Establishments or breweries. They are generally an all stainless steel construction. The tanks are similar in construction to mild steel tanks and similar in design. Their weight pro rata of steel thickness is greater and careful referencing of foundation detail is required. These tanks are usually erected on site built over an existing bit sand foundation (formed under the tank base plate). The bit sand cone is usually formed on an over site concrete base (e.g. 150 mm). This type of tank is intended for processed product storage and normally do not exceed 20,000 cu m in volume. They usually contain either food products i.e. milk, beer, or, aggressive chemicals i.e. dilute acids or alkalis. It is unusual to find in this category floating head tanks. The costs are for fixed head tanks. Fixed roofs are conical and self-supporting made of 5 mm stainless steel plates welded at the edges. The tanks are purpose designed by the tank farm operator and built to their specification. For smaller flat bottomed tanks found in smaller industrial units see 215G09. The design life is at minimum 30 years and their second hand life is long, therefore they are initially more expensive to purchase but having less maintenance than equivalent mild steel tanks. Stainless steel contains a high percentage of nickel. Nickel is a product quoted on the commercial markets and has a high fluctuation in exchange rates. There are a few large tank manufacturers who are able to buy stainless steel when the price is low and stockpile large plates for future use. Many of the smaller companies have limited stocks and often buy to order. The price of individual items can therefore vary considerably. Working with stainless steel is harder than with mild steel and thus where shapes and designs are complex the cost increases dramatically. For Bulk Liquid Storage Tanks (as found on commercial tank farms) the assumption is that they have been purchased from a leading stainless steel manufacturer and that the design is that of a typical bulk liquid storage tank. Stainless Steel Tanks situated within Commercial Tank farms and Petroleum depots sit on a bit sand foundation (see separate Description and costings). Most bulk storage tanks are built with a cone up centre however some tanks have a sump in the centre of the tank. In the usual cone up situation the foundations to the tank should be established by reference to plans and sections and costed with reference to BEAMS. The usual earth foundation requires (i) site cleared of vegetable matter, (ii) compacted chemically inert fill, (iii) drainage layer 150mm thick of stable permeable compacted granular construction, (iv) 50mm thick bitumen/sand (Bit sand) layer (laid to correct falls). Drainage, periphery details and sizes are set out in BS 2654 (see: - Cost Guide Bit sand Bases - Section through typical Bit sand Find). Additions for Foundations - For small tanks the addition for this type of foundation will be some 12% whereas for larger tanks a 9% addition is required. A 10% addition for foundations is therefore proposed to ALL BULK STORAGE TANKS where individual costings are not possible. Pro rata with Mild Steel tanks the amount for foundations will be higher reflecting the greater weight in the tank construction. FOUNDATIONS to Bulk Storage Tanks where site details are not known 10% ADDITION to basic tank costs. Notes on Foundations - In some cases the chemically inert fill layer may consist of concrete up to 100mm deep. The 10% addition is still applicable in these cases. For piled and thicker raft foundations under the tank a further addition will be required and these should be calculated with reference to the relevant section in the Cost Guide or after discussion with the BEAMS. | Considered Not Applicable at time of Publication | (BEAMS Note 1) The ERC for this item should be added to the total of the ERC of the other P&M items on the site and the Buildings ERC (where applicable) to enable the correct contract size adjustment to be made. ERC of P&M Items + ERC of Building Component’s = Total ERC (net figure rateable items only) to which contract size adjustment should be applied The 2023 Generic Contractors Test Spreadsheet has this facility built into the programme - it is recommended you undertake all contractors test valuations using this spreadsheet. (Details on the application of contract size adjustments can be found in the RCG 2023 Guidance notes). Where RV is calculated using the comparative method (rental method) the contract size adjustment should be made as follows: Select - SCAT code box ""P and M as an addition” within the 2023 Generic Contractors Test Spreadsheet facility. Or Where the spreadsheet is not used take the: Reciprocal of statutory de-capitalisation rate (i.e. 5% reciprocal = 20) multiply by rateable value of the buildings (before any overall end allowances are made and after making a notional deduction for the land value) and add to the ERC of P&M. Use resultant figure to calculate contract size adjustment. (Guidance Notes - Section 6) | The Cost figures are for Stainless Steel tanks having up to 6 mm thick bottom plates. The scales are suitable to tanks having bottom plate thicknesses of between 5 mm and 8 mm. Tanks with bottom plates of + 8 mm thickness may have an addition of up to 40% to account for extra costs. | Costs do not include for Bitsand foundations, concrete/pile foundations, heating coils, insulation (Rockwood), structural stairways, catwalks, between tank walkways, etc. Stairways that are structures in their own right should be rated (costed and valued) following Class 4 Table 3 stairways. These stairways are for example where spot brackets welded to the tank support the item. In the case where every rung of the staircase is welded to the tank these staircases are NOT rateable as they are not staircases in their own right (Class 4 Table 3) and they do not form an integral part of such an item see Class 4 (b) i.e. they are not part of the structure of the tank. Stairways are usually mild steel, which has been galvanised. | Tanks - Class 4, Table 4 Class 2(d) Draining (e) Supplying Water (f) Protection from hazards. List of accessories 1 and 2. | If under Class 2, whole if Class 2 proviso applies - other than. If under Class 4 Heating coils, Rockwood insulation, paddles. | Foundations, catwalks, bunds, structural staircases, piles, fire protection equipment, high-level walkways. | It is assumed that the item forms part of an average size industrial, commercial or office complex. Where it would be normal to find more than one item in such a hereditament the ERC stated has been adjusted to reflect any number / quantity, discount. These figures are NOT one off figures. | - | Photo 1 - Bulk liquid storage tanks Photo 2 - Chemical storage tanks | - | 20156 |  | m3 | Per cubic metre | 3 - INDUSTRIAL | David Grace | Rob Hughes | 246.2571 | Option 2 | 267.5499 | 8.647% | 547.6894 | 548.9135 | 122.9% | 105.2% | 549.1928 | 123% | Price Book Data | Ryan Hobbs | VOA_GPN_GOV_UK\7246041 | 2020-12-22 | Low | - | Medium | Costs are based on provisional 2021 agreement with agents (email chain saved in Evidence tab). Since CG2023 is currently working from the same TPI start point (322) as CG2021 I have taken the rate without adjustment, and will bulk index closer to publication date. | - | Costs need to be indexed by different indices to general TPI. Some thought will be required to make sure this happens correctly. | NA | Steel | 1.56 | (BEAMS Note 1) The ERC for this item should be added to the total of the ERC of the other P&M items on the site and the Buildings ERC (where applicable) to enable the correct contract size adjustment to be made. ERC of P&M Items + ERC of Building Component’s = Total ERC (net figure rateable items only) to which contract size adjustment should be applied The 2021 Generic Contractors Test Spreadsheet has this facility built into the programme - it is recommended you undertake all contractors test valuations using this spreadsheet. (Details on the application of contract size adjustments can be found in the RCG 2021 Guidance notes). Where RV is calculated using the comparative method (rental method) the contract size adjustment should be made as follows: Select - SCAT code box "P and M as an addition” within the 2021 Generic Contractors Test Spreadsheet facility. Or Where the spreadsheet is not used take the: Reciprocal of statutory de-capitalisation rate (i.e. 5% reciprocal = 20) multiply by rateable value of the buildings (before any overall end allowances are made and after making a notional deduction for the land value) and add to the ERC of P&M. Use resultant figure to calculate contract size adjustment. (Guidance Notes - Section 6) | Photo 1 - Bulk liquid storage tanks Photo 2 - Chemical storage tanks | - | 1 | TRUE
5763 | 215P11 | 7521 | 215P11 | Tanks | Stainless Steel | Vertical Fixed Head - SS304 | Commercial Tank Farms - Specialised | 1750m³ | Tanks found on Commercial Tank Farms and Fuel Depots together with Individual Tanks or clusters of tanks on Major Food Establishments or breweries. They are generally an all stainless steel construction. The tanks are similar in construction to mild steel tanks and similar in design. Their weight pro rata of steel thickness is greater and careful referencing of foundation detail is required. These tanks are usually erected on site built over an existing bit sand foundation (formed under the tank base plate). The bit sand cone is usually formed on an over site concrete base (e.g. 150 mm). This type of tank is intended for processed product storage and normally do not exceed 20,000 cu m in volume. They usually contain either food products i.e. milk, beer, or, aggressive chemicals i.e. dilute acids or alkalis. It is unusual to find in this category floating head tanks. The costs are for fixed head tanks. Fixed roofs are conical and self-supporting made of 5 mm stainless steel plates welded at the edges. The tanks are purpose designed by the tank farm operator and built to their specification. For smaller flat bottomed tanks found in smaller industrial units see 215G09. The design life is at minimum 30 years and their second hand life is long, therefore they are initially more expensive to purchase but having less maintenance than equivalent mild steel tanks. Stainless steel contains a high percentage of nickel. Nickel is a product quoted on the commercial markets and has a high fluctuation in exchange rates. There are a few large tank manufacturers who are able to buy stainless steel when the price is low and stockpile large plates for future use. Many of the smaller companies have limited stocks and often buy to order. The price of individual items can therefore vary considerably. Working with stainless steel is harder than with mild steel and thus where shapes and designs are complex the cost increases dramatically. For Bulk Liquid Storage Tanks (as found on commercial tank farms) the assumption is that they have been purchased from a leading stainless steel manufacturer and that the design is that of a typical bulk liquid storage tank. Stainless Steel Tanks situated within Commercial Tank farms and Petroleum depots sit on a bit sand foundation (see separate Description and costings). Most bulk storage tanks are built with a cone up centre however some tanks have a sump in the centre of the tank. In the usual cone up situation the foundations to the tank should be established by reference to plans and sections and costed with reference to BEAMS. The usual earth foundation requires (i) site cleared of vegetable matter, (ii) compacted chemically inert fill, (iii) drainage layer 150mm thick of stable permeable compacted granular construction, (iv) 50mm thick bitumen/sand (Bit sand) layer (laid to correct falls). Drainage, periphery details and sizes are set out in BS 2654 (see: - Cost Guide Bit sand Bases - Section through typical Bit sand Find). Additions for Foundations - For small tanks the addition for this type of foundation will be some 12% whereas for larger tanks a 9% addition is required. A 10% addition for foundations is therefore proposed to ALL BULK STORAGE TANKS where individual costings are not possible. Pro rata with Mild Steel tanks the amount for foundations will be higher reflecting the greater weight in the tank construction. FOUNDATIONS to Bulk Storage Tanks where site details are not known 10% ADDITION to basic tank costs. Notes on Foundations - In some cases the chemically inert fill layer may consist of concrete up to 100mm deep. The 10% addition is still applicable in these cases. For piled and thicker raft foundations under the tank a further addition will be required and these should be calculated with reference to the relevant section in the Cost Guide or after discussion with the BEAMS. | Considered Not Applicable at time of Publication | (BEAMS Note 1) The ERC for this item should be added to the total of the ERC of the other P&M items on the site and the Buildings ERC (where applicable) to enable the correct contract size adjustment to be made. ERC of P&M Items + ERC of Building Component’s = Total ERC (net figure rateable items only) to which contract size adjustment should be applied The 2023 Generic Contractors Test Spreadsheet has this facility built into the programme - it is recommended you undertake all contractors test valuations using this spreadsheet. (Details on the application of contract size adjustments can be found in the RCG 2023 Guidance notes). Where RV is calculated using the comparative method (rental method) the contract size adjustment should be made as follows: Select - SCAT code box ""P and M as an addition” within the 2023 Generic Contractors Test Spreadsheet facility. Or Where the spreadsheet is not used take the: Reciprocal of statutory de-capitalisation rate (i.e. 5% reciprocal = 20) multiply by rateable value of the buildings (before any overall end allowances are made and after making a notional deduction for the land value) and add to the ERC of P&M. Use resultant figure to calculate contract size adjustment. (Guidance Notes - Section 6) | The Cost figures are for Stainless Steel tanks having up to 6 mm thick bottom plates. The scales are suitable to tanks having bottom plate thicknesses of between 5 mm and 8 mm. Tanks with bottom plates of + 8 mm thickness may have an addition of up to 40% to account for extra costs. | Costs do not include for Bitsand foundations, concrete/pile foundations, heating coils, insulation (Rockwood), structural stairways, catwalks, between tank walkways, etc. Stairways that are structures in their own right should be rated (costed and valued) following Class 4 Table 3 stairways. These stairways are for example where spot brackets welded to the tank support the item. In the case where every rung of the staircase is welded to the tank these staircases are NOT rateable as they are not staircases in their own right (Class 4 Table 3) and they do not form an integral part of such an item see Class 4 (b) i.e. they are not part of the structure of the tank. Stairways are usually mild steel, which has been galvanised. | Tanks - Class 4, Table 4 Class 2(d) Draining (e) Supplying Water (f) Protection from hazards. List of accessories 1 and 2. | If under Class 2, whole if Class 2 proviso applies - other than. If under Class 4 Heating coils, Rockwood insulation, paddles. | Foundations, catwalks, bunds, structural staircases, piles, fire protection equipment, high-level walkways. | It is assumed that the item forms part of an average size industrial, commercial or office complex. Where it would be normal to find more than one item in such a hereditament the ERC stated has been adjusted to reflect any number / quantity, discount. These figures are NOT one off figures. | - | Photo 1 - Bulk liquid storage tanks Photo 2 - Chemical storage tanks | - | 20156 |  | m3 | Per cubic metre | 3 - INDUSTRIAL | David Grace | Rob Hughes | 232.9947 | Option 2 | 253.1408 | 8.647% | 517.6791 | 518.8361 | 122.7% | 105% | 518.7609 | 122.6% | Price Book Data | Ryan Hobbs | VOA_GPN_GOV_UK\7246041 | 2020-12-22 | Low | - | Medium | Costs are based on provisional 2021 agreement with agents (email chain saved in Evidence tab). Since CG2023 is currently working from the same TPI start point (322) as CG2021 I have taken the rate without adjustment, and will bulk index closer to publication date. | - | Costs need to be indexed by different indices to general TPI. Some thought will be required to make sure this happens correctly. | NA | Steel | 1.56 | (BEAMS Note 1) The ERC for this item should be added to the total of the ERC of the other P&M items on the site and the Buildings ERC (where applicable) to enable the correct contract size adjustment to be made. ERC of P&M Items + ERC of Building Component’s = Total ERC (net figure rateable items only) to which contract size adjustment should be applied The 2021 Generic Contractors Test Spreadsheet has this facility built into the programme - it is recommended you undertake all contractors test valuations using this spreadsheet. (Details on the application of contract size adjustments can be found in the RCG 2021 Guidance notes). Where RV is calculated using the comparative method (rental method) the contract size adjustment should be made as follows: Select - SCAT code box "P and M as an addition” within the 2021 Generic Contractors Test Spreadsheet facility. Or Where the spreadsheet is not used take the: Reciprocal of statutory de-capitalisation rate (i.e. 5% reciprocal = 20) multiply by rateable value of the buildings (before any overall end allowances are made and after making a notional deduction for the land value) and add to the ERC of P&M. Use resultant figure to calculate contract size adjustment. (Guidance Notes - Section 6) | Photo 1 - Bulk liquid storage tanks Photo 2 - Chemical storage tanks | - | 1 | TRUE
5764 | 215P13 | 7523 | 215P13 | Tanks | Stainless Steel | Vertical Fixed Head - SS304 | Commercial Tank Farms - Specialised | 2000m³ | Tanks found on Commercial Tank Farms and Fuel Depots together with Individual Tanks or clusters of tanks on Major Food Establishments or breweries. They are generally an all stainless steel construction. The tanks are similar in construction to mild steel tanks and similar in design. Their weight pro rata of steel thickness is greater and careful referencing of foundation detail is required. These tanks are usually erected on site built over an existing bit sand foundation (formed under the tank base plate). The bit sand cone is usually formed on an over site concrete base (e.g. 150 mm). This type of tank is intended for processed product storage and normally do not exceed 20,000 cu m in volume. They usually contain either food products i.e. milk, beer, or, aggressive chemicals i.e. dilute acids or alkalis. It is unusual to find in this category floating head tanks. The costs are for fixed head tanks. Fixed roofs are conical and self-supporting made of 5 mm stainless steel plates welded at the edges. The tanks are purpose designed by the tank farm operator and built to their specification. For smaller flat bottomed tanks found in smaller industrial units see 215G09. The design life is at minimum 30 years and their second hand life is long, therefore they are initially more expensive to purchase but having less maintenance than equivalent mild steel tanks. Stainless steel contains a high percentage of nickel. Nickel is a product quoted on the commercial markets and has a high fluctuation in exchange rates. There are a few large tank manufacturers who are able to buy stainless steel when the price is low and stockpile large plates for future use. Many of the smaller companies have limited stocks and often buy to order. The price of individual items can therefore vary considerably. Working with stainless steel is harder than with mild steel and thus where shapes and designs are complex the cost increases dramatically. For Bulk Liquid Storage Tanks (as found on commercial tank farms) the assumption is that they have been purchased from a leading stainless steel manufacturer and that the design is that of a typical bulk liquid storage tank. Stainless Steel Tanks situated within Commercial Tank farms and Petroleum depots sit on a bit sand foundation (see separate Description and costings). Most bulk storage tanks are built with a cone up centre however some tanks have a sump in the centre of the tank. In the usual cone up situation the foundations to the tank should be established by reference to plans and sections and costed with reference to BEAMS. The usual earth foundation requires (i) site cleared of vegetable matter, (ii) compacted chemically inert fill, (iii) drainage layer 150mm thick of stable permeable compacted granular construction, (iv) 50mm thick bitumen/sand (Bit sand) layer (laid to correct falls). Drainage, periphery details and sizes are set out in BS 2654 (see: - Cost Guide Bit sand Bases - Section through typical Bit sand Find). Additions for Foundations - For small tanks the addition for this type of foundation will be some 12% whereas for larger tanks a 9% addition is required. A 10% addition for foundations is therefore proposed to ALL BULK STORAGE TANKS where individual costings are not possible. Pro rata with Mild Steel tanks the amount for foundations will be higher reflecting the greater weight in the tank construction. FOUNDATIONS to Bulk Storage Tanks where site details are not known 10% ADDITION to basic tank costs. Notes on Foundations - In some cases the chemically inert fill layer may consist of concrete up to 100mm deep. The 10% addition is still applicable in these cases. For piled and thicker raft foundations under the tank a further addition will be required and these should be calculated with reference to the relevant section in the Cost Guide or after discussion with the BEAMS. | Considered Not Applicable at time of Publication | (BEAMS Note 1) The ERC for this item should be added to the total of the ERC of the other P&M items on the site and the Buildings ERC (where applicable) to enable the correct contract size adjustment to be made. ERC of P&M Items + ERC of Building Component’s = Total ERC (net figure rateable items only) to which contract size adjustment should be applied The 2023 Generic Contractors Test Spreadsheet has this facility built into the programme - it is recommended you undertake all contractors test valuations using this spreadsheet. (Details on the application of contract size adjustments can be found in the RCG 2023 Guidance notes). Where RV is calculated using the comparative method (rental method) the contract size adjustment should be made as follows: Select - SCAT code box ""P and M as an addition” within the 2023 Generic Contractors Test Spreadsheet facility. Or Where the spreadsheet is not used take the: Reciprocal of statutory de-capitalisation rate (i.e. 5% reciprocal = 20) multiply by rateable value of the buildings (before any overall end allowances are made and after making a notional deduction for the land value) and add to the ERC of P&M. Use resultant figure to calculate contract size adjustment. (Guidance Notes - Section 6) | The Cost figures are for Stainless Steel tanks having up to 6 mm thick bottom plates. The scales are suitable to tanks having bottom plate thicknesses of between 5 mm and 8 mm. Tanks with bottom plates of + 8 mm thickness may have an addition of up to 40% to account for extra costs. | Costs do not include for Bitsand foundations, concrete/pile foundations, heating coils, insulation (Rockwood), structural stairways, catwalks, between tank walkways, etc. Stairways that are structures in their own right should be rated (costed and valued) following Class 4 Table 3 stairways. These stairways are for example where spot brackets welded to the tank support the item. In the case where every rung of the staircase is welded to the tank these staircases are NOT rateable as they are not staircases in their own right (Class 4 Table 3) and they do not form an integral part of such an item see Class 4 (b) i.e. they are not part of the structure of the tank. Stairways are usually mild steel, which has been galvanised. | Tanks - Class 4, Table 4 Class 2(d) Draining (e) Supplying Water (f) Protection from hazards. List of accessories 1 and 2. | If under Class 2, whole if Class 2 proviso applies - other than. If under Class 4 Heating coils, Rockwood insulation, paddles. | Foundations, catwalks, bunds, structural staircases, piles, fire protection equipment, high-level walkways. | It is assumed that the item forms part of an average size industrial, commercial or office complex. Where it would be normal to find more than one item in such a hereditament the ERC stated has been adjusted to reflect any number / quantity, discount. These figures are NOT one off figures. | - | Photo 1 - Bulk liquid storage tanks Photo 2 - Chemical storage tanks | - | 20156 |  | m3 | Per cubic metre | 3 - INDUSTRIAL | David Grace | Rob Hughes | 221.3249 | Option 2 | 240.4619 | 8.647% | 487.6687 | 488.7586 | 120.8% | 103.3% | 488.6082 | 120.8% | Price Book Data | Ryan Hobbs | VOA_GPN_GOV_UK\7246041 | 2020-12-22 | Low | - | Medium | Costs are based on provisional 2021 agreement with agents (email chain saved in Evidence tab). Since CG2023 is currently working from the same TPI start point (322) as CG2021 I have taken the rate without adjustment, and will bulk index closer to publication date. | - | Costs need to be indexed by different indices to general TPI. Some thought will be required to make sure this happens correctly. | NA | Steel | 1.56 | (BEAMS Note 1) The ERC for this item should be added to the total of the ERC of the other P&M items on the site and the Buildings ERC (where applicable) to enable the correct contract size adjustment to be made. ERC of P&M Items + ERC of Building Component’s = Total ERC (net figure rateable items only) to which contract size adjustment should be applied The 2021 Generic Contractors Test Spreadsheet has this facility built into the programme - it is recommended you undertake all contractors test valuations using this spreadsheet. (Details on the application of contract size adjustments can be found in the RCG 2021 Guidance notes). Where RV is calculated using the comparative method (rental method) the contract size adjustment should be made as follows: Select - SCAT code box "P and M as an addition” within the 2021 Generic Contractors Test Spreadsheet facility. Or Where the spreadsheet is not used take the: Reciprocal of statutory de-capitalisation rate (i.e. 5% reciprocal = 20) multiply by rateable value of the buildings (before any overall end allowances are made and after making a notional deduction for the land value) and add to the ERC of P&M. Use resultant figure to calculate contract size adjustment. (Guidance Notes - Section 6) | Photo 1 - Bulk liquid storage tanks Photo 2 - Chemical storage tanks | - | 1 | TRUE
5765 | 215P15 | 7525 | 215P15 | Tanks | Stainless Steel | Vertical Fixed Head - SS304 | Commercial Tank Farms - Specialised | 2250m³ | Tanks found on Commercial Tank Farms and Fuel Depots together with Individual Tanks or clusters of tanks on Major Food Establishments or breweries. They are generally an all stainless steel construction. The tanks are similar in construction to mild steel tanks and similar in design. Their weight pro rata of steel thickness is greater and careful referencing of foundation detail is required. These tanks are usually erected on site built over an existing bit sand foundation (formed under the tank base plate). The bit sand cone is usually formed on an over site concrete base (e.g. 150 mm). This type of tank is intended for processed product storage and normally do not exceed 20,000 cu m in volume. They usually contain either food products i.e. milk, beer, or, aggressive chemicals i.e. dilute acids or alkalis. It is unusual to find in this category floating head tanks. The costs are for fixed head tanks. Fixed roofs are conical and self-supporting made of 5 mm stainless steel plates welded at the edges. The tanks are purpose designed by the tank farm operator and built to their specification. For smaller flat bottomed tanks found in smaller industrial units see 215G09. The design life is at minimum 30 years and their second hand life is long, therefore they are initially more expensive to purchase but having less maintenance than equivalent mild steel tanks. Stainless steel contains a high percentage of nickel. Nickel is a product quoted on the commercial markets and has a high fluctuation in exchange rates. There are a few large tank manufacturers who are able to buy stainless steel when the price is low and stockpile large plates for future use. Many of the smaller companies have limited stocks and often buy to order. The price of individual items can therefore vary considerably. Working with stainless steel is harder than with mild steel and thus where shapes and designs are complex the cost increases dramatically. For Bulk Liquid Storage Tanks (as found on commercial tank farms) the assumption is that they have been purchased from a leading stainless steel manufacturer and that the design is that of a typical bulk liquid storage tank. Stainless Steel Tanks situated within Commercial Tank farms and Petroleum depots sit on a bit sand foundation (see separate Description and costings). Most bulk storage tanks are built with a cone up centre however some tanks have a sump in the centre of the tank. In the usual cone up situation the foundations to the tank should be established by reference to plans and sections and costed with reference to BEAMS. The usual earth foundation requires (i) site cleared of vegetable matter, (ii) compacted chemically inert fill, (iii) drainage layer 150mm thick of stable permeable compacted granular construction, (iv) 50mm thick bitumen/sand (Bit sand) layer (laid to correct falls). Drainage, periphery details and sizes are set out in BS 2654 (see: - Cost Guide Bit sand Bases - Section through typical Bit sand Find). Additions for Foundations - For small tanks the addition for this type of foundation will be some 12% whereas for larger tanks a 9% addition is required. A 10% addition for foundations is therefore proposed to ALL BULK STORAGE TANKS where individual costings are not possible. Pro rata with Mild Steel tanks the amount for foundations will be higher reflecting the greater weight in the tank construction. FOUNDATIONS to Bulk Storage Tanks where site details are not known 10% ADDITION to basic tank costs. Notes on Foundations - In some cases the chemically inert fill layer may consist of concrete up to 100mm deep. The 10% addition is still applicable in these cases. For piled and thicker raft foundations under the tank a further addition will be required and these should be calculated with reference to the relevant section in the Cost Guide or after discussion with the BEAMS. | Considered Not Applicable at time of Publication | (BEAMS Note 1) The ERC for this item should be added to the total of the ERC of the other P&M items on the site and the Buildings ERC (where applicable) to enable the correct contract size adjustment to be made. ERC of P&M Items + ERC of Building Component’s = Total ERC (net figure rateable items only) to which contract size adjustment should be applied The 2023 Generic Contractors Test Spreadsheet has this facility built into the programme - it is recommended you undertake all contractors test valuations using this spreadsheet. (Details on the application of contract size adjustments can be found in the RCG 2023 Guidance notes). Where RV is calculated using the comparative method (rental method) the contract size adjustment should be made as follows: Select - SCAT code box ""P and M as an addition” within the 2023 Generic Contractors Test Spreadsheet facility. Or Where the spreadsheet is not used take the: Reciprocal of statutory de-capitalisation rate (i.e. 5% reciprocal = 20) multiply by rateable value of the buildings (before any overall end allowances are made and after making a notional deduction for the land value) and add to the ERC of P&M. Use resultant figure to calculate contract size adjustment. (Guidance Notes - Section 6) | The Cost figures are for Stainless Steel tanks having up to 6 mm thick bottom plates. The scales are suitable to tanks having bottom plate thicknesses of between 5 mm and 8 mm. Tanks with bottom plates of + 8 mm thickness may have an addition of up to 40% to account for extra costs. | Costs do not include for Bitsand foundations, concrete/pile foundations, heating coils, insulation (Rockwood), structural stairways, catwalks, between tank walkways, etc. Stairways that are structures in their own right should be rated (costed and valued) following Class 4 Table 3 stairways. These stairways are for example where spot brackets welded to the tank support the item. In the case where every rung of the staircase is welded to the tank these staircases are NOT rateable as they are not staircases in their own right (Class 4 Table 3) and they do not form an integral part of such an item see Class 4 (b) i.e. they are not part of the structure of the tank. Stairways are usually mild steel, which has been galvanised. | Tanks - Class 4, Table 4 Class 2(d) Draining (e) Supplying Water (f) Protection from hazards. List of accessories 1 and 2. | If under Class 2, whole if Class 2 proviso applies - other than. If under Class 4 Heating coils, Rockwood insulation, paddles. | Foundations, catwalks, bunds, structural staircases, piles, fire protection equipment, high-level walkways. | It is assumed that the item forms part of an average size industrial, commercial or office complex. Where it would be normal to find more than one item in such a hereditament the ERC stated has been adjusted to reflect any number / quantity, discount. These figures are NOT one off figures. | - | Photo 1 - Bulk liquid storage tanks Photo 2 - Chemical storage tanks | - | 20156 |  | m3 | Per cubic metre | 3 - INDUSTRIAL | David Grace | Rob Hughes | 208.1824 | Option 2 | 226.183 | 8.647% | 457.6583 | 458.6812 | 120.3% | 102.8% | 458.4652 | 120.2% | Price Book Data | Ryan Hobbs | VOA_GPN_GOV_UK\7246041 | 2022-07-05 | Low | - | Medium | Costs are based on provisional 2021 agreement with agents (email chain saved in Evidence tab). Since CG2023 is currently working from the same TPI start point (322) as CG2021 I have taken the rate without adjustment, and will bulk index closer to publication date. | - | Costs need to be indexed by different indices to general TPI. Some thought will be required to make sure this happens correctly. | NA | Steel | 1.56 | (BEAMS Note 1) The ERC for this item should be added to the total of the ERC of the other P&M items on the site and the Buildings ERC (where applicable) to enable the correct contract size adjustment to be made. ERC of P&M Items + ERC of Building Component’s = Total ERC (net figure rateable items only) to which contract size adjustment should be applied The 2021 Generic Contractors Test Spreadsheet has this facility built into the programme - it is recommended you undertake all contractors test valuations using this spreadsheet. (Details on the application of contract size adjustments can be found in the RCG 2021 Guidance notes). Where RV is calculated using the comparative method (rental method) the contract size adjustment should be made as follows: Select - SCAT code box "P and M as an addition” within the 2021 Generic Contractors Test Spreadsheet facility. Or Where the spreadsheet is not used take the: Reciprocal of statutory de-capitalisation rate (i.e. 5% reciprocal = 20) multiply by rateable value of the buildings (before any overall end allowances are made and after making a notional deduction for the land value) and add to the ERC of P&M. Use resultant figure to calculate contract size adjustment. (Guidance Notes - Section 6) | Photo 1 - Bulk liquid storage tanks Photo 2 - Chemical storage tanks | - | 1 | TRUE
5766 | 215P17 | 7527 | 215P17 | Tanks | Stainless Steel | Vertical Fixed Head - SS304 | Commercial Tank Farms - Specialised | 2500m³ | Tanks found on Commercial Tank Farms and Fuel Depots together with Individual Tanks or clusters of tanks on Major Food Establishments or breweries. They are generally an all stainless steel construction. The tanks are similar in construction to mild steel tanks and similar in design. Their weight pro rata of steel thickness is greater and careful referencing of foundation detail is required. These tanks are usually erected on site built over an existing bit sand foundation (formed under the tank base plate). The bit sand cone is usually formed on an over site concrete base (e.g. 150 mm). This type of tank is intended for processed product storage and normally do not exceed 20,000 cu m in volume. They usually contain either food products i.e. milk, beer, or, aggressive chemicals i.e. dilute acids or alkalis. It is unusual to find in this category floating head tanks. The costs are for fixed head tanks. Fixed roofs are conical and self-supporting made of 5 mm stainless steel plates welded at the edges. The tanks are purpose designed by the tank farm operator and built to their specification. For smaller flat bottomed tanks found in smaller industrial units see 215G09. The design life is at minimum 30 years and their second hand life is long, therefore they are initially more expensive to purchase but having less maintenance than equivalent mild steel tanks. Stainless steel contains a high percentage of nickel. Nickel is a product quoted on the commercial markets and has a high fluctuation in exchange rates. There are a few large tank manufacturers who are able to buy stainless steel when the price is low and stockpile large plates for future use. Many of the smaller companies have limited stocks and often buy to order. The price of individual items can therefore vary considerably. Working with stainless steel is harder than with mild steel and thus where shapes and designs are complex the cost increases dramatically. For Bulk Liquid Storage Tanks (as found on commercial tank farms) the assumption is that they have been purchased from a leading stainless steel manufacturer and that the design is that of a typical bulk liquid storage tank. Stainless Steel Tanks situated within Commercial Tank farms and Petroleum depots sit on a bit sand foundation (see separate Description and costings). Most bulk storage tanks are built with a cone up centre however some tanks have a sump in the centre of the tank. In the usual cone up situation the foundations to the tank should be established by reference to plans and sections and costed with reference to BEAMS. The usual earth foundation requires (i) site cleared of vegetable matter, (ii) compacted chemically inert fill, (iii) drainage layer 150mm thick of stable permeable compacted granular construction, (iv) 50mm thick bitumen/sand (Bit sand) layer (laid to correct falls). Drainage, periphery details and sizes are set out in BS 2654 (see: - Cost Guide Bit sand Bases - Section through typical Bit sand Find). Additions for Foundations - For small tanks the addition for this type of foundation will be some 12% whereas for larger tanks a 9% addition is required. A 10% addition for foundations is therefore proposed to ALL BULK STORAGE TANKS where individual costings are not possible. Pro rata with Mild Steel tanks the amount for foundations will be higher reflecting the greater weight in the tank construction. FOUNDATIONS to Bulk Storage Tanks where site details are not known 10% ADDITION to basic tank costs. Notes on Foundations - In some cases the chemically inert fill layer may consist of concrete up to 100mm deep. The 10% addition is still applicable in these cases. For piled and thicker raft foundations under the tank a further addition will be required and these should be calculated with reference to the relevant section in the Cost Guide or after discussion with the BEAMS. | Considered Not Applicable at time of Publication | (BEAMS Note 1) The ERC for this item should be added to the total of the ERC of the other P&M items on the site and the Buildings ERC (where applicable) to enable the correct contract size adjustment to be made. ERC of P&M Items + ERC of Building Component’s = Total ERC (net figure rateable items only) to which contract size adjustment should be applied The 2023 Generic Contractors Test Spreadsheet has this facility built into the programme - it is recommended you undertake all contractors test valuations using this spreadsheet. (Details on the application of contract size adjustments can be found in the RCG 2023 Guidance notes). Where RV is calculated using the comparative method (rental method) the contract size adjustment should be made as follows: Select - SCAT code box ""P and M as an addition” within the 2023 Generic Contractors Test Spreadsheet facility. Or Where the spreadsheet is not used take the: Reciprocal of statutory de-capitalisation rate (i.e. 5% reciprocal = 20) multiply by rateable value of the buildings (before any overall end allowances are made and after making a notional deduction for the land value) and add to the ERC of P&M. Use resultant figure to calculate contract size adjustment. (Guidance Notes - Section 6) | The Cost figures are for Stainless Steel tanks having up to 6 mm thick bottom plates. The scales are suitable to tanks having bottom plate thicknesses of between 5 mm and 8 mm. Tanks with bottom plates of + 8 mm thickness may have an addition of up to 40% to account for extra costs. | Costs do not include for Bitsand foundations, concrete/pile foundations, heating coils, insulation (Rockwood), structural stairways, catwalks, between tank walkways, etc. Stairways that are structures in their own right should be rated (costed and valued) following Class 4 Table 3 stairways. These stairways are for example where spot brackets welded to the tank support the item. In the case where every rung of the staircase is welded to the tank these staircases are NOT rateable as they are not staircases in their own right (Class 4 Table 3) and they do not form an integral part of such an item see Class 4 (b) i.e. they are not part of the structure of the tank. Stairways are usually mild steel, which has been galvanised. | Tanks - Class 4, Table 4 Class 2(d) Draining (e) Supplying Water (f) Protection from hazards. List of accessories 1 and 2. | If under Class 2, whole if Class 2 proviso applies - other than. If under Class 4 Heating coils, Rockwood insulation, paddles. | Foundations, catwalks, bunds, structural staircases, piles, fire protection equipment, high-level walkways. | It is assumed that the item forms part of an average size industrial, commercial or office complex. Where it would be normal to find more than one item in such a hereditament the ERC stated has been adjusted to reflect any number / quantity, discount. These figures are NOT one off figures. | - | Photo 1 - Bulk liquid storage tanks Photo 2 - Chemical storage tanks | - | 20156 |  | m3 | Per cubic metre | 3 - INDUSTRIAL | David Grace | Rob Hughes | 198.4304 | Option 2 | 215.5878 | 8.647% | 434.0787 | 435.0489 | 119.2% | 101.8% | 434.5547 | 119% | Price Book Data | Ryan Hobbs | VOA_GPN_GOV_UK\7246041 | 2020-12-22 | Low | - | Medium | Costs are based on provisional 2021 agreement with agents (email chain saved in Evidence tab). Since CG2023 is currently working from the same TPI start point (322) as CG2021 I have taken the rate without adjustment, and will bulk index closer to publication date. | - | Costs need to be indexed by different indices to general TPI. Some thought will be required to make sure this happens correctly. | NA | Steel | 1.56 | (BEAMS Note 1) The ERC for this item should be added to the total of the ERC of the other P&M items on the site and the Buildings ERC (where applicable) to enable the correct contract size adjustment to be made. ERC of P&M Items + ERC of Building Component’s = Total ERC (net figure rateable items only) to which contract size adjustment should be applied The 2021 Generic Contractors Test Spreadsheet has this facility built into the programme - it is recommended you undertake all contractors test valuations using this spreadsheet. (Details on the application of contract size adjustments can be found in the RCG 2021 Guidance notes). Where RV is calculated using the comparative method (rental method) the contract size adjustment should be made as follows: Select - SCAT code box "P and M as an addition” within the 2021 Generic Contractors Test Spreadsheet facility. Or Where the spreadsheet is not used take the: Reciprocal of statutory de-capitalisation rate (i.e. 5% reciprocal = 20) multiply by rateable value of the buildings (before any overall end allowances are made and after making a notional deduction for the land value) and add to the ERC of P&M. Use resultant figure to calculate contract size adjustment. (Guidance Notes - Section 6) | Photo 1 - Bulk liquid storage tanks Photo 2 - Chemical storage tanks | - | 1 | TRUE
5767 | 215P19 | 7529 | 215P19 | Tanks | Stainless Steel | Vertical Fixed Head - SS304 | Commercial Tank Farms - Specialised | 2750m³ | Tanks found on Commercial Tank Farms and Fuel Depots together with Individual Tanks or clusters of tanks on Major Food Establishments or breweries. They are generally an all stainless steel construction. The tanks are similar in construction to mild steel tanks and similar in design. Their weight pro rata of steel thickness is greater and careful referencing of foundation detail is required. These tanks are usually erected on site built over an existing bit sand foundation (formed under the tank base plate). The bit sand cone is usually formed on an over site concrete base (e.g. 150 mm). This type of tank is intended for processed product storage and normally do not exceed 20,000 cu m in volume. They usually contain either food products i.e. milk, beer, or, aggressive chemicals i.e. dilute acids or alkalis. It is unusual to find in this category floating head tanks. The costs are for fixed head tanks. Fixed roofs are conical and self-supporting made of 5 mm stainless steel plates welded at the edges. The tanks are purpose designed by the tank farm operator and built to their specification. For smaller flat bottomed tanks found in smaller industrial units see 215G09. The design life is at minimum 30 years and their second hand life is long, therefore they are initially more expensive to purchase but having less maintenance than equivalent mild steel tanks. Stainless steel contains a high percentage of nickel. Nickel is a product quoted on the commercial markets and has a high fluctuation in exchange rates. There are a few large tank manufacturers who are able to buy stainless steel when the price is low and stockpile large plates for future use. Many of the smaller companies have limited stocks and often buy to order. The price of individual items can therefore vary considerably. Working with stainless steel is harder than with mild steel and thus where shapes and designs are complex the cost increases dramatically. For Bulk Liquid Storage Tanks (as found on commercial tank farms) the assumption is that they have been purchased from a leading stainless steel manufacturer and that the design is that of a typical bulk liquid storage tank. Stainless Steel Tanks situated within Commercial Tank farms and Petroleum depots sit on a bit sand foundation (see separate Description and costings). Most bulk storage tanks are built with a cone up centre however some tanks have a sump in the centre of the tank. In the usual cone up situation the foundations to the tank should be established by reference to plans and sections and costed with reference to BEAMS. The usual earth foundation requires (i) site cleared of vegetable matter, (ii) compacted chemically inert fill, (iii) drainage layer 150mm thick of stable permeable compacted granular construction, (iv) 50mm thick bitumen/sand (Bit sand) layer (laid to correct falls). Drainage, periphery details and sizes are set out in BS 2654 (see: - Cost Guide Bit sand Bases - Section through typical Bit sand Find). Additions for Foundations - For small tanks the addition for this type of foundation will be some 12% whereas for larger tanks a 9% addition is required. A 10% addition for foundations is therefore proposed to ALL BULK STORAGE TANKS where individual costings are not possible. Pro rata with Mild Steel tanks the amount for foundations will be higher reflecting the greater weight in the tank construction. FOUNDATIONS to Bulk Storage Tanks where site details are not known 10% ADDITION to basic tank costs. Notes on Foundations - In some cases the chemically inert fill layer may consist of concrete up to 100mm deep. The 10% addition is still applicable in these cases. For piled and thicker raft foundations under the tank a further addition will be required and these should be calculated with reference to the relevant section in the Cost Guide or after discussion with the BEAMS. | Considered Not Applicable at time of Publication | (BEAMS Note 1) The ERC for this item should be added to the total of the ERC of the other P&M items on the site and the Buildings ERC (where applicable) to enable the correct contract size adjustment to be made. ERC of P&M Items + ERC of Building Component’s = Total ERC (net figure rateable items only) to which contract size adjustment should be applied The 2023 Generic Contractors Test Spreadsheet has this facility built into the programme - it is recommended you undertake all contractors test valuations using this spreadsheet. (Details on the application of contract size adjustments can be found in the RCG 2023 Guidance notes). Where RV is calculated using the comparative method (rental method) the contract size adjustment should be made as follows: Select - SCAT code box ""P and M as an addition” within the 2023 Generic Contractors Test Spreadsheet facility. Or Where the spreadsheet is not used take the: Reciprocal of statutory de-capitalisation rate (i.e. 5% reciprocal = 20) multiply by rateable value of the buildings (before any overall end allowances are made and after making a notional deduction for the land value) and add to the ERC of P&M. Use resultant figure to calculate contract size adjustment. (Guidance Notes - Section 6) | The Cost figures are for Stainless Steel tanks having up to 6 mm thick bottom plates. The scales are suitable to tanks having bottom plate thicknesses of between 5 mm and 8 mm. Tanks with bottom plates of + 8 mm thickness may have an addition of up to 40% to account for extra costs. | Costs do not include for Bitsand foundations, concrete/pile foundations, heating coils, insulation (Rockwood), structural stairways, catwalks, between tank walkways, etc. Stairways that are structures in their own right should be rated (costed and valued) following Class 4 Table 3 stairways. These stairways are for example where spot brackets welded to the tank support the item. In the case where every rung of the staircase is welded to the tank these staircases are NOT rateable as they are not staircases in their own right (Class 4 Table 3) and they do not form an integral part of such an item see Class 4 (b) i.e. they are not part of the structure of the tank. Stairways are usually mild steel, which has been galvanised. | Tanks - Class 4, Table 4 Class 2(d) Draining (e) Supplying Water (f) Protection from hazards. List of accessories 1 and 2. | If under Class 2, whole if Class 2 proviso applies - other than. If under Class 4 Heating coils, Rockwood insulation, paddles. | Foundations, catwalks, bunds, structural staircases, piles, fire protection equipment, high-level walkways. | It is assumed that the item forms part of an average size industrial, commercial or office complex. Where it would be normal to find more than one item in such a hereditament the ERC stated has been adjusted to reflect any number / quantity, discount. These figures are NOT one off figures. | - | Photo 1 - Bulk liquid storage tanks Photo 2 - Chemical storage tanks | - | 20156 |  | m3 | Per cubic metre | 3 - INDUSTRIAL | David Grace | Rob Hughes | 193.4902 | Option 2 | 210.2204 | 8.647% | 422.2889 | 423.2327 | 118.7% | 101.3% | 422.8782 | 118.6% | Price Book Data | Ryan Hobbs | VOA_GPN_GOV_UK\7246041 | 2020-12-22 | Low | - | Medium | Costs are based on provisional 2021 agreement with agents (email chain saved in Evidence tab). Since CG2023 is currently working from the same TPI start point (322) as CG2021 I have taken the rate without adjustment, and will bulk index closer to publication date. | - | Costs need to be indexed by different indices to general TPI. Some thought will be required to make sure this happens correctly. | NA | Steel | 1.56 | (BEAMS Note 1) The ERC for this item should be added to the total of the ERC of the other P&M items on the site and the Buildings ERC (where applicable) to enable the correct contract size adjustment to be made. ERC of P&M Items + ERC of Building Component’s = Total ERC (net figure rateable items only) to which contract size adjustment should be applied The 2021 Generic Contractors Test Spreadsheet has this facility built into the programme - it is recommended you undertake all contractors test valuations using this spreadsheet. (Details on the application of contract size adjustments can be found in the RCG 2021 Guidance notes). Where RV is calculated using the comparative method (rental method) the contract size adjustment should be made as follows: Select - SCAT code box "P and M as an addition” within the 2021 Generic Contractors Test Spreadsheet facility. Or Where the spreadsheet is not used take the: Reciprocal of statutory de-capitalisation rate (i.e. 5% reciprocal = 20) multiply by rateable value of the buildings (before any overall end allowances are made and after making a notional deduction for the land value) and add to the ERC of P&M. Use resultant figure to calculate contract size adjustment. (Guidance Notes - Section 6) | Photo 1 - Bulk liquid storage tanks Photo 2 - Chemical storage tanks | - | 1 | TRUE
5768 | 215P21 | 7531 | 215P21 | Tanks | Stainless Steel | Vertical Fixed Head - SS304 | Commercial Tank Farms - Specialised | 3000m³ | Tanks found on Commercial Tank Farms and Fuel Depots together with Individual Tanks or clusters of tanks on Major Food Establishments or breweries. They are generally an all stainless steel construction. The tanks are similar in construction to mild steel tanks and similar in design. Their weight pro rata of steel thickness is greater and careful referencing of foundation detail is required. These tanks are usually erected on site built over an existing bit sand foundation (formed under the tank base plate). The bit sand cone is usually formed on an over site concrete base (e.g. 150 mm). This type of tank is intended for processed product storage and normally do not exceed 20,000 cu m in volume. They usually contain either food products i.e. milk, beer, or, aggressive chemicals i.e. dilute acids or alkalis. It is unusual to find in this category floating head tanks. The costs are for fixed head tanks. Fixed roofs are conical and self-supporting made of 5 mm stainless steel plates welded at the edges. The tanks are purpose designed by the tank farm operator and built to their specification. For smaller flat bottomed tanks found in smaller industrial units see 215G09. The design life is at minimum 30 years and their second hand life is long, therefore they are initially more expensive to purchase but having less maintenance than equivalent mild steel tanks. Stainless steel contains a high percentage of nickel. Nickel is a product quoted on the commercial markets and has a high fluctuation in exchange rates. There are a few large tank manufacturers who are able to buy stainless steel when the price is low and stockpile large plates for future use. Many of the smaller companies have limited stocks and often buy to order. The price of individual items can therefore vary considerably. Working with stainless steel is harder than with mild steel and thus where shapes and designs are complex the cost increases dramatically. For Bulk Liquid Storage Tanks (as found on commercial tank farms) the assumption is that they have been purchased from a leading stainless steel manufacturer and that the design is that of a typical bulk liquid storage tank. Stainless Steel Tanks situated within Commercial Tank farms and Petroleum depots sit on a bit sand foundation (see separate Description and costings). Most bulk storage tanks are built with a cone up centre however some tanks have a sump in the centre of the tank. In the usual cone up situation the foundations to the tank should be established by reference to plans and sections and costed with reference to BEAMS. The usual earth foundation requires (i) site cleared of vegetable matter, (ii) compacted chemically inert fill, (iii) drainage layer 150mm thick of stable permeable compacted granular construction, (iv) 50mm thick bitumen/sand (Bit sand) layer (laid to correct falls). Drainage, periphery details and sizes are set out in BS 2654 (see: - Cost Guide Bit sand Bases - Section through typical Bit sand Find). Additions for Foundations - For small tanks the addition for this type of foundation will be some 12% whereas for larger tanks a 9% addition is required. A 10% addition for foundations is therefore proposed to ALL BULK STORAGE TANKS where individual costings are not possible. Pro rata with Mild Steel tanks the amount for foundations will be higher reflecting the greater weight in the tank construction. FOUNDATIONS to Bulk Storage Tanks where site details are not known 10% ADDITION to basic tank costs. Notes on Foundations - In some cases the chemically inert fill layer may consist of concrete up to 100mm deep. The 10% addition is still applicable in these cases. For piled and thicker raft foundations under the tank a further addition will be required and these should be calculated with reference to the relevant section in the Cost Guide or after discussion with the BEAMS. | Considered Not Applicable at time of Publication | (BEAMS Note 1) The ERC for this item should be added to the total of the ERC of the other P&M items on the site and the Buildings ERC (where applicable) to enable the correct contract size adjustment to be made. ERC of P&M Items + ERC of Building Component’s = Total ERC (net figure rateable items only) to which contract size adjustment should be applied The 2023 Generic Contractors Test Spreadsheet has this facility built into the programme - it is recommended you undertake all contractors test valuations using this spreadsheet. (Details on the application of contract size adjustments can be found in the RCG 2023 Guidance notes). Where RV is calculated using the comparative method (rental method) the contract size adjustment should be made as follows: Select - SCAT code box ""P and M as an addition” within the 2023 Generic Contractors Test Spreadsheet facility. Or Where the spreadsheet is not used take the: Reciprocal of statutory de-capitalisation rate (i.e. 5% reciprocal = 20) multiply by rateable value of the buildings (before any overall end allowances are made and after making a notional deduction for the land value) and add to the ERC of P&M. Use resultant figure to calculate contract size adjustment. (Guidance Notes - Section 6) | The Cost figures are for Stainless Steel tanks having up to 6 mm thick bottom plates. The scales are suitable to tanks having bottom plate thicknesses of between 5 mm and 8 mm. Tanks with bottom plates of + 8 mm thickness may have an addition of up to 40% to account for extra costs. | Costs do not include for Bitsand foundations, concrete/pile foundations, heating coils, insulation (Rockwood), structural stairways, catwalks, between tank walkways, etc. Stairways that are structures in their own right should be rated (costed and valued) following Class 4 Table 3 stairways. These stairways are for example where spot brackets welded to the tank support the item. In the case where every rung of the staircase is welded to the tank these staircases are NOT rateable as they are not staircases in their own right (Class 4 Table 3) and they do not form an integral part of such an item see Class 4 (b) i.e. they are not part of the structure of the tank. Stairways are usually mild steel, which has been galvanised. | Tanks - Class 4, Table 4 Class 2(d) Draining (e) Supplying Water (f) Protection from hazards. List of accessories 1 and 2. | If under Class 2, whole if Class 2 proviso applies - other than. If under Class 4 Heating coils, Rockwood insulation, paddles. | Foundations, catwalks, bunds, structural staircases, piles, fire protection equipment, high-level walkways. | It is assumed that the item forms part of an average size industrial, commercial or office complex. Where it would be normal to find more than one item in such a hereditament the ERC stated has been adjusted to reflect any number / quantity, discount. These figures are NOT one off figures. | - | Photo 1 - Bulk liquid storage tanks Photo 2 - Chemical storage tanks | - | 20156 |  | m3 | Per cubic metre | 3 - INDUSTRIAL | David Grace | Rob Hughes | 189.8 | Option 2 | 206.2112 | 8.647% | 410.4991 | 411.4166 | 116.8% | 99.51% | 411.8658 | 117% | Price Book Data | Ryan Hobbs | VOA_GPN_GOV_UK\7246041 | 2022-07-05 | Low | - | Medium | Costs are based on provisional 2021 agreement with agents (email chain saved in Evidence tab). Since CG2023 is currently working from the same TPI start point (322) as CG2021 I have taken the rate without adjustment, and will bulk index closer to publication date. | - | Costs need to be indexed by different indices to general TPI. Some thought will be required to make sure this happens correctly. | NA | Steel | 1.56 | (BEAMS Note 1) The ERC for this item should be added to the total of the ERC of the other P&M items on the site and the Buildings ERC (where applicable) to enable the correct contract size adjustment to be made. ERC of P&M Items + ERC of Building Component’s = Total ERC (net figure rateable items only) to which contract size adjustment should be applied The 2021 Generic Contractors Test Spreadsheet has this facility built into the programme - it is recommended you undertake all contractors test valuations using this spreadsheet. (Details on the application of contract size adjustments can be found in the RCG 2021 Guidance notes). Where RV is calculated using the comparative method (rental method) the contract size adjustment should be made as follows: Select - SCAT code box "P and M as an addition” within the 2021 Generic Contractors Test Spreadsheet facility. Or Where the spreadsheet is not used take the: Reciprocal of statutory de-capitalisation rate (i.e. 5% reciprocal = 20) multiply by rateable value of the buildings (before any overall end allowances are made and after making a notional deduction for the land value) and add to the ERC of P&M. Use resultant figure to calculate contract size adjustment. (Guidance Notes - Section 6) | Photo 1 - Bulk liquid storage tanks Photo 2 - Chemical storage tanks | - | 1 | TRUE
5769 | 215P23 | 7533 | 215P23 | Tanks | Stainless Steel | Vertical Fixed Head - SS304 | Commercial Tank Farms - Specialised | 3500m³ | Tanks found on Commercial Tank Farms and Fuel Depots together with Individual Tanks or clusters of tanks on Major Food Establishments or breweries. They are generally an all stainless steel construction. The tanks are similar in construction to mild steel tanks and similar in design. Their weight pro rata of steel thickness is greater and careful referencing of foundation detail is required. These tanks are usually erected on site built over an existing bit sand foundation (formed under the tank base plate). The bit sand cone is usually formed on an over site concrete base (e.g. 150 mm). This type of tank is intended for processed product storage and normally do not exceed 20,000 cu m in volume. They usually contain either food products i.e. milk, beer, or, aggressive chemicals i.e. dilute acids or alkalis. It is unusual to find in this category floating head tanks. The costs are for fixed head tanks. Fixed roofs are conical and self-supporting made of 5 mm stainless steel plates welded at the edges. The tanks are purpose designed by the tank farm operator and built to their specification. For smaller flat bottomed tanks found in smaller industrial units see 215G09. The design life is at minimum 30 years and their second hand life is long, therefore they are initially more expensive to purchase but having less maintenance than equivalent mild steel tanks. Stainless steel contains a high percentage of nickel. Nickel is a product quoted on the commercial markets and has a high fluctuation in exchange rates. There are a few large tank manufacturers who are able to buy stainless steel when the price is low and stockpile large plates for future use. Many of the smaller companies have limited stocks and often buy to order. The price of individual items can therefore vary considerably. Working with stainless steel is harder than with mild steel and thus where shapes and designs are complex the cost increases dramatically. For Bulk Liquid Storage Tanks (as found on commercial tank farms) the assumption is that they have been purchased from a leading stainless steel manufacturer and that the design is that of a typical bulk liquid storage tank. Stainless Steel Tanks situated within Commercial Tank farms and Petroleum depots sit on a bit sand foundation (see separate Description and costings). Most bulk storage tanks are built with a cone up centre however some tanks have a sump in the centre of the tank. In the usual cone up situation the foundations to the tank should be established by reference to plans and sections and costed with reference to BEAMS. The usual earth foundation requires (i) site cleared of vegetable matter, (ii) compacted chemically inert fill, (iii) drainage layer 150mm thick of stable permeable compacted granular construction, (iv) 50mm thick bitumen/sand (Bit sand) layer (laid to correct falls). Drainage, periphery details and sizes are set out in BS 2654 (see: - Cost Guide Bit sand Bases - Section through typical Bit sand Find). Additions for Foundations - For small tanks the addition for this type of foundation will be some 12% whereas for larger tanks a 9% addition is required. A 10% addition for foundations is therefore proposed to ALL BULK STORAGE TANKS where individual costings are not possible. Pro rata with Mild Steel tanks the amount for foundations will be higher reflecting the greater weight in the tank construction. FOUNDATIONS to Bulk Storage Tanks where site details are not known 10% ADDITION to basic tank costs. Notes on Foundations - In some cases the chemically inert fill layer may consist of concrete up to 100mm deep. The 10% addition is still applicable in these cases. For piled and thicker raft foundations under the tank a further addition will be required and these should be calculated with reference to the relevant section in the Cost Guide or after discussion with the BEAMS. | Considered Not Applicable at time of Publication | (BEAMS Note 1) The ERC for this item should be added to the total of the ERC of the other P&M items on the site and the Buildings ERC (where applicable) to enable the correct contract size adjustment to be made. ERC of P&M Items + ERC of Building Component’s = Total ERC (net figure rateable items only) to which contract size adjustment should be applied The 2023 Generic Contractors Test Spreadsheet has this facility built into the programme - it is recommended you undertake all contractors test valuations using this spreadsheet. (Details on the application of contract size adjustments can be found in the RCG 2023 Guidance notes). Where RV is calculated using the comparative method (rental method) the contract size adjustment should be made as follows: Select - SCAT code box ""P and M as an addition” within the 2023 Generic Contractors Test Spreadsheet facility. Or Where the spreadsheet is not used take the: Reciprocal of statutory de-capitalisation rate (i.e. 5% reciprocal = 20) multiply by rateable value of the buildings (before any overall end allowances are made and after making a notional deduction for the land value) and add to the ERC of P&M. Use resultant figure to calculate contract size adjustment. (Guidance Notes - Section 6) | The Cost figures are for Stainless Steel tanks having up to 6 mm thick bottom plates. The scales are suitable to tanks having bottom plate thicknesses of between 5 mm and 8 mm. Tanks with bottom plates of + 8 mm thickness may have an addition of up to 40% to account for extra costs. | Costs do not include for Bitsand foundations, concrete/pile foundations, heating coils, insulation (Rockwood), structural stairways, catwalks, between tank walkways, etc. Stairways that are structures in their own right should be rated (costed and valued) following Class 4 Table 3 stairways. These stairways are for example where spot brackets welded to the tank support the item. In the case where every rung of the staircase is welded to the tank these staircases are NOT rateable as they are not staircases in their own right (Class 4 Table 3) and they do not form an integral part of such an item see Class 4 (b) i.e. they are not part of the structure of the tank. Stairways are usually mild steel, which has been galvanised. | Tanks - Class 4, Table 4 Class 2(d) Draining (e) Supplying Water (f) Protection from hazards. List of accessories 1 and 2. | If under Class 2, whole if Class 2 proviso applies - other than. If under Class 4 Heating coils, Rockwood insulation, paddles. | Foundations, catwalks, bunds, structural staircases, piles, fire protection equipment, high-level walkways. | It is assumed that the item forms part of an average size industrial, commercial or office complex. Where it would be normal to find more than one item in such a hereditament the ERC stated has been adjusted to reflect any number / quantity, discount. These figures are NOT one off figures. | - | Photo 1 - Bulk liquid storage tanks Photo 2 - Chemical storage tanks | - | 20156 |  | m3 | Per cubic metre | 3 - INDUSTRIAL | David Grace | Rob Hughes | 177.8647 | Option 2 | 193.2439 | 8.647% | 382.6324 | 383.4875 | 115.6% | 98.45% | 383.1972 | 115.4% | Price Book Data | Ryan Hobbs | VOA_GPN_GOV_UK\7246041 | 2020-12-22 | Low | - | Medium | Costs are based on provisional 2021 agreement with agents (email chain saved in Evidence tab). Since CG2023 is currently working from the same TPI start point (322) as CG2021 I have taken the rate without adjustment, and will bulk index closer to publication date. | - | Costs need to be indexed by different indices to general TPI. Some thought will be required to make sure this happens correctly. | NA | Steel | 1.56 | (BEAMS Note 1) The ERC for this item should be added to the total of the ERC of the other P&M items on the site and the Buildings ERC (where applicable) to enable the correct contract size adjustment to be made. ERC of P&M Items + ERC of Building Component’s = Total ERC (net figure rateable items only) to which contract size adjustment should be applied The 2021 Generic Contractors Test Spreadsheet has this facility built into the programme - it is recommended you undertake all contractors test valuations using this spreadsheet. (Details on the application of contract size adjustments can be found in the RCG 2021 Guidance notes). Where RV is calculated using the comparative method (rental method) the contract size adjustment should be made as follows: Select - SCAT code box "P and M as an addition” within the 2021 Generic Contractors Test Spreadsheet facility. Or Where the spreadsheet is not used take the: Reciprocal of statutory de-capitalisation rate (i.e. 5% reciprocal = 20) multiply by rateable value of the buildings (before any overall end allowances are made and after making a notional deduction for the land value) and add to the ERC of P&M. Use resultant figure to calculate contract size adjustment. (Guidance Notes - Section 6) | Photo 1 - Bulk liquid storage tanks Photo 2 - Chemical storage tanks | - | 1 | FALSE
5770 | 215P25 | 7535 | 215P25 | Tanks | Stainless Steel | Vertical Fixed Head - SS304 | Commercial Tank Farms - Specialised | 4000m³ | Tanks found on Commercial Tank Farms and Fuel Depots together with Individual Tanks or clusters of tanks on Major Food Establishments or breweries. They are generally an all stainless steel construction. The tanks are similar in construction to mild steel tanks and similar in design. Their weight pro rata of steel thickness is greater and careful referencing of foundation detail is required. These tanks are usually erected on site built over an existing bit sand foundation (formed under the tank base plate). The bit sand cone is usually formed on an over site concrete base (e.g. 150 mm). This type of tank is intended for processed product storage and normally do not exceed 20,000 cu m in volume. They usually contain either food products i.e. milk, beer, or, aggressive chemicals i.e. dilute acids or alkalis. It is unusual to find in this category floating head tanks. The costs are for fixed head tanks. Fixed roofs are conical and self-supporting made of 5 mm stainless steel plates welded at the edges. The tanks are purpose designed by the tank farm operator and built to their specification. For smaller flat bottomed tanks found in smaller industrial units see 215G09. The design life is at minimum 30 years and their second hand life is long, therefore they are initially more expensive to purchase but having less maintenance than equivalent mild steel tanks. Stainless steel contains a high percentage of nickel. Nickel is a product quoted on the commercial markets and has a high fluctuation in exchange rates. There are a few large tank manufacturers who are able to buy stainless steel when the price is low and stockpile large plates for future use. Many of the smaller companies have limited stocks and often buy to order. The price of individual items can therefore vary considerably. Working with stainless steel is harder than with mild steel and thus where shapes and designs are complex the cost increases dramatically. For Bulk Liquid Storage Tanks (as found on commercial tank farms) the assumption is that they have been purchased from a leading stainless steel manufacturer and that the design is that of a typical bulk liquid storage tank. Stainless Steel Tanks situated within Commercial Tank farms and Petroleum depots sit on a bit sand foundation (see separate Description and costings). Most bulk storage tanks are built with a cone up centre however some tanks have a sump in the centre of the tank. In the usual cone up situation the foundations to the tank should be established by reference to plans and sections and costed with reference to BEAMS. The usual earth foundation requires (i) site cleared of vegetable matter, (ii) compacted chemically inert fill, (iii) drainage layer 150mm thick of stable permeable compacted granular construction, (iv) 50mm thick bitumen/sand (Bit sand) layer (laid to correct falls). Drainage, periphery details and sizes are set out in BS 2654 (see: - Cost Guide Bit sand Bases - Section through typical Bit sand Find). Additions for Foundations - For small tanks the addition for this type of foundation will be some 12% whereas for larger tanks a 9% addition is required. A 10% addition for foundations is therefore proposed to ALL BULK STORAGE TANKS where individual costings are not possible. Pro rata with Mild Steel tanks the amount for foundations will be higher reflecting the greater weight in the tank construction. FOUNDATIONS to Bulk Storage Tanks where site details are not known 10% ADDITION to basic tank costs. Notes on Foundations - In some cases the chemically inert fill layer may consist of concrete up to 100mm deep. The 10% addition is still applicable in these cases. For piled and thicker raft foundations under the tank a further addition will be required and these should be calculated with reference to the relevant section in the Cost Guide or after discussion with the BEAMS. | Considered Not Applicable at time of Publication | (BEAMS Note 1) The ERC for this item should be added to the total of the ERC of the other P&M items on the site and the Buildings ERC (where applicable) to enable the correct contract size adjustment to be made. ERC of P&M Items + ERC of Building Component’s = Total ERC (net figure rateable items only) to which contract size adjustment should be applied The 2023 Generic Contractors Test Spreadsheet has this facility built into the programme - it is recommended you undertake all contractors test valuations using this spreadsheet. (Details on the application of contract size adjustments can be found in the RCG 2023 Guidance notes). Where RV is calculated using the comparative method (rental method) the contract size adjustment should be made as follows: Select - SCAT code box ""P and M as an addition” within the 2023 Generic Contractors Test Spreadsheet facility. Or Where the spreadsheet is not used take the: Reciprocal of statutory de-capitalisation rate (i.e. 5% reciprocal = 20) multiply by rateable value of the buildings (before any overall end allowances are made and after making a notional deduction for the land value) and add to the ERC of P&M. Use resultant figure to calculate contract size adjustment. (Guidance Notes - Section 6) | The Cost figures are for Stainless Steel tanks having up to 6 mm thick bottom plates. The scales are suitable to tanks having bottom plate thicknesses of between 5 mm and 8 mm. Tanks with bottom plates of + 8 mm thickness may have an addition of up to 40% to account for extra costs. | Costs do not include for Bitsand foundations, concrete/pile foundations, heating coils, insulation (Rockwood), structural stairways, catwalks, between tank walkways, etc. Stairways that are structures in their own right should be rated (costed and valued) following Class 4 Table 3 stairways. These stairways are for example where spot brackets welded to the tank support the item. In the case where every rung of the staircase is welded to the tank these staircases are NOT rateable as they are not staircases in their own right (Class 4 Table 3) and they do not form an integral part of such an item see Class 4 (b) i.e. they are not part of the structure of the tank. Stairways are usually mild steel, which has been galvanised. | Tanks - Class 4, Table 4 Class 2(d) Draining (e) Supplying Water (f) Protection from hazards. List of accessories 1 and 2. | If under Class 2, whole if Class 2 proviso applies - other than. If under Class 4 Heating coils, Rockwood insulation, paddles. | Foundations, catwalks, bunds, structural staircases, piles, fire protection equipment, high-level walkways. | It is assumed that the item forms part of an average size industrial, commercial or office complex. Where it would be normal to find more than one item in such a hereditament the ERC stated has been adjusted to reflect any number / quantity, discount. These figures are NOT one off figures. | - | Photo 1 - Bulk liquid storage tanks Photo 2 - Chemical storage tanks | - | 20156 |  | m3 | Per cubic metre | 3 - INDUSTRIAL | David Grace | Rob Hughes | 170.2789 | Option 2 | 185.0022 | 8.647% | 359.0528 | 359.8552 | 111.3% | 94.51% | 359.4578 | 111.1% | Price Book Data | Ryan Hobbs | VOA_GPN_GOV_UK\7246041 | 2022-07-29 | Low | - | Medium | Costs are based on provisional 2021 agreement with agents (email chain saved in Evidence tab). Since CG2023 is currently working from the same TPI start point (322) as CG2021 I have taken the rate without adjustment, and will bulk index closer to publication date. | - | Costs need to be indexed by different indices to general TPI. Some thought will be required to make sure this happens correctly. | NA | Steel | 1.56 | (BEAMS Note 1) The ERC for this item should be added to the total of the ERC of the other P&M items on the site and the Buildings ERC (where applicable) to enable the correct contract size adjustment to be made. ERC of P&M Items + ERC of Building Component’s = Total ERC (net figure rateable items only) to which contract size adjustment should be applied The 2021 Generic Contractors Test Spreadsheet has this facility built into the programme - it is recommended you undertake all contractors test valuations using this spreadsheet. (Details on the application of contract size adjustments can be found in the RCG 2021 Guidance notes). Where RV is calculated using the comparative method (rental method) the contract size adjustment should be made as follows: Select - SCAT code box "P and M as an addition” within the 2021 Generic Contractors Test Spreadsheet facility. Or Where the spreadsheet is not used take the: Reciprocal of statutory de-capitalisation rate (i.e. 5% reciprocal = 20) multiply by rateable value of the buildings (before any overall end allowances are made and after making a notional deduction for the land value) and add to the ERC of P&M. Use resultant figure to calculate contract size adjustment. (Guidance Notes - Section 6) | Photo 1 - Bulk liquid storage tanks Photo 2 - Chemical storage tanks | - | 1 | TRUE
5771 | 215P27 | 7540 | 215P27 | Tanks | Stainless Steel | Vertical Fixed Head - SS304 | Commercial Tank Farms - Specialised | 5000m³ | Tanks found on Commercial Tank Farms and Fuel Depots together with Individual Tanks or clusters of tanks on Major Food Establishments or breweries. They are generally an all stainless steel construction. The tanks are similar in construction to mild steel tanks and similar in design. Their weight pro rata of steel thickness is greater and careful referencing of foundation detail is required. These tanks are usually erected on site built over an existing bit sand foundation (formed under the tank base plate). The bit sand cone is usually formed on an over site concrete base (e.g. 150 mm). This type of tank is intended for processed product storage and normally do not exceed 20,000 cu m in volume. They usually contain either food products i.e. milk, beer, or, aggressive chemicals i.e. dilute acids or alkalis. It is unusual to find in this category floating head tanks. The costs are for fixed head tanks. Fixed roofs are conical and self-supporting made of 5 mm stainless steel plates welded at the edges. The tanks are purpose designed by the tank farm operator and built to their specification. For smaller flat bottomed tanks found in smaller industrial units see 215G09. The design life is at minimum 30 years and their second hand life is long, therefore they are initially more expensive to purchase but having less maintenance than equivalent mild steel tanks. Stainless steel contains a high percentage of nickel. Nickel is a product quoted on the commercial markets and has a high fluctuation in exchange rates. There are a few large tank manufacturers who are able to buy stainless steel when the price is low and stockpile large plates for future use. Many of the smaller companies have limited stocks and often buy to order. The price of individual items can therefore vary considerably. Working with stainless steel is harder than with mild steel and thus where shapes and designs are complex the cost increases dramatically. For Bulk Liquid Storage Tanks (as found on commercial tank farms) the assumption is that they have been purchased from a leading stainless steel manufacturer and that the design is that of a typical bulk liquid storage tank. Stainless Steel Tanks situated within Commercial Tank farms and Petroleum depots sit on a bit sand foundation (see separate Description and costings). Most bulk storage tanks are built with a cone up centre however some tanks have a sump in the centre of the tank. In the usual cone up situation the foundations to the tank should be established by reference to plans and sections and costed with reference to BEAMS. The usual earth foundation requires (i) site cleared of vegetable matter, (ii) compacted chemically inert fill, (iii) drainage layer 150mm thick of stable permeable compacted granular construction, (iv) 50mm thick bitumen/sand (Bit sand) layer (laid to correct falls). Drainage, periphery details and sizes are set out in BS 2654 (see: - Cost Guide Bit sand Bases - Section through typical Bit sand Find). Additions for Foundations - For small tanks the addition for this type of foundation will be some 12% whereas for larger tanks a 9% addition is required. A 10% addition for foundations is therefore proposed to ALL BULK STORAGE TANKS where individual costings are not possible. Pro rata with Mild Steel tanks the amount for foundations will be higher reflecting the greater weight in the tank construction. FOUNDATIONS to Bulk Storage Tanks where site details are not known 10% ADDITION to basic tank costs. Notes on Foundations - In some cases the chemically inert fill layer may consist of concrete up to 100mm deep. The 10% addition is still applicable in these cases. For piled and thicker raft foundations under the tank a further addition will be required and these should be calculated with reference to the relevant section in the Cost Guide or after discussion with the BEAMS. | Considered Not Applicable at time of Publication | (BEAMS Note 1) The ERC for this item should be added to the total of the ERC of the other P&M items on the site and the Buildings ERC (where applicable) to enable the correct contract size adjustment to be made. ERC of P&M Items + ERC of Building Component’s = Total ERC (net figure rateable items only) to which contract size adjustment should be applied The 2023 Generic Contractors Test Spreadsheet has this facility built into the programme - it is recommended you undertake all contractors test valuations using this spreadsheet. (Details on the application of contract size adjustments can be found in the RCG 2023 Guidance notes). Where RV is calculated using the comparative method (rental method) the contract size adjustment should be made as follows: Select - SCAT code box ""P and M as an addition” within the 2023 Generic Contractors Test Spreadsheet facility. Or Where the spreadsheet is not used take the: Reciprocal of statutory de-capitalisation rate (i.e. 5% reciprocal = 20) multiply by rateable value of the buildings (before any overall end allowances are made and after making a notional deduction for the land value) and add to the ERC of P&M. Use resultant figure to calculate contract size adjustment. (Guidance Notes - Section 6) | The Cost figures are for Stainless Steel tanks having up to 6 mm thick bottom plates. The scales are suitable to tanks having bottom plate thicknesses of between 5 mm and 8 mm. Tanks with bottom plates of + 8 mm thickness may have an addition of up to 40% to account for extra costs. | Costs do not include for Bitsand foundations, concrete/pile foundations, heating coils, insulation (Rockwood), structural stairways, catwalks, between tank walkways, etc. Stairways that are structures in their own right should be rated (costed and valued) following Class 4 Table 3 stairways. These stairways are for example where spot brackets welded to the tank support the item. In the case where every rung of the staircase is welded to the tank these staircases are NOT rateable as they are not staircases in their own right (Class 4 Table 3) and they do not form an integral part of such an item see Class 4 (b) i.e. they are not part of the structure of the tank. Stairways are usually mild steel, which has been galvanised. | Tanks - Class 4, Table 4 Class 2(d) Draining (e) Supplying Water (f) Protection from hazards. List of accessories 1 and 2. | If under Class 2, whole if Class 2 proviso applies - other than. If under Class 4 Heating coils, Rockwood insulation, paddles. | Foundations, catwalks, bunds, structural staircases, piles, fire protection equipment, high-level walkways. | It is assumed that the item forms part of an average size industrial, commercial or office complex. Where it would be normal to find more than one item in such a hereditament the ERC stated has been adjusted to reflect any number / quantity, discount. These figures are NOT one off figures. | - | Photo 1 - Bulk liquid storage tanks Photo 2 - Chemical storage tanks | - | 20156 |  | m3 | Per cubic metre | 3 - INDUSTRIAL | David Grace | Rob Hughes | 156.5627 | Option 2 | 170.1 | 8.647% | 327.9706 | 328.7036 | 110% | 93.24% | 328.1696 | 109.6% | Price Book Data | Ryan Hobbs | VOA_GPN_GOV_UK\7246041 | 2022-07-05 | Low | - | Medium | Costs are based on provisional 2021 agreement with agents (email chain saved in Evidence tab). Since CG2023 is currently working from the same TPI start point (322) as CG2021 I have taken the rate without adjustment, and will bulk index closer to publication date. | - | Costs need to be indexed by different indices to general TPI. Some thought will be required to make sure this happens correctly. | NA | Steel | 1.56 | (BEAMS Note 1) The ERC for this item should be added to the total of the ERC of the other P&M items on the site and the Buildings ERC (where applicable) to enable the correct contract size adjustment to be made. ERC of P&M Items + ERC of Building Component’s = Total ERC (net figure rateable items only) to which contract size adjustment should be applied The 2021 Generic Contractors Test Spreadsheet has this facility built into the programme - it is recommended you undertake all contractors test valuations using this spreadsheet. (Details on the application of contract size adjustments can be found in the RCG 2021 Guidance notes). Where RV is calculated using the comparative method (rental method) the contract size adjustment should be made as follows: Select - SCAT code box "P and M as an addition” within the 2021 Generic Contractors Test Spreadsheet facility. Or Where the spreadsheet is not used take the: Reciprocal of statutory de-capitalisation rate (i.e. 5% reciprocal = 20) multiply by rateable value of the buildings (before any overall end allowances are made and after making a notional deduction for the land value) and add to the ERC of P&M. Use resultant figure to calculate contract size adjustment. (Guidance Notes - Section 6) | Photo 1 - Bulk liquid storage tanks Photo 2 - Chemical storage tanks | - | 1 | TRUE
5772 | 215P29 | 7542 | 215P29 | Tanks | Stainless Steel | Vertical Fixed Head - SS304 | Commercial Tank Farms - Specialised | 6000m³ | Tanks found on Commercial Tank Farms and Fuel Depots together with Individual Tanks or clusters of tanks on Major Food Establishments or breweries. They are generally an all stainless steel construction. The tanks are similar in construction to mild steel tanks and similar in design. Their weight pro rata of steel thickness is greater and careful referencing of foundation detail is required. These tanks are usually erected on site built over an existing bit sand foundation (formed under the tank base plate). The bit sand cone is usually formed on an over site concrete base (e.g. 150 mm). This type of tank is intended for processed product storage and normally do not exceed 20,000 cu m in volume. They usually contain either food products i.e. milk, beer, or, aggressive chemicals i.e. dilute acids or alkalis. It is unusual to find in this category floating head tanks. The costs are for fixed head tanks. Fixed roofs are conical and self-supporting made of 5 mm stainless steel plates welded at the edges. The tanks are purpose designed by the tank farm operator and built to their specification. For smaller flat bottomed tanks found in smaller industrial units see 215G09. The design life is at minimum 30 years and their second hand life is long, therefore they are initially more expensive to purchase but having less maintenance than equivalent mild steel tanks. Stainless steel contains a high percentage of nickel. Nickel is a product quoted on the commercial markets and has a high fluctuation in exchange rates. There are a few large tank manufacturers who are able to buy stainless steel when the price is low and stockpile large plates for future use. Many of the smaller companies have limited stocks and often buy to order. The price of individual items can therefore vary considerably. Working with stainless steel is harder than with mild steel and thus where shapes and designs are complex the cost increases dramatically. For Bulk Liquid Storage Tanks (as found on commercial tank farms) the assumption is that they have been purchased from a leading stainless steel manufacturer and that the design is that of a typical bulk liquid storage tank. Stainless Steel Tanks situated within Commercial Tank farms and Petroleum depots sit on a bit sand foundation (see separate Description and costings). Most bulk storage tanks are built with a cone up centre however some tanks have a sump in the centre of the tank. In the usual cone up situation the foundations to the tank should be established by reference to plans and sections and costed with reference to BEAMS. The usual earth foundation requires (i) site cleared of vegetable matter, (ii) compacted chemically inert fill, (iii) drainage layer 150mm thick of stable permeable compacted granular construction, (iv) 50mm thick bitumen/sand (Bit sand) layer (laid to correct falls). Drainage, periphery details and sizes are set out in BS 2654 (see: - Cost Guide Bit sand Bases - Section through typical Bit sand Find). Additions for Foundations - For small tanks the addition for this type of foundation will be some 12% whereas for larger tanks a 9% addition is required. A 10% addition for foundations is therefore proposed to ALL BULK STORAGE TANKS where individual costings are not possible. Pro rata with Mild Steel tanks the amount for foundations will be higher reflecting the greater weight in the tank construction. FOUNDATIONS to Bulk Storage Tanks where site details are not known 10% ADDITION to basic tank costs. Notes on Foundations - In some cases the chemically inert fill layer may consist of concrete up to 100mm deep. The 10% addition is still applicable in these cases. For piled and thicker raft foundations under the tank a further addition will be required and these should be calculated with reference to the relevant section in the Cost Guide or after discussion with the BEAMS. | Considered Not Applicable at time of Publication | (BEAMS Note 1) The ERC for this item should be added to the total of the ERC of the other P&M items on the site and the Buildings ERC (where applicable) to enable the correct contract size adjustment to be made. ERC of P&M Items + ERC of Building Component’s = Total ERC (net figure rateable items only) to which contract size adjustment should be applied The 2023 Generic Contractors Test Spreadsheet has this facility built into the programme - it is recommended you undertake all contractors test valuations using this spreadsheet. (Details on the application of contract size adjustments can be found in the RCG 2023 Guidance notes). Where RV is calculated using the comparative method (rental method) the contract size adjustment should be made as follows: Select - SCAT code box ""P and M as an addition” within the 2023 Generic Contractors Test Spreadsheet facility. Or Where the spreadsheet is not used take the: Reciprocal of statutory de-capitalisation rate (i.e. 5% reciprocal = 20) multiply by rateable value of the buildings (before any overall end allowances are made and after making a notional deduction for the land value) and add to the ERC of P&M. Use resultant figure to calculate contract size adjustment. (Guidance Notes - Section 6) | The Cost figures are for Stainless Steel tanks having up to 6 mm thick bottom plates. The scales are suitable to tanks having bottom plate thicknesses of between 5 mm and 8 mm. Tanks with bottom plates of + 8 mm thickness may have an addition of up to 40% to account for extra costs. | Costs do not include for Bitsand foundations, concrete/pile foundations, heating coils, insulation (Rockwood), structural stairways, catwalks, between tank walkways, etc. Stairways that are structures in their own right should be rated (costed and valued) following Class 4 Table 3 stairways. These stairways are for example where spot brackets welded to the tank support the item. In the case where every rung of the staircase is welded to the tank these staircases are NOT rateable as they are not staircases in their own right (Class 4 Table 3) and they do not form an integral part of such an item see Class 4 (b) i.e. they are not part of the structure of the tank. Stairways are usually mild steel, which has been galvanised. | Tanks - Class 4, Table 4 Class 2(d) Draining (e) Supplying Water (f) Protection from hazards. List of accessories 1 and 2. | If under Class 2, whole if Class 2 proviso applies - other than. If under Class 4 Heating coils, Rockwood insulation, paddles. | Foundations, catwalks, bunds, structural staircases, piles, fire protection equipment, high-level walkways. | It is assumed that the item forms part of an average size industrial, commercial or office complex. Where it would be normal to find more than one item in such a hereditament the ERC stated has been adjusted to reflect any number / quantity, discount. These figures are NOT one off figures. | - | Photo 1 - Bulk liquid storage tanks Photo 2 - Chemical storage tanks | - | 20156 |  | m3 | Per cubic metre | 3 - INDUSTRIAL | David Grace | Rob Hughes | 209.1792 | Option 3 | 227.266 | 8.647% | 299.032 | 299.7003 | 43.27% | 31.87% | 300.0763 | 43.45% | Price Book Data | Ryan Hobbs | VOA_GPN_GOV_UK\7246041 | 2020-12-22 | Low | - | Medium | Costs are based on provisional 2021 agreement with agents (email chain saved in Evidence tab). Since CG2023 is currently working from the same TPI start point (322) as CG2021 I have taken the rate without adjustment, and will bulk index closer to publication date. | - | Costs need to be indexed by different indices to general TPI. Some thought will be required to make sure this happens correctly. | NA | Steel | 1.56 | (BEAMS Note 1) The ERC for this item should be added to the total of the ERC of the other P&M items on the site and the Buildings ERC (where applicable) to enable the correct contract size adjustment to be made. ERC of P&M Items + ERC of Building Component’s = Total ERC (net figure rateable items only) to which contract size adjustment should be applied The 2021 Generic Contractors Test Spreadsheet has this facility built into the programme - it is recommended you undertake all contractors test valuations using this spreadsheet. (Details on the application of contract size adjustments can be found in the RCG 2021 Guidance notes). Where RV is calculated using the comparative method (rental method) the contract size adjustment should be made as follows: Select - SCAT code box "P and M as an addition” within the 2021 Generic Contractors Test Spreadsheet facility. Or Where the spreadsheet is not used take the: Reciprocal of statutory de-capitalisation rate (i.e. 5% reciprocal = 20) multiply by rateable value of the buildings (before any overall end allowances are made and after making a notional deduction for the land value) and add to the ERC of P&M. Use resultant figure to calculate contract size adjustment. (Guidance Notes - Section 6) | Photo 1 - Bulk liquid storage tanks Photo 2 - Chemical storage tanks | - | 1 | TRUE
5773 | 215P31 | 7544 | 215P31 | Tanks | Stainless Steel | Vertical Fixed Head - SS304 | Commercial Tank Farms - Specialised | 7000m³ | Tanks found on Commercial Tank Farms and Fuel Depots together with Individual Tanks or clusters of tanks on Major Food Establishments or breweries. They are generally an all stainless steel construction. The tanks are similar in construction to mild steel tanks and similar in design. Their weight pro rata of steel thickness is greater and careful referencing of foundation detail is required. These tanks are usually erected on site built over an existing bit sand foundation (formed under the tank base plate). The bit sand cone is usually formed on an over site concrete base (e.g. 150 mm). This type of tank is intended for processed product storage and normally do not exceed 20,000 cu m in volume. They usually contain either food products i.e. milk, beer, or, aggressive chemicals i.e. dilute acids or alkalis. It is unusual to find in this category floating head tanks. The costs are for fixed head tanks. Fixed roofs are conical and self-supporting made of 5 mm stainless steel plates welded at the edges. The tanks are purpose designed by the tank farm operator and built to their specification. For smaller flat bottomed tanks found in smaller industrial units see 215G09. The design life is at minimum 30 years and their second hand life is long, therefore they are initially more expensive to purchase but having less maintenance than equivalent mild steel tanks. Stainless steel contains a high percentage of nickel. Nickel is a product quoted on the commercial markets and has a high fluctuation in exchange rates. There are a few large tank manufacturers who are able to buy stainless steel when the price is low and stockpile large plates for future use. Many of the smaller companies have limited stocks and often buy to order. The price of individual items can therefore vary considerably. Working with stainless steel is harder than with mild steel and thus where shapes and designs are complex the cost increases dramatically. For Bulk Liquid Storage Tanks (as found on commercial tank farms) the assumption is that they have been purchased from a leading stainless steel manufacturer and that the design is that of a typical bulk liquid storage tank. Stainless Steel Tanks situated within Commercial Tank farms and Petroleum depots sit on a bit sand foundation (see separate Description and costings). Most bulk storage tanks are built with a cone up centre however some tanks have a sump in the centre of the tank. In the usual cone up situation the foundations to the tank should be established by reference to plans and sections and costed with reference to BEAMS. The usual earth foundation requires (i) site cleared of vegetable matter, (ii) compacted chemically inert fill, (iii) drainage layer 150mm thick of stable permeable compacted granular construction, (iv) 50mm thick bitumen/sand (Bit sand) layer (laid to correct falls). Drainage, periphery details and sizes are set out in BS 2654 (see: - Cost Guide Bit sand Bases - Section through typical Bit sand Find). Additions for Foundations - For small tanks the addition for this type of foundation will be some 12% whereas for larger tanks a 9% addition is required. A 10% addition for foundations is therefore proposed to ALL BULK STORAGE TANKS where individual costings are not possible. Pro rata with Mild Steel tanks the amount for foundations will be higher reflecting the greater weight in the tank construction. FOUNDATIONS to Bulk Storage Tanks where site details are not known 10% ADDITION to basic tank costs. Notes on Foundations - In some cases the chemically inert fill layer may consist of concrete up to 100mm deep. The 10% addition is still applicable in these cases. For piled and thicker raft foundations under the tank a further addition will be required and these should be calculated with reference to the relevant section in the Cost Guide or after discussion with the BEAMS. | Considered Not Applicable at time of Publication | (BEAMS Note 1) The ERC for this item should be added to the total of the ERC of the other P&M items on the site and the Buildings ERC (where applicable) to enable the correct contract size adjustment to be made. ERC of P&M Items + ERC of Building Component’s = Total ERC (net figure rateable items only) to which contract size adjustment should be applied The 2023 Generic Contractors Test Spreadsheet has this facility built into the programme - it is recommended you undertake all contractors test valuations using this spreadsheet. (Details on the application of contract size adjustments can be found in the RCG 2023 Guidance notes). Where RV is calculated using the comparative method (rental method) the contract size adjustment should be made as follows: Select - SCAT code box ""P and M as an addition” within the 2023 Generic Contractors Test Spreadsheet facility. Or Where the spreadsheet is not used take the: Reciprocal of statutory de-capitalisation rate (i.e. 5% reciprocal = 20) multiply by rateable value of the buildings (before any overall end allowances are made and after making a notional deduction for the land value) and add to the ERC of P&M. Use resultant figure to calculate contract size adjustment. (Guidance Notes - Section 6) | The Cost figures are for Stainless Steel tanks having up to 6 mm thick bottom plates. The scales are suitable to tanks having bottom plate thicknesses of between 5 mm and 8 mm. Tanks with bottom plates of + 8 mm thickness may have an addition of up to 40% to account for extra costs. | Costs do not include for Bitsand foundations, concrete/pile foundations, heating coils, insulation (Rockwood), structural stairways, catwalks, between tank walkways, etc. Stairways that are structures in their own right should be rated (costed and valued) following Class 4 Table 3 stairways. These stairways are for example where spot brackets welded to the tank support the item. In the case where every rung of the staircase is welded to the tank these staircases are NOT rateable as they are not staircases in their own right (Class 4 Table 3) and they do not form an integral part of such an item see Class 4 (b) i.e. they are not part of the structure of the tank. Stairways are usually mild steel, which has been galvanised. | Tanks - Class 4, Table 4 Class 2(d) Draining (e) Supplying Water (f) Protection from hazards. List of accessories 1 and 2. | If under Class 2, whole if Class 2 proviso applies - other than. If under Class 4 Heating coils, Rockwood insulation, paddles. | Foundations, catwalks, bunds, structural staircases, piles, fire protection equipment, high-level walkways. | It is assumed that the item forms part of an average size industrial, commercial or office complex. Where it would be normal to find more than one item in such a hereditament the ERC stated has been adjusted to reflect any number / quantity, discount. These figures are NOT one off figures. | - | Photo 1 - Bulk liquid storage tanks Photo 2 - Chemical storage tanks | - | 20156 |  | m3 | Per cubic metre | 3 - INDUSTRIAL | David Grace | Rob Hughes | 197.2293 | Option 3 | 214.2828 | 8.647% | 271.1652 | 271.7713 | 37.79% | 26.83% | 272.1276 | 37.98% | Price Book Data | Ryan Hobbs | VOA_GPN_GOV_UK\7246041 | 2020-12-22 | Low | - | Medium | Costs are based on provisional 2021 agreement with agents (email chain saved in Evidence tab). Since CG2023 is currently working from the same TPI start point (322) as CG2021 I have taken the rate without adjustment, and will bulk index closer to publication date. | - | Costs need to be indexed by different indices to general TPI. Some thought will be required to make sure this happens correctly. | NA | Steel | 1.56 | (BEAMS Note 1) The ERC for this item should be added to the total of the ERC of the other P&M items on the site and the Buildings ERC (where applicable) to enable the correct contract size adjustment to be made. ERC of P&M Items + ERC of Building Component’s = Total ERC (net figure rateable items only) to which contract size adjustment should be applied The 2021 Generic Contractors Test Spreadsheet has this facility built into the programme - it is recommended you undertake all contractors test valuations using this spreadsheet. (Details on the application of contract size adjustments can be found in the RCG 2021 Guidance notes). Where RV is calculated using the comparative method (rental method) the contract size adjustment should be made as follows: Select - SCAT code box "P and M as an addition” within the 2021 Generic Contractors Test Spreadsheet facility. Or Where the spreadsheet is not used take the: Reciprocal of statutory de-capitalisation rate (i.e. 5% reciprocal = 20) multiply by rateable value of the buildings (before any overall end allowances are made and after making a notional deduction for the land value) and add to the ERC of P&M. Use resultant figure to calculate contract size adjustment. (Guidance Notes - Section 6) | Photo 1 - Bulk liquid storage tanks Photo 2 - Chemical storage tanks | - | 1 | FALSE
5774 | 215P33 | 7546 | 215P33 | Tanks | Stainless Steel | Vertical Fixed Head - SS304 | Commercial Tank Farms - Specialised | 8000m³ | Tanks found on Commercial Tank Farms and Fuel Depots together with Individual Tanks or clusters of tanks on Major Food Establishments or breweries. They are generally an all stainless steel construction. The tanks are similar in construction to mild steel tanks and similar in design. Their weight pro rata of steel thickness is greater and careful referencing of foundation detail is required. These tanks are usually erected on site built over an existing bit sand foundation (formed under the tank base plate). The bit sand cone is usually formed on an over site concrete base (e.g. 150 mm). This type of tank is intended for processed product storage and normally do not exceed 20,000 cu m in volume. They usually contain either food products i.e. milk, beer, or, aggressive chemicals i.e. dilute acids or alkalis. It is unusual to find in this category floating head tanks. The costs are for fixed head tanks. Fixed roofs are conical and self-supporting made of 5 mm stainless steel plates welded at the edges. The tanks are purpose designed by the tank farm operator and built to their specification. For smaller flat bottomed tanks found in smaller industrial units see 215G09. The design life is at minimum 30 years and their second hand life is long, therefore they are initially more expensive to purchase but having less maintenance than equivalent mild steel tanks. Stainless steel contains a high percentage of nickel. Nickel is a product quoted on the commercial markets and has a high fluctuation in exchange rates. There are a few large tank manufacturers who are able to buy stainless steel when the price is low and stockpile large plates for future use. Many of the smaller companies have limited stocks and often buy to order. The price of individual items can therefore vary considerably. Working with stainless steel is harder than with mild steel and thus where shapes and designs are complex the cost increases dramatically. For Bulk Liquid Storage Tanks (as found on commercial tank farms) the assumption is that they have been purchased from a leading stainless steel manufacturer and that the design is that of a typical bulk liquid storage tank. Stainless Steel Tanks situated within Commercial Tank farms and Petroleum depots sit on a bit sand foundation (see separate Description and costings). Most bulk storage tanks are built with a cone up centre however some tanks have a sump in the centre of the tank. In the usual cone up situation the foundations to the tank should be established by reference to plans and sections and costed with reference to BEAMS. The usual earth foundation requires (i) site cleared of vegetable matter, (ii) compacted chemically inert fill, (iii) drainage layer 150mm thick of stable permeable compacted granular construction, (iv) 50mm thick bitumen/sand (Bit sand) layer (laid to correct falls). Drainage, periphery details and sizes are set out in BS 2654 (see: - Cost Guide Bit sand Bases - Section through typical Bit sand Find). Additions for Foundations - For small tanks the addition for this type of foundation will be some 12% whereas for larger tanks a 9% addition is required. A 10% addition for foundations is therefore proposed to ALL BULK STORAGE TANKS where individual costings are not possible. Pro rata with Mild Steel tanks the amount for foundations will be higher reflecting the greater weight in the tank construction. FOUNDATIONS to Bulk Storage Tanks where site details are not known 10% ADDITION to basic tank costs. Notes on Foundations - In some cases the chemically inert fill layer may consist of concrete up to 100mm deep. The 10% addition is still applicable in these cases. For piled and thicker raft foundations under the tank a further addition will be required and these should be calculated with reference to the relevant section in the Cost Guide or after discussion with the BEAMS. | Considered Not Applicable at time of Publication | (BEAMS Note 1) The ERC for this item should be added to the total of the ERC of the other P&M items on the site and the Buildings ERC (where applicable) to enable the correct contract size adjustment to be made. ERC of P&M Items + ERC of Building Component’s = Total ERC (net figure rateable items only) to which contract size adjustment should be applied The 2023 Generic Contractors Test Spreadsheet has this facility built into the programme - it is recommended you undertake all contractors test valuations using this spreadsheet. (Details on the application of contract size adjustments can be found in the RCG 2023 Guidance notes). Where RV is calculated using the comparative method (rental method) the contract size adjustment should be made as follows: Select - SCAT code box ""P and M as an addition” within the 2023 Generic Contractors Test Spreadsheet facility. Or Where the spreadsheet is not used take the: Reciprocal of statutory de-capitalisation rate (i.e. 5% reciprocal = 20) multiply by rateable value of the buildings (before any overall end allowances are made and after making a notional deduction for the land value) and add to the ERC of P&M. Use resultant figure to calculate contract size adjustment. (Guidance Notes - Section 6) | The Cost figures are for Stainless Steel tanks having up to 6 mm thick bottom plates. The scales are suitable to tanks having bottom plate thicknesses of between 5 mm and 8 mm. Tanks with bottom plates of + 8 mm thickness may have an addition of up to 40% to account for extra costs. | Costs do not include for Bitsand foundations, concrete/pile foundations, heating coils, insulation (Rockwood), structural stairways, catwalks, between tank walkways, etc. Stairways that are structures in their own right should be rated (costed and valued) following Class 4 Table 3 stairways. These stairways are for example where spot brackets welded to the tank support the item. In the case where every rung of the staircase is welded to the tank these staircases are NOT rateable as they are not staircases in their own right (Class 4 Table 3) and they do not form an integral part of such an item see Class 4 (b) i.e. they are not part of the structure of the tank. Stairways are usually mild steel, which has been galvanised. | Tanks - Class 4, Table 4 Class 2(d) Draining (e) Supplying Water (f) Protection from hazards. List of accessories 1 and 2. | If under Class 2, whole if Class 2 proviso applies - other than. If under Class 4 Heating coils, Rockwood insulation, paddles. | Foundations, catwalks, bunds, structural staircases, piles, fire protection equipment, high-level walkways. | It is assumed that the item forms part of an average size industrial, commercial or office complex. Where it would be normal to find more than one item in such a hereditament the ERC stated has been adjusted to reflect any number / quantity, discount. These figures are NOT one off figures. | - | Photo 1 - Bulk liquid storage tanks Photo 2 - Chemical storage tanks | - | 20156 |  | m3 | Per cubic metre | 3 - INDUSTRIAL | David Grace | Rob Hughes | 190.1107 | Option 3 | 206.5487 | 8.647% | 249.7292 | 250.2874 | 31.65% | 21.18% | 250.1048 | 31.56% | Price Book Data | Ryan Hobbs | VOA_GPN_GOV_UK\7246041 | 2020-12-22 | Low | - | Medium | Costs are based on provisional 2021 agreement with agents (email chain saved in Evidence tab). Since CG2023 is currently working from the same TPI start point (322) as CG2021 I have taken the rate without adjustment, and will bulk index closer to publication date. | - | Costs need to be indexed by different indices to general TPI. Some thought will be required to make sure this happens correctly. | NA | Steel | 1.56 | (BEAMS Note 1) The ERC for this item should be added to the total of the ERC of the other P&M items on the site and the Buildings ERC (where applicable) to enable the correct contract size adjustment to be made. ERC of P&M Items + ERC of Building Component’s = Total ERC (net figure rateable items only) to which contract size adjustment should be applied The 2021 Generic Contractors Test Spreadsheet has this facility built into the programme - it is recommended you undertake all contractors test valuations using this spreadsheet. (Details on the application of contract size adjustments can be found in the RCG 2021 Guidance notes). Where RV is calculated using the comparative method (rental method) the contract size adjustment should be made as follows: Select - SCAT code box "P and M as an addition” within the 2021 Generic Contractors Test Spreadsheet facility. Or Where the spreadsheet is not used take the: Reciprocal of statutory de-capitalisation rate (i.e. 5% reciprocal = 20) multiply by rateable value of the buildings (before any overall end allowances are made and after making a notional deduction for the land value) and add to the ERC of P&M. Use resultant figure to calculate contract size adjustment. (Guidance Notes - Section 6) | Photo 1 - Bulk liquid storage tanks Photo 2 - Chemical storage tanks | - | 1 | TRUE
5775 | 215P35 | 7548 | 215P35 | Tanks | Stainless Steel | Vertical Fixed Head - SS304 | Commercial Tank Farms - Specialised | 9000m³ | Tanks found on Commercial Tank Farms and Fuel Depots together with Individual Tanks or clusters of tanks on Major Food Establishments or breweries. They are generally an all stainless steel construction. The tanks are similar in construction to mild steel tanks and similar in design. Their weight pro rata of steel thickness is greater and careful referencing of foundation detail is required. These tanks are usually erected on site built over an existing bit sand foundation (formed under the tank base plate). The bit sand cone is usually formed on an over site concrete base (e.g. 150 mm). This type of tank is intended for processed product storage and normally do not exceed 20,000 cu m in volume. They usually contain either food products i.e. milk, beer, or, aggressive chemicals i.e. dilute acids or alkalis. It is unusual to find in this category floating head tanks. The costs are for fixed head tanks. Fixed roofs are conical and self-supporting made of 5 mm stainless steel plates welded at the edges. The tanks are purpose designed by the tank farm operator and built to their specification. For smaller flat bottomed tanks found in smaller industrial units see 215G09. The design life is at minimum 30 years and their second hand life is long, therefore they are initially more expensive to purchase but having less maintenance than equivalent mild steel tanks. Stainless steel contains a high percentage of nickel. Nickel is a product quoted on the commercial markets and has a high fluctuation in exchange rates. There are a few large tank manufacturers who are able to buy stainless steel when the price is low and stockpile large plates for future use. Many of the smaller companies have limited stocks and often buy to order. The price of individual items can therefore vary considerably. Working with stainless steel is harder than with mild steel and thus where shapes and designs are complex the cost increases dramatically. For Bulk Liquid Storage Tanks (as found on commercial tank farms) the assumption is that they have been purchased from a leading stainless steel manufacturer and that the design is that of a typical bulk liquid storage tank. Stainless Steel Tanks situated within Commercial Tank farms and Petroleum depots sit on a bit sand foundation (see separate Description and costings). Most bulk storage tanks are built with a cone up centre however some tanks have a sump in the centre of the tank. In the usual cone up situation the foundations to the tank should be established by reference to plans and sections and costed with reference to BEAMS. The usual earth foundation requires (i) site cleared of vegetable matter, (ii) compacted chemically inert fill, (iii) drainage layer 150mm thick of stable permeable compacted granular construction, (iv) 50mm thick bitumen/sand (Bit sand) layer (laid to correct falls). Drainage, periphery details and sizes are set out in BS 2654 (see: - Cost Guide Bit sand Bases - Section through typical Bit sand Find). Additions for Foundations - For small tanks the addition for this type of foundation will be some 12% whereas for larger tanks a 9% addition is required. A 10% addition for foundations is therefore proposed to ALL BULK STORAGE TANKS where individual costings are not possible. Pro rata with Mild Steel tanks the amount for foundations will be higher reflecting the greater weight in the tank construction. FOUNDATIONS to Bulk Storage Tanks where site details are not known 10% ADDITION to basic tank costs. Notes on Foundations - In some cases the chemically inert fill layer may consist of concrete up to 100mm deep. The 10% addition is still applicable in these cases. For piled and thicker raft foundations under the tank a further addition will be required and these should be calculated with reference to the relevant section in the Cost Guide or after discussion with the BEAMS. | Considered Not Applicable at time of Publication | (BEAMS Note 1) The ERC for this item should be added to the total of the ERC of the other P&M items on the site and the Buildings ERC (where applicable) to enable the correct contract size adjustment to be made. ERC of P&M Items + ERC of Building Component’s = Total ERC (net figure rateable items only) to which contract size adjustment should be applied The 2023 Generic Contractors Test Spreadsheet has this facility built into the programme - it is recommended you undertake all contractors test valuations using this spreadsheet. (Details on the application of contract size adjustments can be found in the RCG 2023 Guidance notes). Where RV is calculated using the comparative method (rental method) the contract size adjustment should be made as follows: Select - SCAT code box ""P and M as an addition” within the 2023 Generic Contractors Test Spreadsheet facility. Or Where the spreadsheet is not used take the: Reciprocal of statutory de-capitalisation rate (i.e. 5% reciprocal = 20) multiply by rateable value of the buildings (before any overall end allowances are made and after making a notional deduction for the land value) and add to the ERC of P&M. Use resultant figure to calculate contract size adjustment. (Guidance Notes - Section 6) | The Cost figures are for Stainless Steel tanks having up to 6 mm thick bottom plates. The scales are suitable to tanks having bottom plate thicknesses of between 5 mm and 8 mm. Tanks with bottom plates of + 8 mm thickness may have an addition of up to 40% to account for extra costs. | Costs do not include for Bitsand foundations, concrete/pile foundations, heating coils, insulation (Rockwood), structural stairways, catwalks, between tank walkways, etc. Stairways that are structures in their own right should be rated (costed and valued) following Class 4 Table 3 stairways. These stairways are for example where spot brackets welded to the tank support the item. In the case where every rung of the staircase is welded to the tank these staircases are NOT rateable as they are not staircases in their own right (Class 4 Table 3) and they do not form an integral part of such an item see Class 4 (b) i.e. they are not part of the structure of the tank. Stairways are usually mild steel, which has been galvanised. | Tanks - Class 4, Table 4 Class 2(d) Draining (e) Supplying Water (f) Protection from hazards. List of accessories 1 and 2. | If under Class 2, whole if Class 2 proviso applies - other than. If under Class 4 Heating coils, Rockwood insulation, paddles. | Foundations, catwalks, bunds, structural staircases, piles, fire protection equipment, high-level walkways. | It is assumed that the item forms part of an average size industrial, commercial or office complex. Where it would be normal to find more than one item in such a hereditament the ERC stated has been adjusted to reflect any number / quantity, discount. These figures are NOT one off figures. | - | Photo 1 - Bulk liquid storage tanks Photo 2 - Chemical storage tanks | - | 20156 |  | m3 | Per cubic metre | 3 - INDUSTRIAL | David Grace | Rob Hughes | 183.4691 | Option 3 | 199.3329 | 8.647% | 234.724 | 235.2486 | 28.22% | 18.02% | 235.485 | 28.35% | Price Book Data | Ryan Hobbs | VOA_GPN_GOV_UK\7246041 | 2020-12-22 | Low | - | Medium | Costs are based on provisional 2021 agreement with agents (email chain saved in Evidence tab). Since CG2023 is currently working from the same TPI start point (322) as CG2021 I have taken the rate without adjustment, and will bulk index closer to publication date. | - | Costs need to be indexed by different indices to general TPI. Some thought will be required to make sure this happens correctly. | NA | Steel | 1.56 | (BEAMS Note 1) The ERC for this item should be added to the total of the ERC of the other P&M items on the site and the Buildings ERC (where applicable) to enable the correct contract size adjustment to be made. ERC of P&M Items + ERC of Building Component’s = Total ERC (net figure rateable items only) to which contract size adjustment should be applied The 2021 Generic Contractors Test Spreadsheet has this facility built into the programme - it is recommended you undertake all contractors test valuations using this spreadsheet. (Details on the application of contract size adjustments can be found in the RCG 2021 Guidance notes). Where RV is calculated using the comparative method (rental method) the contract size adjustment should be made as follows: Select - SCAT code box "P and M as an addition” within the 2021 Generic Contractors Test Spreadsheet facility. Or Where the spreadsheet is not used take the: Reciprocal of statutory de-capitalisation rate (i.e. 5% reciprocal = 20) multiply by rateable value of the buildings (before any overall end allowances are made and after making a notional deduction for the land value) and add to the ERC of P&M. Use resultant figure to calculate contract size adjustment. (Guidance Notes - Section 6) | Photo 1 - Bulk liquid storage tanks Photo 2 - Chemical storage tanks | - | 1 | TRUE
5776 | 215P37 | 7550 | 215P37 | Tanks | Stainless Steel | Vertical Fixed Head - SS304 | Commercial Tank Farms - Specialised | 10000m³ | Tanks found on Commercial Tank Farms and Fuel Depots together with Individual Tanks or clusters of tanks on Major Food Establishments or breweries. They are generally an all stainless steel construction. The tanks are similar in construction to mild steel tanks and similar in design. Their weight pro rata of steel thickness is greater and careful referencing of foundation detail is required. These tanks are usually erected on site built over an existing bit sand foundation (formed under the tank base plate). The bit sand cone is usually formed on an over site concrete base (e.g. 150 mm). This type of tank is intended for processed product storage and normally do not exceed 20,000 cu m in volume. They usually contain either food products i.e. milk, beer, or, aggressive chemicals i.e. dilute acids or alkalis. It is unusual to find in this category floating head tanks. The costs are for fixed head tanks. Fixed roofs are conical and self-supporting made of 5 mm stainless steel plates welded at the edges. The tanks are purpose designed by the tank farm operator and built to their specification. For smaller flat bottomed tanks found in smaller industrial units see 215G09. The design life is at minimum 30 years and their second hand life is long, therefore they are initially more expensive to purchase but having less maintenance than equivalent mild steel tanks. Stainless steel contains a high percentage of nickel. Nickel is a product quoted on the commercial markets and has a high fluctuation in exchange rates. There are a few large tank manufacturers who are able to buy stainless steel when the price is low and stockpile large plates for future use. Many of the smaller companies have limited stocks and often buy to order. The price of individual items can therefore vary considerably. Working with stainless steel is harder than with mild steel and thus where shapes and designs are complex the cost increases dramatically. For Bulk Liquid Storage Tanks (as found on commercial tank farms) the assumption is that they have been purchased from a leading stainless steel manufacturer and that the design is that of a typical bulk liquid storage tank. Stainless Steel Tanks situated within Commercial Tank farms and Petroleum depots sit on a bit sand foundation (see separate Description and costings). Most bulk storage tanks are built with a cone up centre however some tanks have a sump in the centre of the tank. In the usual cone up situation the foundations to the tank should be established by reference to plans and sections and costed with reference to BEAMS. The usual earth foundation requires (i) site cleared of vegetable matter, (ii) compacted chemically inert fill, (iii) drainage layer 150mm thick of stable permeable compacted granular construction, (iv) 50mm thick bitumen/sand (Bit sand) layer (laid to correct falls). Drainage, periphery details and sizes are set out in BS 2654 (see: - Cost Guide Bit sand Bases - Section through typical Bit sand Find). Additions for Foundations - For small tanks the addition for this type of foundation will be some 12% whereas for larger tanks a 9% addition is required. A 10% addition for foundations is therefore proposed to ALL BULK STORAGE TANKS where individual costings are not possible. Pro rata with Mild Steel tanks the amount for foundations will be higher reflecting the greater weight in the tank construction. FOUNDATIONS to Bulk Storage Tanks where site details are not known 10% ADDITION to basic tank costs. Notes on Foundations - In some cases the chemically inert fill layer may consist of concrete up to 100mm deep. The 10% addition is still applicable in these cases. For piled and thicker raft foundations under the tank a further addition will be required and these should be calculated with reference to the relevant section in the Cost Guide or after discussion with the BEAMS. | Considered Not Applicable at time of Publication | (BEAMS Note 1) The ERC for this item should be added to the total of the ERC of the other P&M items on the site and the Buildings ERC (where applicable) to enable the correct contract size adjustment to be made. ERC of P&M Items + ERC of Building Component’s = Total ERC (net figure rateable items only) to which contract size adjustment should be applied The 2023 Generic Contractors Test Spreadsheet has this facility built into the programme - it is recommended you undertake all contractors test valuations using this spreadsheet. (Details on the application of contract size adjustments can be found in the RCG 2023 Guidance notes). Where RV is calculated using the comparative method (rental method) the contract size adjustment should be made as follows: Select - SCAT code box ""P and M as an addition” within the 2023 Generic Contractors Test Spreadsheet facility. Or Where the spreadsheet is not used take the: Reciprocal of statutory de-capitalisation rate (i.e. 5% reciprocal = 20) multiply by rateable value of the buildings (before any overall end allowances are made and after making a notional deduction for the land value) and add to the ERC of P&M. Use resultant figure to calculate contract size adjustment. (Guidance Notes - Section 6) | The Cost figures are for Stainless Steel tanks having up to 6 mm thick bottom plates. The scales are suitable to tanks having bottom plate thicknesses of between 5 mm and 8 mm. Tanks with bottom plates of + 8 mm thickness may have an addition of up to 40% to account for extra costs. | Costs do not include for Bitsand foundations, concrete/pile foundations, heating coils, insulation (Rockwood), structural stairways, catwalks, between tank walkways, etc. Stairways that are structures in their own right should be rated (costed and valued) following Class 4 Table 3 stairways. These stairways are for example where spot brackets welded to the tank support the item. In the case where every rung of the staircase is welded to the tank these staircases are NOT rateable as they are not staircases in their own right (Class 4 Table 3) and they do not form an integral part of such an item see Class 4 (b) i.e. they are not part of the structure of the tank. Stairways are usually mild steel, which has been galvanised. | Tanks - Class 4, Table 4 Class 2(d) Draining (e) Supplying Water (f) Protection from hazards. List of accessories 1 and 2. | If under Class 2, whole if Class 2 proviso applies - other than. If under Class 4 Heating coils, Rockwood insulation, paddles. | Foundations, catwalks, bunds, structural staircases, piles, fire protection equipment, high-level walkways. | It is assumed that the item forms part of an average size industrial, commercial or office complex. Where it would be normal to find more than one item in such a hereditament the ERC stated has been adjusted to reflect any number / quantity, discount. These figures are NOT one off figures. | - | Photo 1 - Bulk liquid storage tanks Photo 2 - Chemical storage tanks | - | 20156 |  | m3 | Per cubic metre | 3 - INDUSTRIAL | David Grace | Rob Hughes | 179.9098 | Option 3 | 195.4658 | 8.647% | 230.4369 | 230.9519 | 28.37% | 18.15% | 230.9089 | 28.35% | Price Book Data | Ryan Hobbs | VOA_GPN_GOV_UK\7246041 | 2020-12-22 | Low | - | Medium | Costs are based on provisional 2021 agreement with agents (email chain saved in Evidence tab). Since CG2023 is currently working from the same TPI start point (322) as CG2021 I have taken the rate without adjustment, and will bulk index closer to publication date. | - | Costs need to be indexed by different indices to general TPI. Some thought will be required to make sure this happens correctly. | NA | Steel | 1.56 | (BEAMS Note 1) The ERC for this item should be added to the total of the ERC of the other P&M items on the site and the Buildings ERC (where applicable) to enable the correct contract size adjustment to be made. ERC of P&M Items + ERC of Building Component’s = Total ERC (net figure rateable items only) to which contract size adjustment should be applied The 2021 Generic Contractors Test Spreadsheet has this facility built into the programme - it is recommended you undertake all contractors test valuations using this spreadsheet. (Details on the application of contract size adjustments can be found in the RCG 2021 Guidance notes). Where RV is calculated using the comparative method (rental method) the contract size adjustment should be made as follows: Select - SCAT code box "P and M as an addition” within the 2021 Generic Contractors Test Spreadsheet facility. Or Where the spreadsheet is not used take the: Reciprocal of statutory de-capitalisation rate (i.e. 5% reciprocal = 20) multiply by rateable value of the buildings (before any overall end allowances are made and after making a notional deduction for the land value) and add to the ERC of P&M. Use resultant figure to calculate contract size adjustment. (Guidance Notes - Section 6) | Photo 1 - Bulk liquid storage tanks Photo 2 - Chemical storage tanks | - | 1 | TRUE
5777 | 215P39 | 7552 | 215P39 | Tanks | Stainless Steel | Vertical Fixed Head - SS304 | Commercial Tank Farms - Specialised | 11000m³ | Tanks found on Commercial Tank Farms and Fuel Depots together with Individual Tanks or clusters of tanks on Major Food Establishments or breweries. They are generally an all stainless steel construction. The tanks are similar in construction to mild steel tanks and similar in design. Their weight pro rata of steel thickness is greater and careful referencing of foundation detail is required. These tanks are usually erected on site built over an existing bit sand foundation (formed under the tank base plate). The bit sand cone is usually formed on an over site concrete base (e.g. 150 mm). This type of tank is intended for processed product storage and normally do not exceed 20,000 cu m in volume. They usually contain either food products i.e. milk, beer, or, aggressive chemicals i.e. dilute acids or alkalis. It is unusual to find in this category floating head tanks. The costs are for fixed head tanks. Fixed roofs are conical and self-supporting made of 5 mm stainless steel plates welded at the edges. The tanks are purpose designed by the tank farm operator and built to their specification. For smaller flat bottomed tanks found in smaller industrial units see 215G09. The design life is at minimum 30 years and their second hand life is long, therefore they are initially more expensive to purchase but having less maintenance than equivalent mild steel tanks. Stainless steel contains a high percentage of nickel. Nickel is a product quoted on the commercial markets and has a high fluctuation in exchange rates. There are a few large tank manufacturers who are able to buy stainless steel when the price is low and stockpile large plates for future use. Many of the smaller companies have limited stocks and often buy to order. The price of individual items can therefore vary considerably. Working with stainless steel is harder than with mild steel and thus where shapes and designs are complex the cost increases dramatically. For Bulk Liquid Storage Tanks (as found on commercial tank farms) the assumption is that they have been purchased from a leading stainless steel manufacturer and that the design is that of a typical bulk liquid storage tank. Stainless Steel Tanks situated within Commercial Tank farms and Petroleum depots sit on a bit sand foundation (see separate Description and costings). Most bulk storage tanks are built with a cone up centre however some tanks have a sump in the centre of the tank. In the usual cone up situation the foundations to the tank should be established by reference to plans and sections and costed with reference to BEAMS. The usual earth foundation requires (i) site cleared of vegetable matter, (ii) compacted chemically inert fill, (iii) drainage layer 150mm thick of stable permeable compacted granular construction, (iv) 50mm thick bitumen/sand (Bit sand) layer (laid to correct falls). Drainage, periphery details and sizes are set out in BS 2654 (see: - Cost Guide Bit sand Bases - Section through typical Bit sand Find). Additions for Foundations - For small tanks the addition for this type of foundation will be some 12% whereas for larger tanks a 9% addition is required. A 10% addition for foundations is therefore proposed to ALL BULK STORAGE TANKS where individual costings are not possible. Pro rata with Mild Steel tanks the amount for foundations will be higher reflecting the greater weight in the tank construction. FOUNDATIONS to Bulk Storage Tanks where site details are not known 10% ADDITION to basic tank costs. Notes on Foundations - In some cases the chemically inert fill layer may consist of concrete up to 100mm deep. The 10% addition is still applicable in these cases. For piled and thicker raft foundations under the tank a further addition will be required and these should be calculated with reference to the relevant section in the Cost Guide or after discussion with the BEAMS. | Considered Not Applicable at time of Publication | (BEAMS Note 1) The ERC for this item should be added to the total of the ERC of the other P&M items on the site and the Buildings ERC (where applicable) to enable the correct contract size adjustment to be made. ERC of P&M Items + ERC of Building Component’s = Total ERC (net figure rateable items only) to which contract size adjustment should be applied The 2023 Generic Contractors Test Spreadsheet has this facility built into the programme - it is recommended you undertake all contractors test valuations using this spreadsheet. (Details on the application of contract size adjustments can be found in the RCG 2023 Guidance notes). Where RV is calculated using the comparative method (rental method) the contract size adjustment should be made as follows: Select - SCAT code box ""P and M as an addition” within the 2023 Generic Contractors Test Spreadsheet facility. Or Where the spreadsheet is not used take the: Reciprocal of statutory de-capitalisation rate (i.e. 5% reciprocal = 20) multiply by rateable value of the buildings (before any overall end allowances are made and after making a notional deduction for the land value) and add to the ERC of P&M. Use resultant figure to calculate contract size adjustment. (Guidance Notes - Section 6) | The Cost figures are for Stainless Steel tanks having up to 6 mm thick bottom plates. The scales are suitable to tanks having bottom plate thicknesses of between 5 mm and 8 mm. Tanks with bottom plates of + 8 mm thickness may have an addition of up to 40% to account for extra costs. | Costs do not include for Bitsand foundations, concrete/pile foundations, heating coils, insulation (Rockwood), structural stairways, catwalks, between tank walkways, etc. Stairways that are structures in their own right should be rated (costed and valued) following Class 4 Table 3 stairways. These stairways are for example where spot brackets welded to the tank support the item. In the case where every rung of the staircase is welded to the tank these staircases are NOT rateable as they are not staircases in their own right (Class 4 Table 3) and they do not form an integral part of such an item see Class 4 (b) i.e. they are not part of the structure of the tank. Stairways are usually mild steel, which has been galvanised. | Tanks - Class 4, Table 4 Class 2(d) Draining (e) Supplying Water (f) Protection from hazards. List of accessories 1 and 2. | If under Class 2, whole if Class 2 proviso applies - other than. If under Class 4 Heating coils, Rockwood insulation, paddles. | Foundations, catwalks, bunds, structural staircases, piles, fire protection equipment, high-level walkways. | It is assumed that the item forms part of an average size industrial, commercial or office complex. Where it would be normal to find more than one item in such a hereditament the ERC stated has been adjusted to reflect any number / quantity, discount. These figures are NOT one off figures. | - | Photo 1 - Bulk liquid storage tanks Photo 2 - Chemical storage tanks | - | 20156 |  | m3 | Per cubic metre | 3 - INDUSTRIAL | David Grace | Rob Hughes | 175.4331 | Option 3 | 190.6021 | 8.647% | 225.0779 | 225.5809 | 28.59% | 18.35% | 225.162 | 28.35% | Price Book Data | Ryan Hobbs | VOA_GPN_GOV_UK\7246041 | 2022-07-29 | Low | - | Medium | Costs are based on provisional 2021 agreement with agents (email chain saved in Evidence tab). Since CG2023 is currently working from the same TPI start point (322) as CG2021 I have taken the rate without adjustment, and will bulk index closer to publication date. | - | Costs need to be indexed by different indices to general TPI. Some thought will be required to make sure this happens correctly. | NA | Steel | 1.56 | (BEAMS Note 1) The ERC for this item should be added to the total of the ERC of the other P&M items on the site and the Buildings ERC (where applicable) to enable the correct contract size adjustment to be made. ERC of P&M Items + ERC of Building Component’s = Total ERC (net figure rateable items only) to which contract size adjustment should be applied The 2021 Generic Contractors Test Spreadsheet has this facility built into the programme - it is recommended you undertake all contractors test valuations using this spreadsheet. (Details on the application of contract size adjustments can be found in the RCG 2021 Guidance notes). Where RV is calculated using the comparative method (rental method) the contract size adjustment should be made as follows: Select - SCAT code box "P and M as an addition” within the 2021 Generic Contractors Test Spreadsheet facility. Or Where the spreadsheet is not used take the: Reciprocal of statutory de-capitalisation rate (i.e. 5% reciprocal = 20) multiply by rateable value of the buildings (before any overall end allowances are made and after making a notional deduction for the land value) and add to the ERC of P&M. Use resultant figure to calculate contract size adjustment. (Guidance Notes - Section 6) | Photo 1 - Bulk liquid storage tanks Photo 2 - Chemical storage tanks | - | 1 | TRUE
5778 | 215P41 | 7554 | 215P41 | Tanks | Stainless Steel | Vertical Fixed Head - SS304 | Commercial Tank Farms - Specialised | 12000m³ | Tanks found on Commercial Tank Farms and Fuel Depots together with Individual Tanks or clusters of tanks on Major Food Establishments or breweries. They are generally an all stainless steel construction. The tanks are similar in construction to mild steel tanks and similar in design. Their weight pro rata of steel thickness is greater and careful referencing of foundation detail is required. These tanks are usually erected on site built over an existing bit sand foundation (formed under the tank base plate). The bit sand cone is usually formed on an over site concrete base (e.g. 150 mm). This type of tank is intended for processed product storage and normally do not exceed 20,000 cu m in volume. They usually contain either food products i.e. milk, beer, or, aggressive chemicals i.e. dilute acids or alkalis. It is unusual to find in this category floating head tanks. The costs are for fixed head tanks. Fixed roofs are conical and self-supporting made of 5 mm stainless steel plates welded at the edges. The tanks are purpose designed by the tank farm operator and built to their specification. For smaller flat bottomed tanks found in smaller industrial units see 215G09. The design life is at minimum 30 years and their second hand life is long, therefore they are initially more expensive to purchase but having less maintenance than equivalent mild steel tanks. Stainless steel contains a high percentage of nickel. Nickel is a product quoted on the commercial markets and has a high fluctuation in exchange rates. There are a few large tank manufacturers who are able to buy stainless steel when the price is low and stockpile large plates for future use. Many of the smaller companies have limited stocks and often buy to order. The price of individual items can therefore vary considerably. Working with stainless steel is harder than with mild steel and thus where shapes and designs are complex the cost increases dramatically. For Bulk Liquid Storage Tanks (as found on commercial tank farms) the assumption is that they have been purchased from a leading stainless steel manufacturer and that the design is that of a typical bulk liquid storage tank. Stainless Steel Tanks situated within Commercial Tank farms and Petroleum depots sit on a bit sand foundation (see separate Description and costings). Most bulk storage tanks are built with a cone up centre however some tanks have a sump in the centre of the tank. In the usual cone up situation the foundations to the tank should be established by reference to plans and sections and costed with reference to BEAMS. The usual earth foundation requires (i) site cleared of vegetable matter, (ii) compacted chemically inert fill, (iii) drainage layer 150mm thick of stable permeable compacted granular construction, (iv) 50mm thick bitumen/sand (Bit sand) layer (laid to correct falls). Drainage, periphery details and sizes are set out in BS 2654 (see: - Cost Guide Bit sand Bases - Section through typical Bit sand Find). Additions for Foundations - For small tanks the addition for this type of foundation will be some 12% whereas for larger tanks a 9% addition is required. A 10% addition for foundations is therefore proposed to ALL BULK STORAGE TANKS where individual costings are not possible. Pro rata with Mild Steel tanks the amount for foundations will be higher reflecting the greater weight in the tank construction. FOUNDATIONS to Bulk Storage Tanks where site details are not known 10% ADDITION to basic tank costs. Notes on Foundations - In some cases the chemically inert fill layer may consist of concrete up to 100mm deep. The 10% addition is still applicable in these cases. For piled and thicker raft foundations under the tank a further addition will be required and these should be calculated with reference to the relevant section in the Cost Guide or after discussion with the BEAMS. | Considered Not Applicable at time of Publication | (BEAMS Note 1) The ERC for this item should be added to the total of the ERC of the other P&M items on the site and the Buildings ERC (where applicable) to enable the correct contract size adjustment to be made. ERC of P&M Items + ERC of Building Component’s = Total ERC (net figure rateable items only) to which contract size adjustment should be applied The 2023 Generic Contractors Test Spreadsheet has this facility built into the programme - it is recommended you undertake all contractors test valuations using this spreadsheet. (Details on the application of contract size adjustments can be found in the RCG 2023 Guidance notes). Where RV is calculated using the comparative method (rental method) the contract size adjustment should be made as follows: Select - SCAT code box ""P and M as an addition” within the 2023 Generic Contractors Test Spreadsheet facility. Or Where the spreadsheet is not used take the: Reciprocal of statutory de-capitalisation rate (i.e. 5% reciprocal = 20) multiply by rateable value of the buildings (before any overall end allowances are made and after making a notional deduction for the land value) and add to the ERC of P&M. Use resultant figure to calculate contract size adjustment. (Guidance Notes - Section 6) | The Cost figures are for Stainless Steel tanks having up to 6 mm thick bottom plates. The scales are suitable to tanks having bottom plate thicknesses of between 5 mm and 8 mm. Tanks with bottom plates of + 8 mm thickness may have an addition of up to 40% to account for extra costs. | Costs do not include for Bitsand foundations, concrete/pile foundations, heating coils, insulation (Rockwood), structural stairways, catwalks, between tank walkways, etc. Stairways that are structures in their own right should be rated (costed and valued) following Class 4 Table 3 stairways. These stairways are for example where spot brackets welded to the tank support the item. In the case where every rung of the staircase is welded to the tank these staircases are NOT rateable as they are not staircases in their own right (Class 4 Table 3) and they do not form an integral part of such an item see Class 4 (b) i.e. they are not part of the structure of the tank. Stairways are usually mild steel, which has been galvanised. | Tanks - Class 4, Table 4 Class 2(d) Draining (e) Supplying Water (f) Protection from hazards. List of accessories 1 and 2. | If under Class 2, whole if Class 2 proviso applies - other than. If under Class 4 Heating coils, Rockwood insulation, paddles. | Foundations, catwalks, bunds, structural staircases, piles, fire protection equipment, high-level walkways. | It is assumed that the item forms part of an average size industrial, commercial or office complex. Where it would be normal to find more than one item in such a hereditament the ERC stated has been adjusted to reflect any number / quantity, discount. These figures are NOT one off figures. | - | Photo 1 - Bulk liquid storage tanks Photo 2 - Chemical storage tanks | - | 20156 |  | m3 | Per cubic metre | 3 - INDUSTRIAL | David Grace | Rob Hughes | 169.4521 | Option 3 | 184.1038 | 8.647% | 216.5035 | 216.9873 | 28.05% | 17.86% | 217.4922 | 28.35% | Price Book Data | Ryan Hobbs | VOA_GPN_GOV_UK\7246041 | 2020-12-22 | Low | - | Medium | Costs are based on provisional 2021 agreement with agents (email chain saved in Evidence tab). Since CG2023 is currently working from the same TPI start point (322) as CG2021 I have taken the rate without adjustment, and will bulk index closer to publication date. | - | Costs need to be indexed by different indices to general TPI. Some thought will be required to make sure this happens correctly. | NA | Steel | 1.56 | (BEAMS Note 1) The ERC for this item should be added to the total of the ERC of the other P&M items on the site and the Buildings ERC (where applicable) to enable the correct contract size adjustment to be made. ERC of P&M Items + ERC of Building Component’s = Total ERC (net figure rateable items only) to which contract size adjustment should be applied The 2021 Generic Contractors Test Spreadsheet has this facility built into the programme - it is recommended you undertake all contractors test valuations using this spreadsheet. (Details on the application of contract size adjustments can be found in the RCG 2021 Guidance notes). Where RV is calculated using the comparative method (rental method) the contract size adjustment should be made as follows: Select - SCAT code box "P and M as an addition” within the 2021 Generic Contractors Test Spreadsheet facility. Or Where the spreadsheet is not used take the: Reciprocal of statutory de-capitalisation rate (i.e. 5% reciprocal = 20) multiply by rateable value of the buildings (before any overall end allowances are made and after making a notional deduction for the land value) and add to the ERC of P&M. Use resultant figure to calculate contract size adjustment. (Guidance Notes - Section 6) | Photo 1 - Bulk liquid storage tanks Photo 2 - Chemical storage tanks | - | 1 | TRUE
5779 | 215P43 | 7255 | 215P43 | Tanks | Stainless Steel | Vertical Fixed Head - SS304 | Commercial Tank Farms - Specialised | 13000m³ | Tanks found on Commercial Tank Farms and Fuel Depots together with Individual Tanks or clusters of tanks on Major Food Establishments or breweries. They are generally an all stainless steel construction. The tanks are similar in construction to mild steel tanks and similar in design. Their weight pro rata of steel thickness is greater and careful referencing of foundation detail is required. These tanks are usually erected on site built over an existing bit sand foundation (formed under the tank base plate). The bit sand cone is usually formed on an over site concrete base (e.g. 150 mm). This type of tank is intended for processed product storage and normally do not exceed 20,000 cu m in volume. They usually contain either food products i.e. milk, beer, or, aggressive chemicals i.e. dilute acids or alkalis. It is unusual to find in this category floating head tanks. The costs are for fixed head tanks. Fixed roofs are conical and self-supporting made of 5 mm stainless steel plates welded at the edges. The tanks are purpose designed by the tank farm operator and built to their specification. For smaller flat bottomed tanks found in smaller industrial units see 215G09. The design life is at minimum 30 years and their second hand life is long, therefore they are initially more expensive to purchase but having less maintenance than equivalent mild steel tanks. Stainless steel contains a high percentage of nickel. Nickel is a product quoted on the commercial markets and has a high fluctuation in exchange rates. There are a few large tank manufacturers who are able to buy stainless steel when the price is low and stockpile large plates for future use. Many of the smaller companies have limited stocks and often buy to order. The price of individual items can therefore vary considerably. Working with stainless steel is harder than with mild steel and thus where shapes and designs are complex the cost increases dramatically. For Bulk Liquid Storage Tanks (as found on commercial tank farms) the assumption is that they have been purchased from a leading stainless steel manufacturer and that the design is that of a typical bulk liquid storage tank. Stainless Steel Tanks situated within Commercial Tank farms and Petroleum depots sit on a bit sand foundation (see separate Description and costings). Most bulk storage tanks are built with a cone up centre however some tanks have a sump in the centre of the tank. In the usual cone up situation the foundations to the tank should be established by reference to plans and sections and costed with reference to BEAMS. The usual earth foundation requires (i) site cleared of vegetable matter, (ii) compacted chemically inert fill, (iii) drainage layer 150mm thick of stable permeable compacted granular construction, (iv) 50mm thick bitumen/sand (Bit sand) layer (laid to correct falls). Drainage, periphery details and sizes are set out in BS 2654 (see: - Cost Guide Bit sand Bases - Section through typical Bit sand Find). Additions for Foundations - For small tanks the addition for this type of foundation will be some 12% whereas for larger tanks a 9% addition is required. A 10% addition for foundations is therefore proposed to ALL BULK STORAGE TANKS where individual costings are not possible. Pro rata with Mild Steel tanks the amount for foundations will be higher reflecting the greater weight in the tank construction. FOUNDATIONS to Bulk Storage Tanks where site details are not known 10% ADDITION to basic tank costs. Notes on Foundations - In some cases the chemically inert fill layer may consist of concrete up to 100mm deep. The 10% addition is still applicable in these cases. For piled and thicker raft foundations under the tank a further addition will be required and these should be calculated with reference to the relevant section in the Cost Guide or after discussion with the BEAMS. | Considered Not Applicable at time of Publication | (BEAMS Note 1) The ERC for this item should be added to the total of the ERC of the other P&M items on the site and the Buildings ERC (where applicable) to enable the correct contract size adjustment to be made. ERC of P&M Items + ERC of Building Component’s = Total ERC (net figure rateable items only) to which contract size adjustment should be applied The 2023 Generic Contractors Test Spreadsheet has this facility built into the programme - it is recommended you undertake all contractors test valuations using this spreadsheet. (Details on the application of contract size adjustments can be found in the RCG 2023 Guidance notes). Where RV is calculated using the comparative method (rental method) the contract size adjustment should be made as follows: Select - SCAT code box ""P and M as an addition” within the 2023 Generic Contractors Test Spreadsheet facility. Or Where the spreadsheet is not used take the: Reciprocal of statutory de-capitalisation rate (i.e. 5% reciprocal = 20) multiply by rateable value of the buildings (before any overall end allowances are made and after making a notional deduction for the land value) and add to the ERC of P&M. Use resultant figure to calculate contract size adjustment. (Guidance Notes - Section 6) | The Cost figures are for Stainless Steel tanks having up to 6 mm thick bottom plates. The scales are suitable to tanks having bottom plate thicknesses of between 5 mm and 8 mm. Tanks with bottom plates of + 8 mm thickness may have an addition of up to 40% to account for extra costs. | Costs do not include for Bitsand foundations, concrete/pile foundations, heating coils, insulation (Rockwood), structural stairways, catwalks, between tank walkways, etc. Stairways that are structures in their own right should be rated (costed and valued) following Class 4 Table 3 stairways. These stairways are for example where spot brackets welded to the tank support the item. In the case where every rung of the staircase is welded to the tank these staircases are NOT rateable as they are not staircases in their own right (Class 4 Table 3) and they do not form an integral part of such an item see Class 4 (b) i.e. they are not part of the structure of the tank. Stairways are usually mild steel, which has been galvanised. | Tanks - Class 4, Table 4 Class 2(d) Draining (e) Supplying Water (f) Protection from hazards. List of accessories 1 and 2. | If under Class 2, whole if Class 2 proviso applies - other than. If under Class 4 Heating coils, Rockwood insulation, paddles. | Foundations, catwalks, bunds, structural staircases, piles, fire protection equipment, high-level walkways. | It is assumed that the item forms part of an average size industrial, commercial or office complex. Where it would be normal to find more than one item in such a hereditament the ERC stated has been adjusted to reflect any number / quantity, discount. These figures are NOT one off figures. | - | Photo 1 - Bulk liquid storage tanks Photo 2 - Chemical storage tanks | - | 20156 |  | m3 | Per cubic metre | 3 - INDUSTRIAL | David Grace | Rob Hughes | 165.9295 | Option 3 | 180.2766 | 8.647% | 212.2163 | 212.6906 | 28.18% | 17.98% | 212.9698 | 28.35% | Price Book Data | Ryan Hobbs | VOA_GPN_GOV_UK\7246041 | 2020-12-22 | Low | - | Medium | Costs are based on provisional 2021 agreement with agents (email chain saved in Evidence tab). Since CG2023 is currently working from the same TPI start point (322) as CG2021 I have taken the rate without adjustment, and will bulk index closer to publication date. | - | Costs need to be indexed by different indices to general TPI. Some thought will be required to make sure this happens correctly. | NA | Steel | 1.56 | (BEAMS Note 1) The ERC for this item should be added to the total of the ERC of the other P&M items on the site and the Buildings ERC (where applicable) to enable the correct contract size adjustment to be made. ERC of P&M Items + ERC of Building Component’s = Total ERC (net figure rateable items only) to which contract size adjustment should be applied The 2021 Generic Contractors Test Spreadsheet has this facility built into the programme - it is recommended you undertake all contractors test valuations using this spreadsheet. (Details on the application of contract size adjustments can be found in the RCG 2021 Guidance notes). Where RV is calculated using the comparative method (rental method) the contract size adjustment should be made as follows: Select - SCAT code box "P and M as an addition” within the 2021 Generic Contractors Test Spreadsheet facility. Or Where the spreadsheet is not used take the: Reciprocal of statutory de-capitalisation rate (i.e. 5% reciprocal = 20) multiply by rateable value of the buildings (before any overall end allowances are made and after making a notional deduction for the land value) and add to the ERC of P&M. Use resultant figure to calculate contract size adjustment. (Guidance Notes - Section 6) | Photo 1 - Bulk liquid storage tanks Photo 2 - Chemical storage tanks | - | 1 | TRUE
5780 | 215P45 | 7257 | 215P45 | Tanks | Stainless Steel | Vertical Fixed Head - SS304 | Commercial Tank Farms - Specialised | 14000m³ | Tanks found on Commercial Tank Farms and Fuel Depots together with Individual Tanks or clusters of tanks on Major Food Establishments or breweries. They are generally an all stainless steel construction. The tanks are similar in construction to mild steel tanks and similar in design. Their weight pro rata of steel thickness is greater and careful referencing of foundation detail is required. These tanks are usually erected on site built over an existing bit sand foundation (formed under the tank base plate). The bit sand cone is usually formed on an over site concrete base (e.g. 150 mm). This type of tank is intended for processed product storage and normally do not exceed 20,000 cu m in volume. They usually contain either food products i.e. milk, beer, or, aggressive chemicals i.e. dilute acids or alkalis. It is unusual to find in this category floating head tanks. The costs are for fixed head tanks. Fixed roofs are conical and self-supporting made of 5 mm stainless steel plates welded at the edges. The tanks are purpose designed by the tank farm operator and built to their specification. For smaller flat bottomed tanks found in smaller industrial units see 215G09. The design life is at minimum 30 years and their second hand life is long, therefore they are initially more expensive to purchase but having less maintenance than equivalent mild steel tanks. Stainless steel contains a high percentage of nickel. Nickel is a product quoted on the commercial markets and has a high fluctuation in exchange rates. There are a few large tank manufacturers who are able to buy stainless steel when the price is low and stockpile large plates for future use. Many of the smaller companies have limited stocks and often buy to order. The price of individual items can therefore vary considerably. Working with stainless steel is harder than with mild steel and thus where shapes and designs are complex the cost increases dramatically. For Bulk Liquid Storage Tanks (as found on commercial tank farms) the assumption is that they have been purchased from a leading stainless steel manufacturer and that the design is that of a typical bulk liquid storage tank. Stainless Steel Tanks situated within Commercial Tank farms and Petroleum depots sit on a bit sand foundation (see separate Description and costings). Most bulk storage tanks are built with a cone up centre however some tanks have a sump in the centre of the tank. In the usual cone up situation the foundations to the tank should be established by reference to plans and sections and costed with reference to BEAMS. The usual earth foundation requires (i) site cleared of vegetable matter, (ii) compacted chemically inert fill, (iii) drainage layer 150mm thick of stable permeable compacted granular construction, (iv) 50mm thick bitumen/sand (Bit sand) layer (laid to correct falls). Drainage, periphery details and sizes are set out in BS 2654 (see: - Cost Guide Bit sand Bases - Section through typical Bit sand Find). Additions for Foundations - For small tanks the addition for this type of foundation will be some 12% whereas for larger tanks a 9% addition is required. A 10% addition for foundations is therefore proposed to ALL BULK STORAGE TANKS where individual costings are not possible. Pro rata with Mild Steel tanks the amount for foundations will be higher reflecting the greater weight in the tank construction. FOUNDATIONS to Bulk Storage Tanks where site details are not known 10% ADDITION to basic tank costs. Notes on Foundations - In some cases the chemically inert fill layer may consist of concrete up to 100mm deep. The 10% addition is still applicable in these cases. For piled and thicker raft foundations under the tank a further addition will be required and these should be calculated with reference to the relevant section in the Cost Guide or after discussion with the BEAMS. | Considered Not Applicable at time of Publication | (BEAMS Note 1) The ERC for this item should be added to the total of the ERC of the other P&M items on the site and the Buildings ERC (where applicable) to enable the correct contract size adjustment to be made. ERC of P&M Items + ERC of Building Component’s = Total ERC (net figure rateable items only) to which contract size adjustment should be applied The 2023 Generic Contractors Test Spreadsheet has this facility built into the programme - it is recommended you undertake all contractors test valuations using this spreadsheet. (Details on the application of contract size adjustments can be found in the RCG 2023 Guidance notes). Where RV is calculated using the comparative method (rental method) the contract size adjustment should be made as follows: Select - SCAT code box ""P and M as an addition” within the 2023 Generic Contractors Test Spreadsheet facility. Or Where the spreadsheet is not used take the: Reciprocal of statutory de-capitalisation rate (i.e. 5% reciprocal = 20) multiply by rateable value of the buildings (before any overall end allowances are made and after making a notional deduction for the land value) and add to the ERC of P&M. Use resultant figure to calculate contract size adjustment. (Guidance Notes - Section 6) | The Cost figures are for Stainless Steel tanks having up to 6 mm thick bottom plates. The scales are suitable to tanks having bottom plate thicknesses of between 5 mm and 8 mm. Tanks with bottom plates of + 8 mm thickness may have an addition of up to 40% to account for extra costs. | Costs do not include for Bitsand foundations, concrete/pile foundations, heating coils, insulation (Rockwood), structural stairways, catwalks, between tank walkways, etc. Stairways that are structures in their own right should be rated (costed and valued) following Class 4 Table 3 stairways. These stairways are for example where spot brackets welded to the tank support the item. In the case where every rung of the staircase is welded to the tank these staircases are NOT rateable as they are not staircases in their own right (Class 4 Table 3) and they do not form an integral part of such an item see Class 4 (b) i.e. they are not part of the structure of the tank. Stairways are usually mild steel, which has been galvanised. | Tanks - Class 4, Table 4 Class 2(d) Draining (e) Supplying Water (f) Protection from hazards. List of accessories 1 and 2. | If under Class 2, whole if Class 2 proviso applies - other than. If under Class 4 Heating coils, Rockwood insulation, paddles. | Foundations, catwalks, bunds, structural staircases, piles, fire protection equipment, high-level walkways. | It is assumed that the item forms part of an average size industrial, commercial or office complex. Where it would be normal to find more than one item in such a hereditament the ERC stated has been adjusted to reflect any number / quantity, discount. These figures are NOT one off figures. | - | Photo 1 - Bulk liquid storage tanks Photo 2 - Chemical storage tanks | - | 20156 |  | m3 | Per cubic metre | 3 - INDUSTRIAL | David Grace | Rob Hughes | 161.2326 | Option 3 | 175.1737 | 8.647% | 206.8573 | 207.3196 | 28.58% | 18.35% | 206.9406 | 28.35% | Price Book Data | Ryan Hobbs | VOA_GPN_GOV_UK\7246041 | 2020-12-22 | Low | - | Medium | Costs are based on provisional 2021 agreement with agents (email chain saved in Evidence tab). Since CG2023 is currently working from the same TPI start point (322) as CG2021 I have taken the rate without adjustment, and will bulk index closer to publication date. | - | Costs need to be indexed by different indices to general TPI. Some thought will be required to make sure this happens correctly. | NA | Steel | 1.56 | (BEAMS Note 1) The ERC for this item should be added to the total of the ERC of the other P&M items on the site and the Buildings ERC (where applicable) to enable the correct contract size adjustment to be made. ERC of P&M Items + ERC of Building Component’s = Total ERC (net figure rateable items only) to which contract size adjustment should be applied The 2021 Generic Contractors Test Spreadsheet has this facility built into the programme - it is recommended you undertake all contractors test valuations using this spreadsheet. (Details on the application of contract size adjustments can be found in the RCG 2021 Guidance notes). Where RV is calculated using the comparative method (rental method) the contract size adjustment should be made as follows: Select - SCAT code box "P and M as an addition” within the 2021 Generic Contractors Test Spreadsheet facility. Or Where the spreadsheet is not used take the: Reciprocal of statutory de-capitalisation rate (i.e. 5% reciprocal = 20) multiply by rateable value of the buildings (before any overall end allowances are made and after making a notional deduction for the land value) and add to the ERC of P&M. Use resultant figure to calculate contract size adjustment. (Guidance Notes - Section 6) | Photo 1 - Bulk liquid storage tanks Photo 2 - Chemical storage tanks | - | 1 | FALSE
5781 | 215P47 | 7259 | 215P47 | Tanks | Stainless Steel | Vertical Fixed Head - SS304 | Commercial Tank Farms - Specialised | 15000m³ | Tanks found on Commercial Tank Farms and Fuel Depots together with Individual Tanks or clusters of tanks on Major Food Establishments or breweries. They are generally an all stainless steel construction. The tanks are similar in construction to mild steel tanks and similar in design. Their weight pro rata of steel thickness is greater and careful referencing of foundation detail is required. These tanks are usually erected on site built over an existing bit sand foundation (formed under the tank base plate). The bit sand cone is usually formed on an over site concrete base (e.g. 150 mm). This type of tank is intended for processed product storage and normally do not exceed 20,000 cu m in volume. They usually contain either food products i.e. milk, beer, or, aggressive chemicals i.e. dilute acids or alkalis. It is unusual to find in this category floating head tanks. The costs are for fixed head tanks. Fixed roofs are conical and self-supporting made of 5 mm stainless steel plates welded at the edges. The tanks are purpose designed by the tank farm operator and built to their specification. For smaller flat bottomed tanks found in smaller industrial units see 215G09. The design life is at minimum 30 years and their second hand life is long, therefore they are initially more expensive to purchase but having less maintenance than equivalent mild steel tanks. Stainless steel contains a high percentage of nickel. Nickel is a product quoted on the commercial markets and has a high fluctuation in exchange rates. There are a few large tank manufacturers who are able to buy stainless steel when the price is low and stockpile large plates for future use. Many of the smaller companies have limited stocks and often buy to order. The price of individual items can therefore vary considerably. Working with stainless steel is harder than with mild steel and thus where shapes and designs are complex the cost increases dramatically. For Bulk Liquid Storage Tanks (as found on commercial tank farms) the assumption is that they have been purchased from a leading stainless steel manufacturer and that the design is that of a typical bulk liquid storage tank. Stainless Steel Tanks situated within Commercial Tank farms and Petroleum depots sit on a bit sand foundation (see separate Description and costings). Most bulk storage tanks are built with a cone up centre however some tanks have a sump in the centre of the tank. In the usual cone up situation the foundations to the tank should be established by reference to plans and sections and costed with reference to BEAMS. The usual earth foundation requires (i) site cleared of vegetable matter, (ii) compacted chemically inert fill, (iii) drainage layer 150mm thick of stable permeable compacted granular construction, (iv) 50mm thick bitumen/sand (Bit sand) layer (laid to correct falls). Drainage, periphery details and sizes are set out in BS 2654 (see: - Cost Guide Bit sand Bases - Section through typical Bit sand Find). Additions for Foundations - For small tanks the addition for this type of foundation will be some 12% whereas for larger tanks a 9% addition is required. A 10% addition for foundations is therefore proposed to ALL BULK STORAGE TANKS where individual costings are not possible. Pro rata with Mild Steel tanks the amount for foundations will be higher reflecting the greater weight in the tank construction. FOUNDATIONS to Bulk Storage Tanks where site details are not known 10% ADDITION to basic tank costs. Notes on Foundations - In some cases the chemically inert fill layer may consist of concrete up to 100mm deep. The 10% addition is still applicable in these cases. For piled and thicker raft foundations under the tank a further addition will be required and these should be calculated with reference to the relevant section in the Cost Guide or after discussion with the BEAMS. | Considered Not Applicable at time of Publication | (BEAMS Note 1) The ERC for this item should be added to the total of the ERC of the other P&M items on the site and the Buildings ERC (where applicable) to enable the correct contract size adjustment to be made. ERC of P&M Items + ERC of Building Component’s = Total ERC (net figure rateable items only) to which contract size adjustment should be applied The 2023 Generic Contractors Test Spreadsheet has this facility built into the programme - it is recommended you undertake all contractors test valuations using this spreadsheet. (Details on the application of contract size adjustments can be found in the RCG 2023 Guidance notes). Where RV is calculated using the comparative method (rental method) the contract size adjustment should be made as follows: Select - SCAT code box ""P and M as an addition” within the 2023 Generic Contractors Test Spreadsheet facility. Or Where the spreadsheet is not used take the: Reciprocal of statutory de-capitalisation rate (i.e. 5% reciprocal = 20) multiply by rateable value of the buildings (before any overall end allowances are made and after making a notional deduction for the land value) and add to the ERC of P&M. Use resultant figure to calculate contract size adjustment. (Guidance Notes - Section 6) | The Cost figures are for Stainless Steel tanks having up to 6 mm thick bottom plates. The scales are suitable to tanks having bottom plate thicknesses of between 5 mm and 8 mm. Tanks with bottom plates of + 8 mm thickness may have an addition of up to 40% to account for extra costs. | Costs do not include for Bitsand foundations, concrete/pile foundations, heating coils, insulation (Rockwood), structural stairways, catwalks, between tank walkways, etc. Stairways that are structures in their own right should be rated (costed and valued) following Class 4 Table 3 stairways. These stairways are for example where spot brackets welded to the tank support the item. In the case where every rung of the staircase is welded to the tank these staircases are NOT rateable as they are not staircases in their own right (Class 4 Table 3) and they do not form an integral part of such an item see Class 4 (b) i.e. they are not part of the structure of the tank. Stairways are usually mild steel, which has been galvanised. | Tanks - Class 4, Table 4 Class 2(d) Draining (e) Supplying Water (f) Protection from hazards. List of accessories 1 and 2. | If under Class 2, whole if Class 2 proviso applies - other than. If under Class 4 Heating coils, Rockwood insulation, paddles. | Foundations, catwalks, bunds, structural staircases, piles, fire protection equipment, high-level walkways. | It is assumed that the item forms part of an average size industrial, commercial or office complex. Where it would be normal to find more than one item in such a hereditament the ERC stated has been adjusted to reflect any number / quantity, discount. These figures are NOT one off figures. | - | Photo 1 - Bulk liquid storage tanks Photo 2 - Chemical storage tanks | - | 20156 |  | m3 | Per cubic metre | 3 - INDUSTRIAL | David Grace | Rob Hughes | 159.1289 | Option 3 | 172.888 | 8.647% | 203.6419 | 204.097 | 28.26% | 18.05% | 204.2366 | 28.35% | Price Book Data | Ryan Hobbs | VOA_GPN_GOV_UK\7246041 | 2020-12-22 | Low | - | Medium | Costs are based on provisional 2021 agreement with agents (email chain saved in Evidence tab). Since CG2023 is currently working from the same TPI start point (322) as CG2021 I have taken the rate without adjustment, and will bulk index closer to publication date. | - | Costs need to be indexed by different indices to general TPI. Some thought will be required to make sure this happens correctly. | NA | Steel | 1.56 | (BEAMS Note 1) The ERC for this item should be added to the total of the ERC of the other P&M items on the site and the Buildings ERC (where applicable) to enable the correct contract size adjustment to be made. ERC of P&M Items + ERC of Building Component’s = Total ERC (net figure rateable items only) to which contract size adjustment should be applied The 2021 Generic Contractors Test Spreadsheet has this facility built into the programme - it is recommended you undertake all contractors test valuations using this spreadsheet. (Details on the application of contract size adjustments can be found in the RCG 2021 Guidance notes). Where RV is calculated using the comparative method (rental method) the contract size adjustment should be made as follows: Select - SCAT code box "P and M as an addition” within the 2021 Generic Contractors Test Spreadsheet facility. Or Where the spreadsheet is not used take the: Reciprocal of statutory de-capitalisation rate (i.e. 5% reciprocal = 20) multiply by rateable value of the buildings (before any overall end allowances are made and after making a notional deduction for the land value) and add to the ERC of P&M. Use resultant figure to calculate contract size adjustment. (Guidance Notes - Section 6) | Photo 1 - Bulk liquid storage tanks Photo 2 - Chemical storage tanks | - | 1 | TRUE
5782 | 215P49 | 7261 | 215P49 | Tanks | Stainless Steel | Vertical Fixed Head - SS304 | Commercial Tank Farms - Specialised | 16000m³ | Tanks found on Commercial Tank Farms and Fuel Depots together with Individual Tanks or clusters of tanks on Major Food Establishments or breweries. They are generally an all stainless steel construction. The tanks are similar in construction to mild steel tanks and similar in design. Their weight pro rata of steel thickness is greater and careful referencing of foundation detail is required. These tanks are usually erected on site built over an existing bit sand foundation (formed under the tank base plate). The bit sand cone is usually formed on an over site concrete base (e.g. 150 mm). This type of tank is intended for processed product storage and normally do not exceed 20,000 cu m in volume. They usually contain either food products i.e. milk, beer, or, aggressive chemicals i.e. dilute acids or alkalis. It is unusual to find in this category floating head tanks. The costs are for fixed head tanks. Fixed roofs are conical and self-supporting made of 5 mm stainless steel plates welded at the edges. The tanks are purpose designed by the tank farm operator and built to their specification. For smaller flat bottomed tanks found in smaller industrial units see 215G09. The design life is at minimum 30 years and their second hand life is long, therefore they are initially more expensive to purchase but having less maintenance than equivalent mild steel tanks. Stainless steel contains a high percentage of nickel. Nickel is a product quoted on the commercial markets and has a high fluctuation in exchange rates. There are a few large tank manufacturers who are able to buy stainless steel when the price is low and stockpile large plates for future use. Many of the smaller companies have limited stocks and often buy to order. The price of individual items can therefore vary considerably. Working with stainless steel is harder than with mild steel and thus where shapes and designs are complex the cost increases dramatically. For Bulk Liquid Storage Tanks (as found on commercial tank farms) the assumption is that they have been purchased from a leading stainless steel manufacturer and that the design is that of a typical bulk liquid storage tank. Stainless Steel Tanks situated within Commercial Tank farms and Petroleum depots sit on a bit sand foundation (see separate Description and costings). Most bulk storage tanks are built with a cone up centre however some tanks have a sump in the centre of the tank. In the usual cone up situation the foundations to the tank should be established by reference to plans and sections and costed with reference to BEAMS. The usual earth foundation requires (i) site cleared of vegetable matter, (ii) compacted chemically inert fill, (iii) drainage layer 150mm thick of stable permeable compacted granular construction, (iv) 50mm thick bitumen/sand (Bit sand) layer (laid to correct falls). Drainage, periphery details and sizes are set out in BS 2654 (see: - Cost Guide Bit sand Bases - Section through typical Bit sand Find). Additions for Foundations - For small tanks the addition for this type of foundation will be some 12% whereas for larger tanks a 9% addition is required. A 10% addition for foundations is therefore proposed to ALL BULK STORAGE TANKS where individual costings are not possible. Pro rata with Mild Steel tanks the amount for foundations will be higher reflecting the greater weight in the tank construction. FOUNDATIONS to Bulk Storage Tanks where site details are not known 10% ADDITION to basic tank costs. Notes on Foundations - In some cases the chemically inert fill layer may consist of concrete up to 100mm deep. The 10% addition is still applicable in these cases. For piled and thicker raft foundations under the tank a further addition will be required and these should be calculated with reference to the relevant section in the Cost Guide or after discussion with the BEAMS. | Considered Not Applicable at time of Publication | (BEAMS Note 1) The ERC for this item should be added to the total of the ERC of the other P&M items on the site and the Buildings ERC (where applicable) to enable the correct contract size adjustment to be made. ERC of P&M Items + ERC of Building Component’s = Total ERC (net figure rateable items only) to which contract size adjustment should be applied The 2023 Generic Contractors Test Spreadsheet has this facility built into the programme - it is recommended you undertake all contractors test valuations using this spreadsheet. (Details on the application of contract size adjustments can be found in the RCG 2023 Guidance notes). Where RV is calculated using the comparative method (rental method) the contract size adjustment should be made as follows: Select - SCAT code box ""P and M as an addition” within the 2023 Generic Contractors Test Spreadsheet facility. Or Where the spreadsheet is not used take the: Reciprocal of statutory de-capitalisation rate (i.e. 5% reciprocal = 20) multiply by rateable value of the buildings (before any overall end allowances are made and after making a notional deduction for the land value) and add to the ERC of P&M. Use resultant figure to calculate contract size adjustment. (Guidance Notes - Section 6) | The Cost figures are for Stainless Steel tanks having up to 6 mm thick bottom plates. The scales are suitable to tanks having bottom plate thicknesses of between 5 mm and 8 mm. Tanks with bottom plates of + 8 mm thickness may have an addition of up to 40% to account for extra costs. | Costs do not include for Bitsand foundations, concrete/pile foundations, heating coils, insulation (Rockwood), structural stairways, catwalks, between tank walkways, etc. Stairways that are structures in their own right should be rated (costed and valued) following Class 4 Table 3 stairways. These stairways are for example where spot brackets welded to the tank support the item. In the case where every rung of the staircase is welded to the tank these staircases are NOT rateable as they are not staircases in their own right (Class 4 Table 3) and they do not form an integral part of such an item see Class 4 (b) i.e. they are not part of the structure of the tank. Stairways are usually mild steel, which has been galvanised. | Tanks - Class 4, Table 4 Class 2(d) Draining (e) Supplying Water (f) Protection from hazards. List of accessories 1 and 2. | If under Class 2, whole if Class 2 proviso applies - other than. If under Class 4 Heating coils, Rockwood insulation, paddles. | Foundations, catwalks, bunds, structural staircases, piles, fire protection equipment, high-level walkways. | It is assumed that the item forms part of an average size industrial, commercial or office complex. Where it would be normal to find more than one item in such a hereditament the ERC stated has been adjusted to reflect any number / quantity, discount. These figures are NOT one off figures. | - | Photo 1 - Bulk liquid storage tanks Photo 2 - Chemical storage tanks | - | 20156 |  | m3 | Per cubic metre | 3 - INDUSTRIAL | David Grace | Rob Hughes | 154.6522 | Option 3 | 168.0243 | 8.647% | 198.2829 | 198.726 | 28.5% | 18.27% | 198.4897 | 28.35% | Price Book Data | Ryan Hobbs | VOA_GPN_GOV_UK\7246041 | 2022-07-29 | Low | - | Medium | Costs are based on provisional 2021 agreement with agents (email chain saved in Evidence tab). Since CG2023 is currently working from the same TPI start point (322) as CG2021 I have taken the rate without adjustment, and will bulk index closer to publication date. | - | Costs need to be indexed by different indices to general TPI. Some thought will be required to make sure this happens correctly. | NA | Steel | 1.56 | (BEAMS Note 1) The ERC for this item should be added to the total of the ERC of the other P&M items on the site and the Buildings ERC (where applicable) to enable the correct contract size adjustment to be made. ERC of P&M Items + ERC of Building Component’s = Total ERC (net figure rateable items only) to which contract size adjustment should be applied The 2021 Generic Contractors Test Spreadsheet has this facility built into the programme - it is recommended you undertake all contractors test valuations using this spreadsheet. (Details on the application of contract size adjustments can be found in the RCG 2021 Guidance notes). Where RV is calculated using the comparative method (rental method) the contract size adjustment should be made as follows: Select - SCAT code box "P and M as an addition” within the 2021 Generic Contractors Test Spreadsheet facility. Or Where the spreadsheet is not used take the: Reciprocal of statutory de-capitalisation rate (i.e. 5% reciprocal = 20) multiply by rateable value of the buildings (before any overall end allowances are made and after making a notional deduction for the land value) and add to the ERC of P&M. Use resultant figure to calculate contract size adjustment. (Guidance Notes - Section 6) | Photo 1 - Bulk liquid storage tanks Photo 2 - Chemical storage tanks | - | 1 | TRUE
5783 | 215P51 | 7263 | 215P51 | Tanks | Stainless Steel | Vertical Fixed Head - SS304 | Commercial Tank Farms - Specialised | 17000m³ | Tanks found on Commercial Tank Farms and Fuel Depots together with Individual Tanks or clusters of tanks on Major Food Establishments or breweries. They are generally an all stainless steel construction. The tanks are similar in construction to mild steel tanks and similar in design. Their weight pro rata of steel thickness is greater and careful referencing of foundation detail is required. These tanks are usually erected on site built over an existing bit sand foundation (formed under the tank base plate). The bit sand cone is usually formed on an over site concrete base (e.g. 150 mm). This type of tank is intended for processed product storage and normally do not exceed 20,000 cu m in volume. They usually contain either food products i.e. milk, beer, or, aggressive chemicals i.e. dilute acids or alkalis. It is unusual to find in this category floating head tanks. The costs are for fixed head tanks. Fixed roofs are conical and self-supporting made of 5 mm stainless steel plates welded at the edges. The tanks are purpose designed by the tank farm operator and built to their specification. For smaller flat bottomed tanks found in smaller industrial units see 215G09. The design life is at minimum 30 years and their second hand life is long, therefore they are initially more expensive to purchase but having less maintenance than equivalent mild steel tanks. Stainless steel contains a high percentage of nickel. Nickel is a product quoted on the commercial markets and has a high fluctuation in exchange rates. There are a few large tank manufacturers who are able to buy stainless steel when the price is low and stockpile large plates for future use. Many of the smaller companies have limited stocks and often buy to order. The price of individual items can therefore vary considerably. Working with stainless steel is harder than with mild steel and thus where shapes and designs are complex the cost increases dramatically. For Bulk Liquid Storage Tanks (as found on commercial tank farms) the assumption is that they have been purchased from a leading stainless steel manufacturer and that the design is that of a typical bulk liquid storage tank. Stainless Steel Tanks situated within Commercial Tank farms and Petroleum depots sit on a bit sand foundation (see separate Description and costings). Most bulk storage tanks are built with a cone up centre however some tanks have a sump in the centre of the tank. In the usual cone up situation the foundations to the tank should be established by reference to plans and sections and costed with reference to BEAMS. The usual earth foundation requires (i) site cleared of vegetable matter, (ii) compacted chemically inert fill, (iii) drainage layer 150mm thick of stable permeable compacted granular construction, (iv) 50mm thick bitumen/sand (Bit sand) layer (laid to correct falls). Drainage, periphery details and sizes are set out in BS 2654 (see: - Cost Guide Bit sand Bases - Section through typical Bit sand Find). Additions for Foundations - For small tanks the addition for this type of foundation will be some 12% whereas for larger tanks a 9% addition is required. A 10% addition for foundations is therefore proposed to ALL BULK STORAGE TANKS where individual costings are not possible. Pro rata with Mild Steel tanks the amount for foundations will be higher reflecting the greater weight in the tank construction. FOUNDATIONS to Bulk Storage Tanks where site details are not known 10% ADDITION to basic tank costs. Notes on Foundations - In some cases the chemically inert fill layer may consist of concrete up to 100mm deep. The 10% addition is still applicable in these cases. For piled and thicker raft foundations under the tank a further addition will be required and these should be calculated with reference to the relevant section in the Cost Guide or after discussion with the BEAMS. | Considered Not Applicable at time of Publication | (BEAMS Note 1) The ERC for this item should be added to the total of the ERC of the other P&M items on the site and the Buildings ERC (where applicable) to enable the correct contract size adjustment to be made. ERC of P&M Items + ERC of Building Component’s = Total ERC (net figure rateable items only) to which contract size adjustment should be applied The 2023 Generic Contractors Test Spreadsheet has this facility built into the programme - it is recommended you undertake all contractors test valuations using this spreadsheet. (Details on the application of contract size adjustments can be found in the RCG 2023 Guidance notes). Where RV is calculated using the comparative method (rental method) the contract size adjustment should be made as follows: Select - SCAT code box ""P and M as an addition” within the 2023 Generic Contractors Test Spreadsheet facility. Or Where the spreadsheet is not used take the: Reciprocal of statutory de-capitalisation rate (i.e. 5% reciprocal = 20) multiply by rateable value of the buildings (before any overall end allowances are made and after making a notional deduction for the land value) and add to the ERC of P&M. Use resultant figure to calculate contract size adjustment. (Guidance Notes - Section 6) | The Cost figures are for Stainless Steel tanks having up to 6 mm thick bottom plates. The scales are suitable to tanks having bottom plate thicknesses of between 5 mm and 8 mm. Tanks with bottom plates of + 8 mm thickness may have an addition of up to 40% to account for extra costs. | Costs do not include for Bitsand foundations, concrete/pile foundations, heating coils, insulation (Rockwood), structural stairways, catwalks, between tank walkways, etc. Stairways that are structures in their own right should be rated (costed and valued) following Class 4 Table 3 stairways. These stairways are for example where spot brackets welded to the tank support the item. In the case where every rung of the staircase is welded to the tank these staircases are NOT rateable as they are not staircases in their own right (Class 4 Table 3) and they do not form an integral part of such an item see Class 4 (b) i.e. they are not part of the structure of the tank. Stairways are usually mild steel, which has been galvanised. | Tanks - Class 4, Table 4 Class 2(d) Draining (e) Supplying Water (f) Protection from hazards. List of accessories 1 and 2. | If under Class 2, whole if Class 2 proviso applies - other than. If under Class 4 Heating coils, Rockwood insulation, paddles. | Foundations, catwalks, bunds, structural staircases, piles, fire protection equipment, high-level walkways. | It is assumed that the item forms part of an average size industrial, commercial or office complex. Where it would be normal to find more than one item in such a hereditament the ERC stated has been adjusted to reflect any number / quantity, discount. These figures are NOT one off figures. | - | Photo 1 - Bulk liquid storage tanks Photo 2 - Chemical storage tanks | - | 20156 |  | m3 | Per cubic metre | 3 - INDUSTRIAL | David Grace | Rob Hughes | 153.6248 | Option 3 | 166.908 | 8.647% | 197.2111 | 197.6518 | 28.66% | 18.42% | 197.1792 | 28.35% | Price Book Data | Ryan Hobbs | VOA_GPN_GOV_UK\7246041 | 2022-07-29 | Low | - | Medium | Costs are based on provisional 2021 agreement with agents (email chain saved in Evidence tab). Since CG2023 is currently working from the same TPI start point (322) as CG2021 I have taken the rate without adjustment, and will bulk index closer to publication date. | - | Costs need to be indexed by different indices to general TPI. Some thought will be required to make sure this happens correctly. | NA | Steel | 1.56 | (BEAMS Note 1) The ERC for this item should be added to the total of the ERC of the other P&M items on the site and the Buildings ERC (where applicable) to enable the correct contract size adjustment to be made. ERC of P&M Items + ERC of Building Component’s = Total ERC (net figure rateable items only) to which contract size adjustment should be applied The 2021 Generic Contractors Test Spreadsheet has this facility built into the programme - it is recommended you undertake all contractors test valuations using this spreadsheet. (Details on the application of contract size adjustments can be found in the RCG 2021 Guidance notes). Where RV is calculated using the comparative method (rental method) the contract size adjustment should be made as follows: Select - SCAT code box "P and M as an addition” within the 2021 Generic Contractors Test Spreadsheet facility. Or Where the spreadsheet is not used take the: Reciprocal of statutory de-capitalisation rate (i.e. 5% reciprocal = 20) multiply by rateable value of the buildings (before any overall end allowances are made and after making a notional deduction for the land value) and add to the ERC of P&M. Use resultant figure to calculate contract size adjustment. (Guidance Notes - Section 6) | Photo 1 - Bulk liquid storage tanks Photo 2 - Chemical storage tanks | - | 1 | TRUE
5784 | 215P53 | 7265 | 215P53 | Tanks | Stainless Steel | Vertical Fixed Head - SS304 | Commercial Tank Farms - Specialised | 20000m³ | Tanks found on Commercial Tank Farms and Fuel Depots together with Individual Tanks or clusters of tanks on Major Food Establishments or breweries. They are generally an all stainless steel construction. The tanks are similar in construction to mild steel tanks and similar in design. Their weight pro rata of steel thickness is greater and careful referencing of foundation detail is required. These tanks are usually erected on site built over an existing bit sand foundation (formed under the tank base plate). The bit sand cone is usually formed on an over site concrete base (e.g. 150 mm). This type of tank is intended for processed product storage and normally do not exceed 20,000 cu m in volume. They usually contain either food products i.e. milk, beer, or, aggressive chemicals i.e. dilute acids or alkalis. It is unusual to find in this category floating head tanks. The costs are for fixed head tanks. Fixed roofs are conical and self-supporting made of 5 mm stainless steel plates welded at the edges. The tanks are purpose designed by the tank farm operator and built to their specification. For smaller flat bottomed tanks found in smaller industrial units see 215G09. The design life is at minimum 30 years and their second hand life is long, therefore they are initially more expensive to purchase but having less maintenance than equivalent mild steel tanks. Stainless steel contains a high percentage of nickel. Nickel is a product quoted on the commercial markets and has a high fluctuation in exchange rates. There are a few large tank manufacturers who are able to buy stainless steel when the price is low and stockpile large plates for future use. Many of the smaller companies have limited stocks and often buy to order. The price of individual items can therefore vary considerably. Working with stainless steel is harder than with mild steel and thus where shapes and designs are complex the cost increases dramatically. For Bulk Liquid Storage Tanks (as found on commercial tank farms) the assumption is that they have been purchased from a leading stainless steel manufacturer and that the design is that of a typical bulk liquid storage tank. Stainless Steel Tanks situated within Commercial Tank farms and Petroleum depots sit on a bit sand foundation (see separate Description and costings). Most bulk storage tanks are built with a cone up centre however some tanks have a sump in the centre of the tank. In the usual cone up situation the foundations to the tank should be established by reference to plans and sections and costed with reference to BEAMS. The usual earth foundation requires (i) site cleared of vegetable matter, (ii) compacted chemically inert fill, (iii) drainage layer 150mm thick of stable permeable compacted granular construction, (iv) 50mm thick bitumen/sand (Bit sand) layer (laid to correct falls). Drainage, periphery details and sizes are set out in BS 2654 (see: - Cost Guide Bit sand Bases - Section through typical Bit sand Find). Additions for Foundations - For small tanks the addition for this type of foundation will be some 12% whereas for larger tanks a 9% addition is required. A 10% addition for foundations is therefore proposed to ALL BULK STORAGE TANKS where individual costings are not possible. Pro rata with Mild Steel tanks the amount for foundations will be higher reflecting the greater weight in the tank construction. FOUNDATIONS to Bulk Storage Tanks where site details are not known 10% ADDITION to basic tank costs. Notes on Foundations - In some cases the chemically inert fill layer may consist of concrete up to 100mm deep. The 10% addition is still applicable in these cases. For piled and thicker raft foundations under the tank a further addition will be required and these should be calculated with reference to the relevant section in the Cost Guide or after discussion with the BEAMS. | Considered Not Applicable at time of Publication | (BEAMS Note 1) The ERC for this item should be added to the total of the ERC of the other P&M items on the site and the Buildings ERC (where applicable) to enable the correct contract size adjustment to be made. ERC of P&M Items + ERC of Building Component’s = Total ERC (net figure rateable items only) to which contract size adjustment should be applied The 2023 Generic Contractors Test Spreadsheet has this facility built into the programme - it is recommended you undertake all contractors test valuations using this spreadsheet. (Details on the application of contract size adjustments can be found in the RCG 2023 Guidance notes). Where RV is calculated using the comparative method (rental method) the contract size adjustment should be made as follows: Select - SCAT code box ""P and M as an addition” within the 2023 Generic Contractors Test Spreadsheet facility. Or Where the spreadsheet is not used take the: Reciprocal of statutory de-capitalisation rate (i.e. 5% reciprocal = 20) multiply by rateable value of the buildings (before any overall end allowances are made and after making a notional deduction for the land value) and add to the ERC of P&M. Use resultant figure to calculate contract size adjustment. (Guidance Notes - Section 6) | The Cost figures are for Stainless Steel tanks having up to 6 mm thick bottom plates. The scales are suitable to tanks having bottom plate thicknesses of between 5 mm and 8 mm. Tanks with bottom plates of + 8 mm thickness may have an addition of up to 40% to account for extra costs. | Costs do not include for Bitsand foundations, concrete/pile foundations, heating coils, insulation (Rockwood), structural stairways, catwalks, between tank walkways, etc. Stairways that are structures in their own right should be rated (costed and valued) following Class 4 Table 3 stairways. These stairways are for example where spot brackets welded to the tank support the item. In the case where every rung of the staircase is welded to the tank these staircases are NOT rateable as they are not staircases in their own right (Class 4 Table 3) and they do not form an integral part of such an item see Class 4 (b) i.e. they are not part of the structure of the tank. Stairways are usually mild steel, which has been galvanised. | Tanks - Class 4, Table 4 Class 2(d) Draining (e) Supplying Water (f) Protection from hazards. List of accessories 1 and 2. | If under Class 2, whole if Class 2 proviso applies - other than. If under Class 4 Heating coils, Rockwood insulation, paddles. | Foundations, catwalks, bunds, structural staircases, piles, fire protection equipment, high-level walkways. | It is assumed that the item forms part of an average size industrial, commercial or office complex. Where it would be normal to find more than one item in such a hereditament the ERC stated has been adjusted to reflect any number / quantity, discount. These figures are NOT one off figures. | - | Photo 1 - Bulk liquid storage tanks Photo 2 - Chemical storage tanks | - | 20156 |  | m3 | Per cubic metre | 3 - INDUSTRIAL | David Grace | Rob Hughes | 147.0688 | Option 3 | 159.7852 | 8.647% | 188.6367 | 189.0583 | 28.55% | 18.32% | 188.7615 | 28.35% | Price Book Data | Ryan Hobbs | VOA_GPN_GOV_UK\7246041 | 2020-12-22 | Low | - | Medium | Costs are based on provisional 2021 agreement with agents (email chain saved in Evidence tab). Since CG2023 is currently working from the same TPI start point (322) as CG2021 I have taken the rate without adjustment, and will bulk index closer to publication date. | - | Costs need to be indexed by different indices to general TPI. Some thought will be required to make sure this happens correctly. | NA | Steel | 1.56 | (BEAMS Note 1) The ERC for this item should be added to the total of the ERC of the other P&M items on the site and the Buildings ERC (where applicable) to enable the correct contract size adjustment to be made. ERC of P&M Items + ERC of Building Component’s = Total ERC (net figure rateable items only) to which contract size adjustment should be applied The 2021 Generic Contractors Test Spreadsheet has this facility built into the programme - it is recommended you undertake all contractors test valuations using this spreadsheet. (Details on the application of contract size adjustments can be found in the RCG 2021 Guidance notes). Where RV is calculated using the comparative method (rental method) the contract size adjustment should be made as follows: Select - SCAT code box "P and M as an addition” within the 2021 Generic Contractors Test Spreadsheet facility. Or Where the spreadsheet is not used take the: Reciprocal of statutory de-capitalisation rate (i.e. 5% reciprocal = 20) multiply by rateable value of the buildings (before any overall end allowances are made and after making a notional deduction for the land value) and add to the ERC of P&M. Use resultant figure to calculate contract size adjustment. (Guidance Notes - Section 6) | Photo 1 - Bulk liquid storage tanks Photo 2 - Chemical storage tanks | - | 1 | FALSE
5785 | 215P55 | 7278 | 215P55 | Tanks | Stainless Steel | Vertical Fixed Head - SS304 | Commercial Tank Farms - Specialised | 25000m³ | Tanks found on Commercial Tank Farms and Fuel Depots together with Individual Tanks or clusters of tanks on Major Food Establishments or breweries. They are generally an all stainless steel construction. The tanks are similar in construction to mild steel tanks and similar in design. Their weight pro rata of steel thickness is greater and careful referencing of foundation detail is required. These tanks are usually erected on site built over an existing bit sand foundation (formed under the tank base plate). The bit sand cone is usually formed on an over site concrete base (e.g. 150 mm). This type of tank is intended for processed product storage and normally do not exceed 20,000 cu m in volume. They usually contain either food products i.e. milk, beer, or, aggressive chemicals i.e. dilute acids or alkalis. It is unusual to find in this category floating head tanks. The costs are for fixed head tanks. Fixed roofs are conical and self-supporting made of 5 mm stainless steel plates welded at the edges. The tanks are purpose designed by the tank farm operator and built to their specification. For smaller flat bottomed tanks found in smaller industrial units see 215G09. The design life is at minimum 30 years and their second hand life is long, therefore they are initially more expensive to purchase but having less maintenance than equivalent mild steel tanks. Stainless steel contains a high percentage of nickel. Nickel is a product quoted on the commercial markets and has a high fluctuation in exchange rates. There are a few large tank manufacturers who are able to buy stainless steel when the price is low and stockpile large plates for future use. Many of the smaller companies have limited stocks and often buy to order. The price of individual items can therefore vary considerably. Working with stainless steel is harder than with mild steel and thus where shapes and designs are complex the cost increases dramatically. For Bulk Liquid Storage Tanks (as found on commercial tank farms) the assumption is that they have been purchased from a leading stainless steel manufacturer and that the design is that of a typical bulk liquid storage tank. Stainless Steel Tanks situated within Commercial Tank farms and Petroleum depots sit on a bit sand foundation (see separate Description and costings). Most bulk storage tanks are built with a cone up centre however some tanks have a sump in the centre of the tank. In the usual cone up situation the foundations to the tank should be established by reference to plans and sections and costed with reference to BEAMS. The usual earth foundation requires (i) site cleared of vegetable matter, (ii) compacted chemically inert fill, (iii) drainage layer 150mm thick of stable permeable compacted granular construction, (iv) 50mm thick bitumen/sand (Bit sand) layer (laid to correct falls). Drainage, periphery details and sizes are set out in BS 2654 (see: - Cost Guide Bit sand Bases - Section through typical Bit sand Find). Additions for Foundations - For small tanks the addition for this type of foundation will be some 12% whereas for larger tanks a 9% addition is required. A 10% addition for foundations is therefore proposed to ALL BULK STORAGE TANKS where individual costings are not possible. Pro rata with Mild Steel tanks the amount for foundations will be higher reflecting the greater weight in the tank construction. FOUNDATIONS to Bulk Storage Tanks where site details are not known 10% ADDITION to basic tank costs. Notes on Foundations - In some cases the chemically inert fill layer may consist of concrete up to 100mm deep. The 10% addition is still applicable in these cases. For piled and thicker raft foundations under the tank a further addition will be required and these should be calculated with reference to the relevant section in the Cost Guide or after discussion with the BEAMS. | Considered Not Applicable at time of Publication | (BEAMS Note 1) The ERC for this item should be added to the total of the ERC of the other P&M items on the site and the Buildings ERC (where applicable) to enable the correct contract size adjustment to be made. ERC of P&M Items + ERC of Building Component’s = Total ERC (net figure rateable items only) to which contract size adjustment should be applied The 2023 Generic Contractors Test Spreadsheet has this facility built into the programme - it is recommended you undertake all contractors test valuations using this spreadsheet. (Details on the application of contract size adjustments can be found in the RCG 2023 Guidance notes). Where RV is calculated using the comparative method (rental method) the contract size adjustment should be made as follows: Select - SCAT code box ""P and M as an addition” within the 2023 Generic Contractors Test Spreadsheet facility. Or Where the spreadsheet is not used take the: Reciprocal of statutory de-capitalisation rate (i.e. 5% reciprocal = 20) multiply by rateable value of the buildings (before any overall end allowances are made and after making a notional deduction for the land value) and add to the ERC of P&M. Use resultant figure to calculate contract size adjustment. (Guidance Notes - Section 6) | The Cost figures are for Stainless Steel tanks having up to 6 mm thick bottom plates. The scales are suitable to tanks having bottom plate thicknesses of between 5 mm and 8 mm. Tanks with bottom plates of + 8 mm thickness may have an addition of up to 40% to account for extra costs. | Costs do not include for Bitsand foundations, concrete/pile foundations, heating coils, insulation (Rockwood), structural stairways, catwalks, between tank walkways, etc. Stairways that are structures in their own right should be rated (costed and valued) following Class 4 Table 3 stairways. These stairways are for example where spot brackets welded to the tank support the item. In the case where every rung of the staircase is welded to the tank these staircases are NOT rateable as they are not staircases in their own right (Class 4 Table 3) and they do not form an integral part of such an item see Class 4 (b) i.e. they are not part of the structure of the tank. Stairways are usually mild steel, which has been galvanised. | Tanks - Class 4, Table 4 Class 2(d) Draining (e) Supplying Water (f) Protection from hazards. List of accessories 1 and 2. | If under Class 2, whole if Class 2 proviso applies - other than. If under Class 4 Heating coils, Rockwood insulation, paddles. | Foundations, catwalks, bunds, structural staircases, piles, fire protection equipment, high-level walkways. | It is assumed that the item forms part of an average size industrial, commercial or office complex. Where it would be normal to find more than one item in such a hereditament the ERC stated has been adjusted to reflect any number / quantity, discount. These figures are NOT one off figures. | - | Photo 1 - Bulk liquid storage tanks Photo 2 - Chemical storage tanks | - | 20156 |  | m3 | Per cubic metre | 3 - INDUSTRIAL | David Grace | Rob Hughes | 143.693 | Option 3 | 156.1175 | 8.647% | 184.3495 | 184.7615 | 28.58% | 18.35% | 184.4285 | 28.35% | Price Book Data | Ryan Hobbs | VOA_GPN_GOV_UK\7246041 | 2022-07-29 | Low | - | Medium | Costs are based on provisional 2021 agreement with agents (email chain saved in Evidence tab). Since CG2023 is currently working from the same TPI start point (322) as CG2021 I have taken the rate without adjustment, and will bulk index closer to publication date. | - | Costs need to be indexed by different indices to general TPI. Some thought will be required to make sure this happens correctly. | NA | Steel | 1.56 | (BEAMS Note 1) The ERC for this item should be added to the total of the ERC of the other P&M items on the site and the Buildings ERC (where applicable) to enable the correct contract size adjustment to be made. ERC of P&M Items + ERC of Building Component’s = Total ERC (net figure rateable items only) to which contract size adjustment should be applied The 2021 Generic Contractors Test Spreadsheet has this facility built into the programme - it is recommended you undertake all contractors test valuations using this spreadsheet. (Details on the application of contract size adjustments can be found in the RCG 2021 Guidance notes). Where RV is calculated using the comparative method (rental method) the contract size adjustment should be made as follows: Select - SCAT code box "P and M as an addition” within the 2021 Generic Contractors Test Spreadsheet facility. Or Where the spreadsheet is not used take the: Reciprocal of statutory de-capitalisation rate (i.e. 5% reciprocal = 20) multiply by rateable value of the buildings (before any overall end allowances are made and after making a notional deduction for the land value) and add to the ERC of P&M. Use resultant figure to calculate contract size adjustment. (Guidance Notes - Section 6) | Photo 1 - Bulk liquid storage tanks Photo 2 - Chemical storage tanks | - | 1 | TRUE
5786 | 215P02 | 7509 | 215P02 | Tanks | Stainless Steel | Vertical Fixed Head - SS316 | Commercial Tank Farms - Specialised | 500m³ | Tanks found on Commercial Tank Farms and Fuel Depots together with Individual Tanks or clusters of tanks on Major Food Establishments or breweries. They are generally an all stainless steel construction. The tanks are similar in construction to mild steel tanks and similar in design. Their weight pro rata of steel thickness is greater and careful referencing of foundation detail is required. These tanks are usually erected on site built over an existing bit sand foundation (formed under the tank base plate). The bit sand cone is usually formed on an over site concrete base (e.g. 150 mm). This type of tank is intended for processed product storage and normally do not exceed 20,000 cu m in volume. They usually contain either food products i.e. milk, beer, or, aggressive chemicals i.e. dilute acids or alkalis. It is unusual to find in this category floating head tanks. The costs are for fixed head tanks. Fixed roofs are conical and self-supporting made of 5 mm stainless steel plates welded at the edges. The tanks are purpose designed by the tank farm operator and built to their specification. For smaller flat bottomed tanks found in smaller industrial units see 215G09. The design life is at minimum 30 years and their second hand life is long, therefore they are initially more expensive to purchase but having less maintenance than equivalent mild steel tanks. Stainless steel contains a high percentage of nickel. Nickel is a product quoted on the commercial markets and has a high fluctuation in exchange rates. There are a few large tank manufacturers who are able to buy stainless steel when the price is low and stockpile large plates for future use. Many of the smaller companies have limited stocks and often buy to order. The price of individual items can therefore vary considerably. Working with stainless steel is harder than with mild steel and thus where shapes and designs are complex the cost increases dramatically. For Bulk Liquid Storage Tanks (as found on commercial tank farms) the assumption is that they have been purchased from a leading stainless steel manufacturer and that the design is that of a typical bulk liquid storage tank. Stainless Steel Tanks situated within Commercial Tank farms and Petroleum depots sit on a bit sand foundation (see separate Description and costings). Most bulk storage tanks are built with a cone up centre however some tanks have a sump in the centre of the tank. In the usual cone up situation the foundations to the tank should be established by reference to plans and sections and costed with reference to BEAMS. The usual earth foundation requires (i) site cleared of vegetable matter, (ii) compacted chemically inert fill, (iii) drainage layer 150mm thick of stable permeable compacted granular construction, (iv) 50mm thick bitumen/sand (Bit sand) layer (laid to correct falls). Drainage, periphery details and sizes are set out in BS 2654 (see: - Cost Guide Bit sand Bases - Section through typical Bit sand Find). Additions for Foundations - For small tanks the addition for this type of foundation will be some 12% whereas for larger tanks a 9% addition is required. A 10% addition for foundations is therefore proposed to ALL BULK STORAGE TANKS where individual costings are not possible. Pro rata with Mild Steel tanks the amount for foundations will be higher reflecting the greater weight in the tank construction. FOUNDATIONS to Bulk Storage Tanks where site details are not known 10% ADDITION to basic tank costs. Notes on Foundations - In some cases the chemically inert fill layer may consist of concrete up to 100mm deep. The 10% addition is still applicable in these cases. For piled and thicker raft foundations under the tank a further addition will be required and these should be calculated with reference to the relevant section in the Cost Guide or after discussion with the BEAMS. | Considered Not Applicable at time of Publication | (BEAMS Note 1) The ERC for this item should be added to the total of the ERC of the other P&M items on the site and the Buildings ERC (where applicable) to enable the correct contract size adjustment to be made. ERC of P&M Items + ERC of Building Component’s = Total ERC (net figure rateable items only) to which contract size adjustment should be applied The 2023 Generic Contractors Test Spreadsheet has this facility built into the programme - it is recommended you undertake all contractors test valuations using this spreadsheet. (Details on the application of contract size adjustments can be found in the RCG 2023 Guidance notes). Where RV is calculated using the comparative method (rental method) the contract size adjustment should be made as follows: Select - SCAT code box ""P and M as an addition” within the 2023 Generic Contractors Test Spreadsheet facility. Or Where the spreadsheet is not used take the: Reciprocal of statutory de-capitalisation rate (i.e. 5% reciprocal = 20) multiply by rateable value of the buildings (before any overall end allowances are made and after making a notional deduction for the land value) and add to the ERC of P&M. Use resultant figure to calculate contract size adjustment. (Guidance Notes - Section 6) | The Cost figures are for Stainless Steel tanks having up to 6 mm thick bottom plates. The scales are suitable to tanks having bottom plate thicknesses of between 5 mm and 8 mm. Tanks with bottom plates of + 8 mm thickness may have an addition of up to 40% to account for extra costs. | Costs do not include for Bitsand foundations, concrete/pile foundations, heating coils, insulation (Rockwood), structural stairways, catwalks, between tank walkways, etc. Stairways that are structures in their own right should be rated (costed and valued) following Class 4 Table 3 stairways. These stairways are for example where spot brackets welded to the tank support the item. In the case where every rung of the staircase is welded to the tank these staircases are NOT rateable as they are not staircases in their own right (Class 4 Table 3) and they do not form an integral part of such an item see Class 4 (b) i.e. they are not part of the structure of the tank. Stairways are usually mild steel, which has been galvanised. | Tanks - Class 4, Table 4 Class 2(d) Draining (e) Supplying Water (f) Protection from hazards. List of accessories 1 and 2. | If under Class 2, whole if Class 2 proviso applies - other than. If under Class 4 Heating coils, Rockwood insulation, paddles. | Foundations, catwalks, bunds, structural staircases, piles, fire protection equipment, high-level walkways. | It is assumed that the item forms part of an average size industrial, commercial or office complex. Where it would be normal to find more than one item in such a hereditament the ERC stated has been adjusted to reflect any number / quantity, discount. These figures are NOT one off figures. | - | Photo 1 - Bulk liquid storage tanks Photo 2 - Chemical storage tanks | - | 20156 |  | m3 | Per cubic metre | 3 - INDUSTRIAL | David Grace | Rob Hughes | 456.1005 | Option 2 | 495.5375 | 8.647% | 1049.2915 | 1051.6366 | 130.6% | 112.2% | 1072.3412 | 135.1% | Price Book Data | Ryan Hobbs | VOA_GPN_GOV_UK\7246041 | 2022-07-05 | Low | - | Medium | Costs are based on provisional 2021 agreement with agents (email chain saved in Evidence tab). Since CG2023 is currently working from the same TPI start point (322) as CG2021 I have taken the rate without adjustment, and will bulk index closer to publication date. | - | Costs need to be indexed by different indices to general TPI. Some thought will be required to make sure this happens correctly. | NA | Steel | 1.56 | (BEAMS Note 1) The ERC for this item should be added to the total of the ERC of the other P&M items on the site and the Buildings ERC (where applicable) to enable the correct contract size adjustment to be made. ERC of P&M Items + ERC of Building Component’s = Total ERC (net figure rateable items only) to which contract size adjustment should be applied The 2021 Generic Contractors Test Spreadsheet has this facility built into the programme - it is recommended you undertake all contractors test valuations using this spreadsheet. (Details on the application of contract size adjustments can be found in the RCG 2021 Guidance notes). Where RV is calculated using the comparative method (rental method) the contract size adjustment should be made as follows: Select - SCAT code box "P and M as an addition” within the 2021 Generic Contractors Test Spreadsheet facility. Or Where the spreadsheet is not used take the: Reciprocal of statutory de-capitalisation rate (i.e. 5% reciprocal = 20) multiply by rateable value of the buildings (before any overall end allowances are made and after making a notional deduction for the land value) and add to the ERC of P&M. Use resultant figure to calculate contract size adjustment. (Guidance Notes - Section 6) | Photo 1 - Bulk liquid storage tanks Photo 2 - Chemical storage tanks | - | 1 | TRUE
5787 | 215P04 | 7511 | 215P04 | Tanks | Stainless Steel | Vertical Fixed Head - SS316 | Commercial Tank Farms - Specialised | 750m³ | Tanks found on Commercial Tank Farms and Fuel Depots together with Individual Tanks or clusters of tanks on Major Food Establishments or breweries. They are generally an all stainless steel construction. The tanks are similar in construction to mild steel tanks and similar in design. Their weight pro rata of steel thickness is greater and careful referencing of foundation detail is required. These tanks are usually erected on site built over an existing bit sand foundation (formed under the tank base plate). The bit sand cone is usually formed on an over site concrete base (e.g. 150 mm). This type of tank is intended for processed product storage and normally do not exceed 20,000 cu m in volume. They usually contain either food products i.e. milk, beer, or, aggressive chemicals i.e. dilute acids or alkalis. It is unusual to find in this category floating head tanks. The costs are for fixed head tanks. Fixed roofs are conical and self-supporting made of 5 mm stainless steel plates welded at the edges. The tanks are purpose designed by the tank farm operator and built to their specification. For smaller flat bottomed tanks found in smaller industrial units see 215G09. The design life is at minimum 30 years and their second hand life is long, therefore they are initially more expensive to purchase but having less maintenance than equivalent mild steel tanks. Stainless steel contains a high percentage of nickel. Nickel is a product quoted on the commercial markets and has a high fluctuation in exchange rates. There are a few large tank manufacturers who are able to buy stainless steel when the price is low and stockpile large plates for future use. Many of the smaller companies have limited stocks and often buy to order. The price of individual items can therefore vary considerably. Working with stainless steel is harder than with mild steel and thus where shapes and designs are complex the cost increases dramatically. For Bulk Liquid Storage Tanks (as found on commercial tank farms) the assumption is that they have been purchased from a leading stainless steel manufacturer and that the design is that of a typical bulk liquid storage tank. Stainless Steel Tanks situated within Commercial Tank farms and Petroleum depots sit on a bit sand foundation (see separate Description and costings). Most bulk storage tanks are built with a cone up centre however some tanks have a sump in the centre of the tank. In the usual cone up situation the foundations to the tank should be established by reference to plans and sections and costed with reference to BEAMS. The usual earth foundation requires (i) site cleared of vegetable matter, (ii) compacted chemically inert fill, (iii) drainage layer 150mm thick of stable permeable compacted granular construction, (iv) 50mm thick bitumen/sand (Bit sand) layer (laid to correct falls). Drainage, periphery details and sizes are set out in BS 2654 (see: - Cost Guide Bit sand Bases - Section through typical Bit sand Find). Additions for Foundations - For small tanks the addition for this type of foundation will be some 12% whereas for larger tanks a 9% addition is required. A 10% addition for foundations is therefore proposed to ALL BULK STORAGE TANKS where individual costings are not possible. Pro rata with Mild Steel tanks the amount for foundations will be higher reflecting the greater weight in the tank construction. FOUNDATIONS to Bulk Storage Tanks where site details are not known 10% ADDITION to basic tank costs. Notes on Foundations - In some cases the chemically inert fill layer may consist of concrete up to 100mm deep. The 10% addition is still applicable in these cases. For piled and thicker raft foundations under the tank a further addition will be required and these should be calculated with reference to the relevant section in the Cost Guide or after discussion with the BEAMS. | Considered Not Applicable at time of Publication | (BEAMS Note 1) The ERC for this item should be added to the total of the ERC of the other P&M items on the site and the Buildings ERC (where applicable) to enable the correct contract size adjustment to be made. ERC of P&M Items + ERC of Building Component’s = Total ERC (net figure rateable items only) to which contract size adjustment should be applied The 2023 Generic Contractors Test Spreadsheet has this facility built into the programme - it is recommended you undertake all contractors test valuations using this spreadsheet. (Details on the application of contract size adjustments can be found in the RCG 2023 Guidance notes). Where RV is calculated using the comparative method (rental method) the contract size adjustment should be made as follows: Select - SCAT code box ""P and M as an addition” within the 2023 Generic Contractors Test Spreadsheet facility. Or Where the spreadsheet is not used take the: Reciprocal of statutory de-capitalisation rate (i.e. 5% reciprocal = 20) multiply by rateable value of the buildings (before any overall end allowances are made and after making a notional deduction for the land value) and add to the ERC of P&M. Use resultant figure to calculate contract size adjustment. (Guidance Notes - Section 6) | The Cost figures are for Stainless Steel tanks having up to 6 mm thick bottom plates. The scales are suitable to tanks having bottom plate thicknesses of between 5 mm and 8 mm. Tanks with bottom plates of + 8 mm thickness may have an addition of up to 40% to account for extra costs. | Costs do not include for Bitsand foundations, concrete/pile foundations, heating coils, insulation (Rockwood), structural stairways, catwalks, between tank walkways, etc. Stairways that are structures in their own right should be rated (costed and valued) following Class 4 Table 3 stairways. These stairways are for example where spot brackets welded to the tank support the item. In the case where every rung of the staircase is welded to the tank these staircases are NOT rateable as they are not staircases in their own right (Class 4 Table 3) and they do not form an integral part of such an item see Class 4 (b) i.e. they are not part of the structure of the tank. Stairways are usually mild steel, which has been galvanised. | Tanks - Class 4, Table 4 Class 2(d) Draining (e) Supplying Water (f) Protection from hazards. List of accessories 1 and 2. | If under Class 2, whole if Class 2 proviso applies - other than. If under Class 4 Heating coils, Rockwood insulation, paddles. | Foundations, catwalks, bunds, structural staircases, piles, fire protection equipment, high-level walkways. | It is assumed that the item forms part of an average size industrial, commercial or office complex. Where it would be normal to find more than one item in such a hereditament the ERC stated has been adjusted to reflect any number / quantity, discount. These figures are NOT one off figures. | - | Photo 1 - Bulk liquid storage tanks Photo 2 - Chemical storage tanks | - | 20156 |  | m3 | Per cubic metre | 3 - INDUSTRIAL | David Grace | Rob Hughes | 373.4697 | Option 2 | 405.762 | 8.647% | 854.224 | 856.1332 | 129.2% | 111% | 856.4119 | 129.3% | Price Book Data | Ryan Hobbs | VOA_GPN_GOV_UK\7246041 | 2020-12-22 | Low | - | Medium | Costs are based on provisional 2021 agreement with agents (email chain saved in Evidence tab). Since CG2023 is currently working from the same TPI start point (322) as CG2021 I have taken the rate without adjustment, and will bulk index closer to publication date. | - | Costs need to be indexed by different indices to general TPI. Some thought will be required to make sure this happens correctly. | NA | Steel | 1.56 | (BEAMS Note 1) The ERC for this item should be added to the total of the ERC of the other P&M items on the site and the Buildings ERC (where applicable) to enable the correct contract size adjustment to be made. ERC of P&M Items + ERC of Building Component’s = Total ERC (net figure rateable items only) to which contract size adjustment should be applied The 2021 Generic Contractors Test Spreadsheet has this facility built into the programme - it is recommended you undertake all contractors test valuations using this spreadsheet. (Details on the application of contract size adjustments can be found in the RCG 2021 Guidance notes). Where RV is calculated using the comparative method (rental method) the contract size adjustment should be made as follows: Select - SCAT code box "P and M as an addition” within the 2021 Generic Contractors Test Spreadsheet facility. Or Where the spreadsheet is not used take the: Reciprocal of statutory de-capitalisation rate (i.e. 5% reciprocal = 20) multiply by rateable value of the buildings (before any overall end allowances are made and after making a notional deduction for the land value) and add to the ERC of P&M. Use resultant figure to calculate contract size adjustment. (Guidance Notes - Section 6) | Photo 1 - Bulk liquid storage tanks Photo 2 - Chemical storage tanks | - | 1 | FALSE
5788 | 215P06 | 7513 | 215P06 | Tanks | Stainless Steel | Vertical Fixed Head - SS316 | Commercial Tank Farms - Specialised | 1000m³ | Tanks found on Commercial Tank Farms and Fuel Depots together with Individual Tanks or clusters of tanks on Major Food Establishments or breweries. They are generally an all stainless steel construction. The tanks are similar in construction to mild steel tanks and similar in design. Their weight pro rata of steel thickness is greater and careful referencing of foundation detail is required. These tanks are usually erected on site built over an existing bit sand foundation (formed under the tank base plate). The bit sand cone is usually formed on an over site concrete base (e.g. 150 mm). This type of tank is intended for processed product storage and normally do not exceed 20,000 cu m in volume. They usually contain either food products i.e. milk, beer, or, aggressive chemicals i.e. dilute acids or alkalis. It is unusual to find in this category floating head tanks. The costs are for fixed head tanks. Fixed roofs are conical and self-supporting made of 5 mm stainless steel plates welded at the edges. The tanks are purpose designed by the tank farm operator and built to their specification. For smaller flat bottomed tanks found in smaller industrial units see 215G09. The design life is at minimum 30 years and their second hand life is long, therefore they are initially more expensive to purchase but having less maintenance than equivalent mild steel tanks. Stainless steel contains a high percentage of nickel. Nickel is a product quoted on the commercial markets and has a high fluctuation in exchange rates. There are a few large tank manufacturers who are able to buy stainless steel when the price is low and stockpile large plates for future use. Many of the smaller companies have limited stocks and often buy to order. The price of individual items can therefore vary considerably. Working with stainless steel is harder than with mild steel and thus where shapes and designs are complex the cost increases dramatically. For Bulk Liquid Storage Tanks (as found on commercial tank farms) the assumption is that they have been purchased from a leading stainless steel manufacturer and that the design is that of a typical bulk liquid storage tank. Stainless Steel Tanks situated within Commercial Tank farms and Petroleum depots sit on a bit sand foundation (see separate Description and costings). Most bulk storage tanks are built with a cone up centre however some tanks have a sump in the centre of the tank. In the usual cone up situation the foundations to the tank should be established by reference to plans and sections and costed with reference to BEAMS. The usual earth foundation requires (i) site cleared of vegetable matter, (ii) compacted chemically inert fill, (iii) drainage layer 150mm thick of stable permeable compacted granular construction, (iv) 50mm thick bitumen/sand (Bit sand) layer (laid to correct falls). Drainage, periphery details and sizes are set out in BS 2654 (see: - Cost Guide Bit sand Bases - Section through typical Bit sand Find). Additions for Foundations - For small tanks the addition for this type of foundation will be some 12% whereas for larger tanks a 9% addition is required. A 10% addition for foundations is therefore proposed to ALL BULK STORAGE TANKS where individual costings are not possible. Pro rata with Mild Steel tanks the amount for foundations will be higher reflecting the greater weight in the tank construction. FOUNDATIONS to Bulk Storage Tanks where site details are not known 10% ADDITION to basic tank costs. Notes on Foundations - In some cases the chemically inert fill layer may consist of concrete up to 100mm deep. The 10% addition is still applicable in these cases. For piled and thicker raft foundations under the tank a further addition will be required and these should be calculated with reference to the relevant section in the Cost Guide or after discussion with the BEAMS. | Considered Not Applicable at time of Publication | (BEAMS Note 1) The ERC for this item should be added to the total of the ERC of the other P&M items on the site and the Buildings ERC (where applicable) to enable the correct contract size adjustment to be made. ERC of P&M Items + ERC of Building Component’s = Total ERC (net figure rateable items only) to which contract size adjustment should be applied The 2023 Generic Contractors Test Spreadsheet has this facility built into the programme - it is recommended you undertake all contractors test valuations using this spreadsheet. (Details on the application of contract size adjustments can be found in the RCG 2023 Guidance notes). Where RV is calculated using the comparative method (rental method) the contract size adjustment should be made as follows: Select - SCAT code box ""P and M as an addition” within the 2023 Generic Contractors Test Spreadsheet facility. Or Where the spreadsheet is not used take the: Reciprocal of statutory de-capitalisation rate (i.e. 5% reciprocal = 20) multiply by rateable value of the buildings (before any overall end allowances are made and after making a notional deduction for the land value) and add to the ERC of P&M. Use resultant figure to calculate contract size adjustment. (Guidance Notes - Section 6) | The Cost figures are for Stainless Steel tanks having up to 6 mm thick bottom plates. The scales are suitable to tanks having bottom plate thicknesses of between 5 mm and 8 mm. Tanks with bottom plates of + 8 mm thickness may have an addition of up to 40% to account for extra costs. | Costs do not include for Bitsand foundations, concrete/pile foundations, heating coils, insulation (Rockwood), structural stairways, catwalks, between tank walkways, etc. Stairways that are structures in their own right should be rated (costed and valued) following Class 4 Table 3 stairways. These stairways are for example where spot brackets welded to the tank support the item. In the case where every rung of the staircase is welded to the tank these staircases are NOT rateable as they are not staircases in their own right (Class 4 Table 3) and they do not form an integral part of such an item see Class 4 (b) i.e. they are not part of the structure of the tank. Stairways are usually mild steel, which has been galvanised. | Tanks - Class 4, Table 4 Class 2(d) Draining (e) Supplying Water (f) Protection from hazards. List of accessories 1 and 2. | If under Class 2, whole if Class 2 proviso applies - other than. If under Class 4 Heating coils, Rockwood insulation, paddles. | Foundations, catwalks, bunds, structural staircases, piles, fire protection equipment, high-level walkways. | It is assumed that the item forms part of an average size industrial, commercial or office complex. Where it would be normal to find more than one item in such a hereditament the ERC stated has been adjusted to reflect any number / quantity, discount. These figures are NOT one off figures. | - | Photo 1 - Bulk liquid storage tanks Photo 2 - Chemical storage tanks | - | 20156 |  | m3 | Per cubic metre | 3 - INDUSTRIAL | David Grace | Rob Hughes | 341.1143 | Option 2 | 370.609 | 8.647% | 766.3365 | 768.0492 | 125.2% | 107.2% | 768.312 | 125.2% | Price Book Data | Ryan Hobbs | VOA_GPN_GOV_UK\7246041 | 2020-12-22 | Low | - | Medium | Costs are based on provisional 2021 agreement with agents (email chain saved in Evidence tab). Since CG2023 is currently working from the same TPI start point (322) as CG2021 I have taken the rate without adjustment, and will bulk index closer to publication date. | - | Costs need to be indexed by different indices to general TPI. Some thought will be required to make sure this happens correctly. | NA | Steel | 1.56 | (BEAMS Note 1) The ERC for this item should be added to the total of the ERC of the other P&M items on the site and the Buildings ERC (where applicable) to enable the correct contract size adjustment to be made. ERC of P&M Items + ERC of Building Component’s = Total ERC (net figure rateable items only) to which contract size adjustment should be applied The 2021 Generic Contractors Test Spreadsheet has this facility built into the programme - it is recommended you undertake all contractors test valuations using this spreadsheet. (Details on the application of contract size adjustments can be found in the RCG 2021 Guidance notes). Where RV is calculated using the comparative method (rental method) the contract size adjustment should be made as follows: Select - SCAT code box "P and M as an addition” within the 2021 Generic Contractors Test Spreadsheet facility. Or Where the spreadsheet is not used take the: Reciprocal of statutory de-capitalisation rate (i.e. 5% reciprocal = 20) multiply by rateable value of the buildings (before any overall end allowances are made and after making a notional deduction for the land value) and add to the ERC of P&M. Use resultant figure to calculate contract size adjustment. (Guidance Notes - Section 6) | Photo 1 - Bulk liquid storage tanks Photo 2 - Chemical storage tanks | - | 1 | FALSE
5789 | 215P08 | 7515 | 215P08 | Tanks | Stainless Steel | Vertical Fixed Head - SS316 | Commercial Tank Farms - Specialised | 1250m³ | Tanks found on Commercial Tank Farms and Fuel Depots together with Individual Tanks or clusters of tanks on Major Food Establishments or breweries. They are generally an all stainless steel construction. The tanks are similar in construction to mild steel tanks and similar in design. Their weight pro rata of steel thickness is greater and careful referencing of foundation detail is required. These tanks are usually erected on site built over an existing bit sand foundation (formed under the tank base plate). The bit sand cone is usually formed on an over site concrete base (e.g. 150 mm). This type of tank is intended for processed product storage and normally do not exceed 20,000 cu m in volume. They usually contain either food products i.e. milk, beer, or, aggressive chemicals i.e. dilute acids or alkalis. It is unusual to find in this category floating head tanks. The costs are for fixed head tanks. Fixed roofs are conical and self-supporting made of 5 mm stainless steel plates welded at the edges. The tanks are purpose designed by the tank farm operator and built to their specification. For smaller flat bottomed tanks found in smaller industrial units see 215G09. The design life is at minimum 30 years and their second hand life is long, therefore they are initially more expensive to purchase but having less maintenance than equivalent mild steel tanks. Stainless steel contains a high percentage of nickel. Nickel is a product quoted on the commercial markets and has a high fluctuation in exchange rates. There are a few large tank manufacturers who are able to buy stainless steel when the price is low and stockpile large plates for future use. Many of the smaller companies have limited stocks and often buy to order. The price of individual items can therefore vary considerably. Working with stainless steel is harder than with mild steel and thus where shapes and designs are complex the cost increases dramatically. For Bulk Liquid Storage Tanks (as found on commercial tank farms) the assumption is that they have been purchased from a leading stainless steel manufacturer and that the design is that of a typical bulk liquid storage tank. Stainless Steel Tanks situated within Commercial Tank farms and Petroleum depots sit on a bit sand foundation (see separate Description and costings). Most bulk storage tanks are built with a cone up centre however some tanks have a sump in the centre of the tank. In the usual cone up situation the foundations to the tank should be established by reference to plans and sections and costed with reference to BEAMS. The usual earth foundation requires (i) site cleared of vegetable matter, (ii) compacted chemically inert fill, (iii) drainage layer 150mm thick of stable permeable compacted granular construction, (iv) 50mm thick bitumen/sand (Bit sand) layer (laid to correct falls). Drainage, periphery details and sizes are set out in BS 2654 (see: - Cost Guide Bit sand Bases - Section through typical Bit sand Find). Additions for Foundations - For small tanks the addition for this type of foundation will be some 12% whereas for larger tanks a 9% addition is required. A 10% addition for foundations is therefore proposed to ALL BULK STORAGE TANKS where individual costings are not possible. Pro rata with Mild Steel tanks the amount for foundations will be higher reflecting the greater weight in the tank construction. FOUNDATIONS to Bulk Storage Tanks where site details are not known 10% ADDITION to basic tank costs. Notes on Foundations - In some cases the chemically inert fill layer may consist of concrete up to 100mm deep. The 10% addition is still applicable in these cases. For piled and thicker raft foundations under the tank a further addition will be required and these should be calculated with reference to the relevant section in the Cost Guide or after discussion with the BEAMS. | Considered Not Applicable at time of Publication | (BEAMS Note 1) The ERC for this item should be added to the total of the ERC of the other P&M items on the site and the Buildings ERC (where applicable) to enable the correct contract size adjustment to be made. ERC of P&M Items + ERC of Building Component’s = Total ERC (net figure rateable items only) to which contract size adjustment should be applied The 2023 Generic Contractors Test Spreadsheet has this facility built into the programme - it is recommended you undertake all contractors test valuations using this spreadsheet. (Details on the application of contract size adjustments can be found in the RCG 2023 Guidance notes). Where RV is calculated using the comparative method (rental method) the contract size adjustment should be made as follows: Select - SCAT code box ""P and M as an addition” within the 2023 Generic Contractors Test Spreadsheet facility. Or Where the spreadsheet is not used take the: Reciprocal of statutory de-capitalisation rate (i.e. 5% reciprocal = 20) multiply by rateable value of the buildings (before any overall end allowances are made and after making a notional deduction for the land value) and add to the ERC of P&M. Use resultant figure to calculate contract size adjustment. (Guidance Notes - Section 6) | The Cost figures are for Stainless Steel tanks having up to 6 mm thick bottom plates. The scales are suitable to tanks having bottom plate thicknesses of between 5 mm and 8 mm. Tanks with bottom plates of + 8 mm thickness may have an addition of up to 40% to account for extra costs. | Costs do not include for Bitsand foundations, concrete/pile foundations, heating coils, insulation (Rockwood), structural stairways, catwalks, between tank walkways, etc. Stairways that are structures in their own right should be rated (costed and valued) following Class 4 Table 3 stairways. These stairways are for example where spot brackets welded to the tank support the item. In the case where every rung of the staircase is welded to the tank these staircases are NOT rateable as they are not staircases in their own right (Class 4 Table 3) and they do not form an integral part of such an item see Class 4 (b) i.e. they are not part of the structure of the tank. Stairways are usually mild steel, which has been galvanised. | Tanks - Class 4, Table 4 Class 2(d) Draining (e) Supplying Water (f) Protection from hazards. List of accessories 1 and 2. | If under Class 2, whole if Class 2 proviso applies - other than. If under Class 4 Heating coils, Rockwood insulation, paddles. | Foundations, catwalks, bunds, structural staircases, piles, fire protection equipment, high-level walkways. | It is assumed that the item forms part of an average size industrial, commercial or office complex. Where it would be normal to find more than one item in such a hereditament the ERC stated has been adjusted to reflect any number / quantity, discount. These figures are NOT one off figures. | - | Photo 1 - Bulk liquid storage tanks Photo 2 - Chemical storage tanks | - | 20156 |  | m3 | Per cubic metre | 3 - INDUSTRIAL | David Grace | Rob Hughes | 299.3922 | Option 2 | 325.2793 | 8.647% | 668.8028 | 670.2975 | 123.9% | 106.1% | 670.3297 | 123.9% | Price Book Data | Ryan Hobbs | VOA_GPN_GOV_UK\7246041 | 2020-12-22 | Low | - | Medium | Costs are based on provisional 2021 agreement with agents (email chain saved in Evidence tab). Since CG2023 is currently working from the same TPI start point (322) as CG2021 I have taken the rate without adjustment, and will bulk index closer to publication date. | - | Costs need to be indexed by different indices to general TPI. Some thought will be required to make sure this happens correctly. | NA | Steel | 1.56 | (BEAMS Note 1) The ERC for this item should be added to the total of the ERC of the other P&M items on the site and the Buildings ERC (where applicable) to enable the correct contract size adjustment to be made. ERC of P&M Items + ERC of Building Component’s = Total ERC (net figure rateable items only) to which contract size adjustment should be applied The 2021 Generic Contractors Test Spreadsheet has this facility built into the programme - it is recommended you undertake all contractors test valuations using this spreadsheet. (Details on the application of contract size adjustments can be found in the RCG 2021 Guidance notes). Where RV is calculated using the comparative method (rental method) the contract size adjustment should be made as follows: Select - SCAT code box "P and M as an addition” within the 2021 Generic Contractors Test Spreadsheet facility. Or Where the spreadsheet is not used take the: Reciprocal of statutory de-capitalisation rate (i.e. 5% reciprocal = 20) multiply by rateable value of the buildings (before any overall end allowances are made and after making a notional deduction for the land value) and add to the ERC of P&M. Use resultant figure to calculate contract size adjustment. (Guidance Notes - Section 6) | Photo 1 - Bulk liquid storage tanks Photo 2 - Chemical storage tanks | - | 1 | TRUE
5790 | 215P10 | 7520 | 215P10 | Tanks | Stainless Steel | Vertical Fixed Head - SS316 | Commercial Tank Farms - Specialised | 1500m³ | Tanks found on Commercial Tank Farms and Fuel Depots together with Individual Tanks or clusters of tanks on Major Food Establishments or breweries. They are generally an all stainless steel construction. The tanks are similar in construction to mild steel tanks and similar in design. Their weight pro rata of steel thickness is greater and careful referencing of foundation detail is required. These tanks are usually erected on site built over an existing bit sand foundation (formed under the tank base plate). The bit sand cone is usually formed on an over site concrete base (e.g. 150 mm). This type of tank is intended for processed product storage and normally do not exceed 20,000 cu m in volume. They usually contain either food products i.e. milk, beer, or, aggressive chemicals i.e. dilute acids or alkalis. It is unusual to find in this category floating head tanks. The costs are for fixed head tanks. Fixed roofs are conical and self-supporting made of 5 mm stainless steel plates welded at the edges. The tanks are purpose designed by the tank farm operator and built to their specification. For smaller flat bottomed tanks found in smaller industrial units see 215G09. The design life is at minimum 30 years and their second hand life is long, therefore they are initially more expensive to purchase but having less maintenance than equivalent mild steel tanks. Stainless steel contains a high percentage of nickel. Nickel is a product quoted on the commercial markets and has a high fluctuation in exchange rates. There are a few large tank manufacturers who are able to buy stainless steel when the price is low and stockpile large plates for future use. Many of the smaller companies have limited stocks and often buy to order. The price of individual items can therefore vary considerably. Working with stainless steel is harder than with mild steel and thus where shapes and designs are complex the cost increases dramatically. For Bulk Liquid Storage Tanks (as found on commercial tank farms) the assumption is that they have been purchased from a leading stainless steel manufacturer and that the design is that of a typical bulk liquid storage tank. Stainless Steel Tanks situated within Commercial Tank farms and Petroleum depots sit on a bit sand foundation (see separate Description and costings). Most bulk storage tanks are built with a cone up centre however some tanks have a sump in the centre of the tank. In the usual cone up situation the foundations to the tank should be established by reference to plans and sections and costed with reference to BEAMS. The usual earth foundation requires (i) site cleared of vegetable matter, (ii) compacted chemically inert fill, (iii) drainage layer 150mm thick of stable permeable compacted granular construction, (iv) 50mm thick bitumen/sand (Bit sand) layer (laid to correct falls). Drainage, periphery details and sizes are set out in BS 2654 (see: - Cost Guide Bit sand Bases - Section through typical Bit sand Find). Additions for Foundations - For small tanks the addition for this type of foundation will be some 12% whereas for larger tanks a 9% addition is required. A 10% addition for foundations is therefore proposed to ALL BULK STORAGE TANKS where individual costings are not possible. Pro rata with Mild Steel tanks the amount for foundations will be higher reflecting the greater weight in the tank construction. FOUNDATIONS to Bulk Storage Tanks where site details are not known 10% ADDITION to basic tank costs. Notes on Foundations - In some cases the chemically inert fill layer may consist of concrete up to 100mm deep. The 10% addition is still applicable in these cases. For piled and thicker raft foundations under the tank a further addition will be required and these should be calculated with reference to the relevant section in the Cost Guide or after discussion with the BEAMS. | Considered Not Applicable at time of Publication | (BEAMS Note 1) The ERC for this item should be added to the total of the ERC of the other P&M items on the site and the Buildings ERC (where applicable) to enable the correct contract size adjustment to be made. ERC of P&M Items + ERC of Building Component’s = Total ERC (net figure rateable items only) to which contract size adjustment should be applied The 2023 Generic Contractors Test Spreadsheet has this facility built into the programme - it is recommended you undertake all contractors test valuations using this spreadsheet. (Details on the application of contract size adjustments can be found in the RCG 2023 Guidance notes). Where RV is calculated using the comparative method (rental method) the contract size adjustment should be made as follows: Select - SCAT code box ""P and M as an addition” within the 2023 Generic Contractors Test Spreadsheet facility. Or Where the spreadsheet is not used take the: Reciprocal of statutory de-capitalisation rate (i.e. 5% reciprocal = 20) multiply by rateable value of the buildings (before any overall end allowances are made and after making a notional deduction for the land value) and add to the ERC of P&M. Use resultant figure to calculate contract size adjustment. (Guidance Notes - Section 6) | The Cost figures are for Stainless Steel tanks having up to 6 mm thick bottom plates. The scales are suitable to tanks having bottom plate thicknesses of between 5 mm and 8 mm. Tanks with bottom plates of + 8 mm thickness may have an addition of up to 40% to account for extra costs. | Costs do not include for Bitsand foundations, concrete/pile foundations, heating coils, insulation (Rockwood), structural stairways, catwalks, between tank walkways, etc. Stairways that are structures in their own right should be rated (costed and valued) following Class 4 Table 3 stairways. These stairways are for example where spot brackets welded to the tank support the item. In the case where every rung of the staircase is welded to the tank these staircases are NOT rateable as they are not staircases in their own right (Class 4 Table 3) and they do not form an integral part of such an item see Class 4 (b) i.e. they are not part of the structure of the tank. Stairways are usually mild steel, which has been galvanised. | Tanks - Class 4, Table 4 Class 2(d) Draining (e) Supplying Water (f) Protection from hazards. List of accessories 1 and 2. | If under Class 2, whole if Class 2 proviso applies - other than. If under Class 4 Heating coils, Rockwood insulation, paddles. | Foundations, catwalks, bunds, structural staircases, piles, fire protection equipment, high-level walkways. | It is assumed that the item forms part of an average size industrial, commercial or office complex. Where it would be normal to find more than one item in such a hereditament the ERC stated has been adjusted to reflect any number / quantity, discount. These figures are NOT one off figures. | - | Photo 1 - Bulk liquid storage tanks Photo 2 - Chemical storage tanks | - | 20156 |  | m3 | Per cubic metre | 3 - INDUSTRIAL | David Grace | Rob Hughes | 268.8862 | Option 2 | 292.1356 | 8.647% | 598.064 | 599.4007 | 122.9% | 105.2% | 599.6585 | 123% | Price Book Data | Ryan Hobbs | VOA_GPN_GOV_UK\7246041 | 2022-07-29 | Low | - | Medium | Costs are based on provisional 2021 agreement with agents (email chain saved in Evidence tab). Since CG2023 is currently working from the same TPI start point (322) as CG2021 I have taken the rate without adjustment, and will bulk index closer to publication date. | - | Costs need to be indexed by different indices to general TPI. Some thought will be required to make sure this happens correctly. | NA | Steel | 1.56 | (BEAMS Note 1) The ERC for this item should be added to the total of the ERC of the other P&M items on the site and the Buildings ERC (where applicable) to enable the correct contract size adjustment to be made. ERC of P&M Items + ERC of Building Component’s = Total ERC (net figure rateable items only) to which contract size adjustment should be applied The 2021 Generic Contractors Test Spreadsheet has this facility built into the programme - it is recommended you undertake all contractors test valuations using this spreadsheet. (Details on the application of contract size adjustments can be found in the RCG 2021 Guidance notes). Where RV is calculated using the comparative method (rental method) the contract size adjustment should be made as follows: Select - SCAT code box "P and M as an addition” within the 2021 Generic Contractors Test Spreadsheet facility. Or Where the spreadsheet is not used take the: Reciprocal of statutory de-capitalisation rate (i.e. 5% reciprocal = 20) multiply by rateable value of the buildings (before any overall end allowances are made and after making a notional deduction for the land value) and add to the ERC of P&M. Use resultant figure to calculate contract size adjustment. (Guidance Notes - Section 6) | Photo 1 - Bulk liquid storage tanks Photo 2 - Chemical storage tanks | - | 1 | TRUE
5791 | 215P12 | 7522 | 215P12 | Tanks | Stainless Steel | Vertical Fixed Head - SS316 | Commercial Tank Farms - Specialised | 1750m³ | Tanks found on Commercial Tank Farms and Fuel Depots together with Individual Tanks or clusters of tanks on Major Food Establishments or breweries. They are generally an all stainless steel construction. The tanks are similar in construction to mild steel tanks and similar in design. Their weight pro rata of steel thickness is greater and careful referencing of foundation detail is required. These tanks are usually erected on site built over an existing bit sand foundation (formed under the tank base plate). The bit sand cone is usually formed on an over site concrete base (e.g. 150 mm). This type of tank is intended for processed product storage and normally do not exceed 20,000 cu m in volume. They usually contain either food products i.e. milk, beer, or, aggressive chemicals i.e. dilute acids or alkalis. It is unusual to find in this category floating head tanks. The costs are for fixed head tanks. Fixed roofs are conical and self-supporting made of 5 mm stainless steel plates welded at the edges. The tanks are purpose designed by the tank farm operator and built to their specification. For smaller flat bottomed tanks found in smaller industrial units see 215G09. The design life is at minimum 30 years and their second hand life is long, therefore they are initially more expensive to purchase but having less maintenance than equivalent mild steel tanks. Stainless steel contains a high percentage of nickel. Nickel is a product quoted on the commercial markets and has a high fluctuation in exchange rates. There are a few large tank manufacturers who are able to buy stainless steel when the price is low and stockpile large plates for future use. Many of the smaller companies have limited stocks and often buy to order. The price of individual items can therefore vary considerably. Working with stainless steel is harder than with mild steel and thus where shapes and designs are complex the cost increases dramatically. For Bulk Liquid Storage Tanks (as found on commercial tank farms) the assumption is that they have been purchased from a leading stainless steel manufacturer and that the design is that of a typical bulk liquid storage tank. Stainless Steel Tanks situated within Commercial Tank farms and Petroleum depots sit on a bit sand foundation (see separate Description and costings). Most bulk storage tanks are built with a cone up centre however some tanks have a sump in the centre of the tank. In the usual cone up situation the foundations to the tank should be established by reference to plans and sections and costed with reference to BEAMS. The usual earth foundation requires (i) site cleared of vegetable matter, (ii) compacted chemically inert fill, (iii) drainage layer 150mm thick of stable permeable compacted granular construction, (iv) 50mm thick bitumen/sand (Bit sand) layer (laid to correct falls). Drainage, periphery details and sizes are set out in BS 2654 (see: - Cost Guide Bit sand Bases - Section through typical Bit sand Find). Additions for Foundations - For small tanks the addition for this type of foundation will be some 12% whereas for larger tanks a 9% addition is required. A 10% addition for foundations is therefore proposed to ALL BULK STORAGE TANKS where individual costings are not possible. Pro rata with Mild Steel tanks the amount for foundations will be higher reflecting the greater weight in the tank construction. FOUNDATIONS to Bulk Storage Tanks where site details are not known 10% ADDITION to basic tank costs. Notes on Foundations - In some cases the chemically inert fill layer may consist of concrete up to 100mm deep. The 10% addition is still applicable in these cases. For piled and thicker raft foundations under the tank a further addition will be required and these should be calculated with reference to the relevant section in the Cost Guide or after discussion with the BEAMS. | Considered Not Applicable at time of Publication | (BEAMS Note 1) The ERC for this item should be added to the total of the ERC of the other P&M items on the site and the Buildings ERC (where applicable) to enable the correct contract size adjustment to be made. ERC of P&M Items + ERC of Building Component’s = Total ERC (net figure rateable items only) to which contract size adjustment should be applied The 2023 Generic Contractors Test Spreadsheet has this facility built into the programme - it is recommended you undertake all contractors test valuations using this spreadsheet. (Details on the application of contract size adjustments can be found in the RCG 2023 Guidance notes). Where RV is calculated using the comparative method (rental method) the contract size adjustment should be made as follows: Select - SCAT code box ""P and M as an addition” within the 2023 Generic Contractors Test Spreadsheet facility. Or Where the spreadsheet is not used take the: Reciprocal of statutory de-capitalisation rate (i.e. 5% reciprocal = 20) multiply by rateable value of the buildings (before any overall end allowances are made and after making a notional deduction for the land value) and add to the ERC of P&M. Use resultant figure to calculate contract size adjustment. (Guidance Notes - Section 6) | The Cost figures are for Stainless Steel tanks having up to 6 mm thick bottom plates. The scales are suitable to tanks having bottom plate thicknesses of between 5 mm and 8 mm. Tanks with bottom plates of + 8 mm thickness may have an addition of up to 40% to account for extra costs. | Costs do not include for Bitsand foundations, concrete/pile foundations, heating coils, insulation (Rockwood), structural stairways, catwalks, between tank walkways, etc. Stairways that are structures in their own right should be rated (costed and valued) following Class 4 Table 3 stairways. These stairways are for example where spot brackets welded to the tank support the item. In the case where every rung of the staircase is welded to the tank these staircases are NOT rateable as they are not staircases in their own right (Class 4 Table 3) and they do not form an integral part of such an item see Class 4 (b) i.e. they are not part of the structure of the tank. Stairways are usually mild steel, which has been galvanised. | Tanks - Class 4, Table 4 Class 2(d) Draining (e) Supplying Water (f) Protection from hazards. List of accessories 1 and 2. | If under Class 2, whole if Class 2 proviso applies - other than. If under Class 4 Heating coils, Rockwood insulation, paddles. | Foundations, catwalks, bunds, structural staircases, piles, fire protection equipment, high-level walkways. | It is assumed that the item forms part of an average size industrial, commercial or office complex. Where it would be normal to find more than one item in such a hereditament the ERC stated has been adjusted to reflect any number / quantity, discount. These figures are NOT one off figures. | - | Photo 1 - Bulk liquid storage tanks Photo 2 - Chemical storage tanks | - | 20156 |  | m3 | Per cubic metre | 3 - INDUSTRIAL | David Grace | Rob Hughes | 253.7659 | Option 2 | 275.7079 | 8.647% | 563.7664 | 565.0264 | 122.7% | 104.9% | 565.3917 | 122.8% | Price Book Data | Ryan Hobbs | VOA_GPN_GOV_UK\7246041 | 2020-12-22 | Low | - | Medium | Costs are based on provisional 2021 agreement with agents (email chain saved in Evidence tab). Since CG2023 is currently working from the same TPI start point (322) as CG2021 I have taken the rate without adjustment, and will bulk index closer to publication date. | - | Costs need to be indexed by different indices to general TPI. Some thought will be required to make sure this happens correctly. | NA | Steel | 1.56 | (BEAMS Note 1) The ERC for this item should be added to the total of the ERC of the other P&M items on the site and the Buildings ERC (where applicable) to enable the correct contract size adjustment to be made. ERC of P&M Items + ERC of Building Component’s = Total ERC (net figure rateable items only) to which contract size adjustment should be applied The 2021 Generic Contractors Test Spreadsheet has this facility built into the programme - it is recommended you undertake all contractors test valuations using this spreadsheet. (Details on the application of contract size adjustments can be found in the RCG 2021 Guidance notes). Where RV is calculated using the comparative method (rental method) the contract size adjustment should be made as follows: Select - SCAT code box "P and M as an addition” within the 2021 Generic Contractors Test Spreadsheet facility. Or Where the spreadsheet is not used take the: Reciprocal of statutory de-capitalisation rate (i.e. 5% reciprocal = 20) multiply by rateable value of the buildings (before any overall end allowances are made and after making a notional deduction for the land value) and add to the ERC of P&M. Use resultant figure to calculate contract size adjustment. (Guidance Notes - Section 6) | Photo 1 - Bulk liquid storage tanks Photo 2 - Chemical storage tanks | - | 1 | TRUE
5792 | 215P14 | 7524 | 215P14 | Tanks | Stainless Steel | Vertical Fixed Head - SS316 | Commercial Tank Farms - Specialised | 2000m³ | Tanks found on Commercial Tank Farms and Fuel Depots together with Individual Tanks or clusters of tanks on Major Food Establishments or breweries. They are generally an all stainless steel construction. The tanks are similar in construction to mild steel tanks and similar in design. Their weight pro rata of steel thickness is greater and careful referencing of foundation detail is required. These tanks are usually erected on site built over an existing bit sand foundation (formed under the tank base plate). The bit sand cone is usually formed on an over site concrete base (e.g. 150 mm). This type of tank is intended for processed product storage and normally do not exceed 20,000 cu m in volume. They usually contain either food products i.e. milk, beer, or, aggressive chemicals i.e. dilute acids or alkalis. It is unusual to find in this category floating head tanks. The costs are for fixed head tanks. Fixed roofs are conical and self-supporting made of 5 mm stainless steel plates welded at the edges. The tanks are purpose designed by the tank farm operator and built to their specification. For smaller flat bottomed tanks found in smaller industrial units see 215G09. The design life is at minimum 30 years and their second hand life is long, therefore they are initially more expensive to purchase but having less maintenance than equivalent mild steel tanks. Stainless steel contains a high percentage of nickel. Nickel is a product quoted on the commercial markets and has a high fluctuation in exchange rates. There are a few large tank manufacturers who are able to buy stainless steel when the price is low and stockpile large plates for future use. Many of the smaller companies have limited stocks and often buy to order. The price of individual items can therefore vary considerably. Working with stainless steel is harder than with mild steel and thus where shapes and designs are complex the cost increases dramatically. For Bulk Liquid Storage Tanks (as found on commercial tank farms) the assumption is that they have been purchased from a leading stainless steel manufacturer and that the design is that of a typical bulk liquid storage tank. Stainless Steel Tanks situated within Commercial Tank farms and Petroleum depots sit on a bit sand foundation (see separate Description and costings). Most bulk storage tanks are built with a cone up centre however some tanks have a sump in the centre of the tank. In the usual cone up situation the foundations to the tank should be established by reference to plans and sections and costed with reference to BEAMS. The usual earth foundation requires (i) site cleared of vegetable matter, (ii) compacted chemically inert fill, (iii) drainage layer 150mm thick of stable permeable compacted granular construction, (iv) 50mm thick bitumen/sand (Bit sand) layer (laid to correct falls). Drainage, periphery details and sizes are set out in BS 2654 (see: - Cost Guide Bit sand Bases - Section through typical Bit sand Find). Additions for Foundations - For small tanks the addition for this type of foundation will be some 12% whereas for larger tanks a 9% addition is required. A 10% addition for foundations is therefore proposed to ALL BULK STORAGE TANKS where individual costings are not possible. Pro rata with Mild Steel tanks the amount for foundations will be higher reflecting the greater weight in the tank construction. FOUNDATIONS to Bulk Storage Tanks where site details are not known 10% ADDITION to basic tank costs. Notes on Foundations - In some cases the chemically inert fill layer may consist of concrete up to 100mm deep. The 10% addition is still applicable in these cases. For piled and thicker raft foundations under the tank a further addition will be required and these should be calculated with reference to the relevant section in the Cost Guide or after discussion with the BEAMS. | Considered Not Applicable at time of Publication | (BEAMS Note 1) The ERC for this item should be added to the total of the ERC of the other P&M items on the site and the Buildings ERC (where applicable) to enable the correct contract size adjustment to be made. ERC of P&M Items + ERC of Building Component’s = Total ERC (net figure rateable items only) to which contract size adjustment should be applied The 2023 Generic Contractors Test Spreadsheet has this facility built into the programme - it is recommended you undertake all contractors test valuations using this spreadsheet. (Details on the application of contract size adjustments can be found in the RCG 2023 Guidance notes). Where RV is calculated using the comparative method (rental method) the contract size adjustment should be made as follows: Select - SCAT code box ""P and M as an addition” within the 2023 Generic Contractors Test Spreadsheet facility. Or Where the spreadsheet is not used take the: Reciprocal of statutory de-capitalisation rate (i.e. 5% reciprocal = 20) multiply by rateable value of the buildings (before any overall end allowances are made and after making a notional deduction for the land value) and add to the ERC of P&M. Use resultant figure to calculate contract size adjustment. (Guidance Notes - Section 6) | The Cost figures are for Stainless Steel tanks having up to 6 mm thick bottom plates. The scales are suitable to tanks having bottom plate thicknesses of between 5 mm and 8 mm. Tanks with bottom plates of + 8 mm thickness may have an addition of up to 40% to account for extra costs. | Costs do not include for Bitsand foundations, concrete/pile foundations, heating coils, insulation (Rockwood), structural stairways, catwalks, between tank walkways, etc. Stairways that are structures in their own right should be rated (costed and valued) following Class 4 Table 3 stairways. These stairways are for example where spot brackets welded to the tank support the item. In the case where every rung of the staircase is welded to the tank these staircases are NOT rateable as they are not staircases in their own right (Class 4 Table 3) and they do not form an integral part of such an item see Class 4 (b) i.e. they are not part of the structure of the tank. Stairways are usually mild steel, which has been galvanised. | Tanks - Class 4, Table 4 Class 2(d) Draining (e) Supplying Water (f) Protection from hazards. List of accessories 1 and 2. | If under Class 2, whole if Class 2 proviso applies - other than. If under Class 4 Heating coils, Rockwood insulation, paddles. | Foundations, catwalks, bunds, structural staircases, piles, fire protection equipment, high-level walkways. | It is assumed that the item forms part of an average size industrial, commercial or office complex. Where it would be normal to find more than one item in such a hereditament the ERC stated has been adjusted to reflect any number / quantity, discount. These figures are NOT one off figures. | - | Photo 1 - Bulk liquid storage tanks Photo 2 - Chemical storage tanks | - | 20156 |  | m3 | Per cubic metre | 3 - INDUSTRIAL | David Grace | Rob Hughes | 241.2912 | Option 2 | 262.1546 | 8.647% | 531.6125 | 532.8006 | 120.8% | 103.2% | 532.6932 | 120.8% | Price Book Data | Ryan Hobbs | VOA_GPN_GOV_UK\7246041 | 2020-12-22 | Low | - | Medium | Costs are based on provisional 2021 agreement with agents (email chain saved in Evidence tab). Since CG2023 is currently working from the same TPI start point (322) as CG2021 I have taken the rate without adjustment, and will bulk index closer to publication date. | - | Costs need to be indexed by different indices to general TPI. Some thought will be required to make sure this happens correctly. | NA | Steel | 1.56 | (BEAMS Note 1) The ERC for this item should be added to the total of the ERC of the other P&M items on the site and the Buildings ERC (where applicable) to enable the correct contract size adjustment to be made. ERC of P&M Items + ERC of Building Component’s = Total ERC (net figure rateable items only) to which contract size adjustment should be applied The 2021 Generic Contractors Test Spreadsheet has this facility built into the programme - it is recommended you undertake all contractors test valuations using this spreadsheet. (Details on the application of contract size adjustments can be found in the RCG 2021 Guidance notes). Where RV is calculated using the comparative method (rental method) the contract size adjustment should be made as follows: Select - SCAT code box "P and M as an addition” within the 2021 Generic Contractors Test Spreadsheet facility. Or Where the spreadsheet is not used take the: Reciprocal of statutory de-capitalisation rate (i.e. 5% reciprocal = 20) multiply by rateable value of the buildings (before any overall end allowances are made and after making a notional deduction for the land value) and add to the ERC of P&M. Use resultant figure to calculate contract size adjustment. (Guidance Notes - Section 6) | Photo 1 - Bulk liquid storage tanks Photo 2 - Chemical storage tanks | - | 1 | TRUE
5793 | 215P16 | 7526 | 215P16 | Tanks | Stainless Steel | Vertical Fixed Head - SS316 | Commercial Tank Farms - Specialised | 2250m³ | Tanks found on Commercial Tank Farms and Fuel Depots together with Individual Tanks or clusters of tanks on Major Food Establishments or breweries. They are generally an all stainless steel construction. The tanks are similar in construction to mild steel tanks and similar in design. Their weight pro rata of steel thickness is greater and careful referencing of foundation detail is required. These tanks are usually erected on site built over an existing bit sand foundation (formed under the tank base plate). The bit sand cone is usually formed on an over site concrete base (e.g. 150 mm). This type of tank is intended for processed product storage and normally do not exceed 20,000 cu m in volume. They usually contain either food products i.e. milk, beer, or, aggressive chemicals i.e. dilute acids or alkalis. It is unusual to find in this category floating head tanks. The costs are for fixed head tanks. Fixed roofs are conical and self-supporting made of 5 mm stainless steel plates welded at the edges. The tanks are purpose designed by the tank farm operator and built to their specification. For smaller flat bottomed tanks found in smaller industrial units see 215G09. The design life is at minimum 30 years and their second hand life is long, therefore they are initially more expensive to purchase but having less maintenance than equivalent mild steel tanks. Stainless steel contains a high percentage of nickel. Nickel is a product quoted on the commercial markets and has a high fluctuation in exchange rates. There are a few large tank manufacturers who are able to buy stainless steel when the price is low and stockpile large plates for future use. Many of the smaller companies have limited stocks and often buy to order. The price of individual items can therefore vary considerably. Working with stainless steel is harder than with mild steel and thus where shapes and designs are complex the cost increases dramatically. For Bulk Liquid Storage Tanks (as found on commercial tank farms) the assumption is that they have been purchased from a leading stainless steel manufacturer and that the design is that of a typical bulk liquid storage tank. Stainless Steel Tanks situated within Commercial Tank farms and Petroleum depots sit on a bit sand foundation (see separate Description and costings). Most bulk storage tanks are built with a cone up centre however some tanks have a sump in the centre of the tank. In the usual cone up situation the foundations to the tank should be established by reference to plans and sections and costed with reference to BEAMS. The usual earth foundation requires (i) site cleared of vegetable matter, (ii) compacted chemically inert fill, (iii) drainage layer 150mm thick of stable permeable compacted granular construction, (iv) 50mm thick bitumen/sand (Bit sand) layer (laid to correct falls). Drainage, periphery details and sizes are set out in BS 2654 (see: - Cost Guide Bit sand Bases - Section through typical Bit sand Find). Additions for Foundations - For small tanks the addition for this type of foundation will be some 12% whereas for larger tanks a 9% addition is required. A 10% addition for foundations is therefore proposed to ALL BULK STORAGE TANKS where individual costings are not possible. Pro rata with Mild Steel tanks the amount for foundations will be higher reflecting the greater weight in the tank construction. FOUNDATIONS to Bulk Storage Tanks where site details are not known 10% ADDITION to basic tank costs. Notes on Foundations - In some cases the chemically inert fill layer may consist of concrete up to 100mm deep. The 10% addition is still applicable in these cases. For piled and thicker raft foundations under the tank a further addition will be required and these should be calculated with reference to the relevant section in the Cost Guide or after discussion with the BEAMS. | Considered Not Applicable at time of Publication | (BEAMS Note 1) The ERC for this item should be added to the total of the ERC of the other P&M items on the site and the Buildings ERC (where applicable) to enable the correct contract size adjustment to be made. ERC of P&M Items + ERC of Building Component’s = Total ERC (net figure rateable items only) to which contract size adjustment should be applied The 2023 Generic Contractors Test Spreadsheet has this facility built into the programme - it is recommended you undertake all contractors test valuations using this spreadsheet. (Details on the application of contract size adjustments can be found in the RCG 2023 Guidance notes). Where RV is calculated using the comparative method (rental method) the contract size adjustment should be made as follows: Select - SCAT code box ""P and M as an addition” within the 2023 Generic Contractors Test Spreadsheet facility. Or Where the spreadsheet is not used take the: Reciprocal of statutory de-capitalisation rate (i.e. 5% reciprocal = 20) multiply by rateable value of the buildings (before any overall end allowances are made and after making a notional deduction for the land value) and add to the ERC of P&M. Use resultant figure to calculate contract size adjustment. (Guidance Notes - Section 6) | The Cost figures are for Stainless Steel tanks having up to 6 mm thick bottom plates. The scales are suitable to tanks having bottom plate thicknesses of between 5 mm and 8 mm. Tanks with bottom plates of + 8 mm thickness may have an addition of up to 40% to account for extra costs. | Costs do not include for Bitsand foundations, concrete/pile foundations, heating coils, insulation (Rockwood), structural stairways, catwalks, between tank walkways, etc. Stairways that are structures in their own right should be rated (costed and valued) following Class 4 Table 3 stairways. These stairways are for example where spot brackets welded to the tank support the item. In the case where every rung of the staircase is welded to the tank these staircases are NOT rateable as they are not staircases in their own right (Class 4 Table 3) and they do not form an integral part of such an item see Class 4 (b) i.e. they are not part of the structure of the tank. Stairways are usually mild steel, which has been galvanised. | Tanks - Class 4, Table 4 Class 2(d) Draining (e) Supplying Water (f) Protection from hazards. List of accessories 1 and 2. | If under Class 2, whole if Class 2 proviso applies - other than. If under Class 4 Heating coils, Rockwood insulation, paddles. | Foundations, catwalks, bunds, structural staircases, piles, fire protection equipment, high-level walkways. | It is assumed that the item forms part of an average size industrial, commercial or office complex. Where it would be normal to find more than one item in such a hereditament the ERC stated has been adjusted to reflect any number / quantity, discount. These figures are NOT one off figures. | - | Photo 1 - Bulk liquid storage tanks Photo 2 - Chemical storage tanks | - | 20156 |  | m3 | Per cubic metre | 3 - INDUSTRIAL | David Grace | Rob Hughes | 227.3439 | Option 2 | 247.0013 | 8.647% | 499.4585 | 500.5747 | 120.2% | 102.7% | 500.6632 | 120.2% | Price Book Data | Ryan Hobbs | VOA_GPN_GOV_UK\7246041 | 2020-12-22 | Low | - | Medium | Costs are based on provisional 2021 agreement with agents (email chain saved in Evidence tab). Since CG2023 is currently working from the same TPI start point (322) as CG2021 I have taken the rate without adjustment, and will bulk index closer to publication date. | - | Costs need to be indexed by different indices to general TPI. Some thought will be required to make sure this happens correctly. | NA | Steel | 1.56 | (BEAMS Note 1) The ERC for this item should be added to the total of the ERC of the other P&M items on the site and the Buildings ERC (where applicable) to enable the correct contract size adjustment to be made. ERC of P&M Items + ERC of Building Component’s = Total ERC (net figure rateable items only) to which contract size adjustment should be applied The 2021 Generic Contractors Test Spreadsheet has this facility built into the programme - it is recommended you undertake all contractors test valuations using this spreadsheet. (Details on the application of contract size adjustments can be found in the RCG 2021 Guidance notes). Where RV is calculated using the comparative method (rental method) the contract size adjustment should be made as follows: Select - SCAT code box "P and M as an addition” within the 2021 Generic Contractors Test Spreadsheet facility. Or Where the spreadsheet is not used take the: Reciprocal of statutory de-capitalisation rate (i.e. 5% reciprocal = 20) multiply by rateable value of the buildings (before any overall end allowances are made and after making a notional deduction for the land value) and add to the ERC of P&M. Use resultant figure to calculate contract size adjustment. (Guidance Notes - Section 6) | Photo 1 - Bulk liquid storage tanks Photo 2 - Chemical storage tanks | - | 1 | FALSE
5794 | 215P18 | 7528 | 215P18 | Tanks | Stainless Steel | Vertical Fixed Head - SS316 | Commercial Tank Farms - Specialised | 2500m³ | Tanks found on Commercial Tank Farms and Fuel Depots together with Individual Tanks or clusters of tanks on Major Food Establishments or breweries. They are generally an all stainless steel construction. The tanks are similar in construction to mild steel tanks and similar in design. Their weight pro rata of steel thickness is greater and careful referencing of foundation detail is required. These tanks are usually erected on site built over an existing bit sand foundation (formed under the tank base plate). The bit sand cone is usually formed on an over site concrete base (e.g. 150 mm). This type of tank is intended for processed product storage and normally do not exceed 20,000 cu m in volume. They usually contain either food products i.e. milk, beer, or, aggressive chemicals i.e. dilute acids or alkalis. It is unusual to find in this category floating head tanks. The costs are for fixed head tanks. Fixed roofs are conical and self-supporting made of 5 mm stainless steel plates welded at the edges. The tanks are purpose designed by the tank farm operator and built to their specification. For smaller flat bottomed tanks found in smaller industrial units see 215G09. The design life is at minimum 30 years and their second hand life is long, therefore they are initially more expensive to purchase but having less maintenance than equivalent mild steel tanks. Stainless steel contains a high percentage of nickel. Nickel is a product quoted on the commercial markets and has a high fluctuation in exchange rates. There are a few large tank manufacturers who are able to buy stainless steel when the price is low and stockpile large plates for future use. Many of the smaller companies have limited stocks and often buy to order. The price of individual items can therefore vary considerably. Working with stainless steel is harder than with mild steel and thus where shapes and designs are complex the cost increases dramatically. For Bulk Liquid Storage Tanks (as found on commercial tank farms) the assumption is that they have been purchased from a leading stainless steel manufacturer and that the design is that of a typical bulk liquid storage tank. Stainless Steel Tanks situated within Commercial Tank farms and Petroleum depots sit on a bit sand foundation (see separate Description and costings). Most bulk storage tanks are built with a cone up centre however some tanks have a sump in the centre of the tank. In the usual cone up situation the foundations to the tank should be established by reference to plans and sections and costed with reference to BEAMS. The usual earth foundation requires (i) site cleared of vegetable matter, (ii) compacted chemically inert fill, (iii) drainage layer 150mm thick of stable permeable compacted granular construction, (iv) 50mm thick bitumen/sand (Bit sand) layer (laid to correct falls). Drainage, periphery details and sizes are set out in BS 2654 (see: - Cost Guide Bit sand Bases - Section through typical Bit sand Find). Additions for Foundations - For small tanks the addition for this type of foundation will be some 12% whereas for larger tanks a 9% addition is required. A 10% addition for foundations is therefore proposed to ALL BULK STORAGE TANKS where individual costings are not possible. Pro rata with Mild Steel tanks the amount for foundations will be higher reflecting the greater weight in the tank construction. FOUNDATIONS to Bulk Storage Tanks where site details are not known 10% ADDITION to basic tank costs. Notes on Foundations - In some cases the chemically inert fill layer may consist of concrete up to 100mm deep. The 10% addition is still applicable in these cases. For piled and thicker raft foundations under the tank a further addition will be required and these should be calculated with reference to the relevant section in the Cost Guide or after discussion with the BEAMS. | Considered Not Applicable at time of Publication | (BEAMS Note 1) The ERC for this item should be added to the total of the ERC of the other P&M items on the site and the Buildings ERC (where applicable) to enable the correct contract size adjustment to be made. ERC of P&M Items + ERC of Building Component’s = Total ERC (net figure rateable items only) to which contract size adjustment should be applied The 2023 Generic Contractors Test Spreadsheet has this facility built into the programme - it is recommended you undertake all contractors test valuations using this spreadsheet. (Details on the application of contract size adjustments can be found in the RCG 2023 Guidance notes). Where RV is calculated using the comparative method (rental method) the contract size adjustment should be made as follows: Select - SCAT code box ""P and M as an addition” within the 2023 Generic Contractors Test Spreadsheet facility. Or Where the spreadsheet is not used take the: Reciprocal of statutory de-capitalisation rate (i.e. 5% reciprocal = 20) multiply by rateable value of the buildings (before any overall end allowances are made and after making a notional deduction for the land value) and add to the ERC of P&M. Use resultant figure to calculate contract size adjustment. (Guidance Notes - Section 6) | The Cost figures are for Stainless Steel tanks having up to 6 mm thick bottom plates. The scales are suitable to tanks having bottom plate thicknesses of between 5 mm and 8 mm. Tanks with bottom plates of + 8 mm thickness may have an addition of up to 40% to account for extra costs. | Costs do not include for Bitsand foundations, concrete/pile foundations, heating coils, insulation (Rockwood), structural stairways, catwalks, between tank walkways, etc. Stairways that are structures in their own right should be rated (costed and valued) following Class 4 Table 3 stairways. These stairways are for example where spot brackets welded to the tank support the item. In the case where every rung of the staircase is welded to the tank these staircases are NOT rateable as they are not staircases in their own right (Class 4 Table 3) and they do not form an integral part of such an item see Class 4 (b) i.e. they are not part of the structure of the tank. Stairways are usually mild steel, which has been galvanised. | Tanks - Class 4, Table 4 Class 2(d) Draining (e) Supplying Water (f) Protection from hazards. List of accessories 1 and 2. | If under Class 2, whole if Class 2 proviso applies - other than. If under Class 4 Heating coils, Rockwood insulation, paddles. | Foundations, catwalks, bunds, structural staircases, piles, fire protection equipment, high-level walkways. | It is assumed that the item forms part of an average size industrial, commercial or office complex. Where it would be normal to find more than one item in such a hereditament the ERC stated has been adjusted to reflect any number / quantity, discount. These figures are NOT one off figures. | - | Photo 1 - Bulk liquid storage tanks Photo 2 - Chemical storage tanks | - | 20156 |  | m3 | Per cubic metre | 3 - INDUSTRIAL | David Grace | Rob Hughes | 215.9138 | Option 2 | 234.5829 | 8.647% | 471.5917 | 472.6457 | 118.9% | 101.5% | 472.839 | 119% | Price Book Data | Ryan Hobbs | VOA_GPN_GOV_UK\7246041 | 2020-12-22 | Low | - | Medium | Costs are based on provisional 2021 agreement with agents (email chain saved in Evidence tab). Since CG2023 is currently working from the same TPI start point (322) as CG2021 I have taken the rate without adjustment, and will bulk index closer to publication date. | - | Costs need to be indexed by different indices to general TPI. Some thought will be required to make sure this happens correctly. | NA | Steel | 1.56 | (BEAMS Note 1) The ERC for this item should be added to the total of the ERC of the other P&M items on the site and the Buildings ERC (where applicable) to enable the correct contract size adjustment to be made. ERC of P&M Items + ERC of Building Component’s = Total ERC (net figure rateable items only) to which contract size adjustment should be applied The 2021 Generic Contractors Test Spreadsheet has this facility built into the programme - it is recommended you undertake all contractors test valuations using this spreadsheet. (Details on the application of contract size adjustments can be found in the RCG 2021 Guidance notes). Where RV is calculated using the comparative method (rental method) the contract size adjustment should be made as follows: Select - SCAT code box "P and M as an addition” within the 2021 Generic Contractors Test Spreadsheet facility. Or Where the spreadsheet is not used take the: Reciprocal of statutory de-capitalisation rate (i.e. 5% reciprocal = 20) multiply by rateable value of the buildings (before any overall end allowances are made and after making a notional deduction for the land value) and add to the ERC of P&M. Use resultant figure to calculate contract size adjustment. (Guidance Notes - Section 6) | Photo 1 - Bulk liquid storage tanks Photo 2 - Chemical storage tanks | - | 1 | TRUE
5795 | 215P20 | 7530 | 215P20 | Tanks | Stainless Steel | Vertical Fixed Head - SS316 | Commercial Tank Farms - Specialised | 2750m³ | Tanks found on Commercial Tank Farms and Fuel Depots together with Individual Tanks or clusters of tanks on Major Food Establishments or breweries. They are generally an all stainless steel construction. The tanks are similar in construction to mild steel tanks and similar in design. Their weight pro rata of steel thickness is greater and careful referencing of foundation detail is required. These tanks are usually erected on site built over an existing bit sand foundation (formed under the tank base plate). The bit sand cone is usually formed on an over site concrete base (e.g. 150 mm). This type of tank is intended for processed product storage and normally do not exceed 20,000 cu m in volume. They usually contain either food products i.e. milk, beer, or, aggressive chemicals i.e. dilute acids or alkalis. It is unusual to find in this category floating head tanks. The costs are for fixed head tanks. Fixed roofs are conical and self-supporting made of 5 mm stainless steel plates welded at the edges. The tanks are purpose designed by the tank farm operator and built to their specification. For smaller flat bottomed tanks found in smaller industrial units see 215G09. The design life is at minimum 30 years and their second hand life is long, therefore they are initially more expensive to purchase but having less maintenance than equivalent mild steel tanks. Stainless steel contains a high percentage of nickel. Nickel is a product quoted on the commercial markets and has a high fluctuation in exchange rates. There are a few large tank manufacturers who are able to buy stainless steel when the price is low and stockpile large plates for future use. Many of the smaller companies have limited stocks and often buy to order. The price of individual items can therefore vary considerably. Working with stainless steel is harder than with mild steel and thus where shapes and designs are complex the cost increases dramatically. For Bulk Liquid Storage Tanks (as found on commercial tank farms) the assumption is that they have been purchased from a leading stainless steel manufacturer and that the design is that of a typical bulk liquid storage tank. Stainless Steel Tanks situated within Commercial Tank farms and Petroleum depots sit on a bit sand foundation (see separate Description and costings). Most bulk storage tanks are built with a cone up centre however some tanks have a sump in the centre of the tank. In the usual cone up situation the foundations to the tank should be established by reference to plans and sections and costed with reference to BEAMS. The usual earth foundation requires (i) site cleared of vegetable matter, (ii) compacted chemically inert fill, (iii) drainage layer 150mm thick of stable permeable compacted granular construction, (iv) 50mm thick bitumen/sand (Bit sand) layer (laid to correct falls). Drainage, periphery details and sizes are set out in BS 2654 (see: - Cost Guide Bit sand Bases - Section through typical Bit sand Find). Additions for Foundations - For small tanks the addition for this type of foundation will be some 12% whereas for larger tanks a 9% addition is required. A 10% addition for foundations is therefore proposed to ALL BULK STORAGE TANKS where individual costings are not possible. Pro rata with Mild Steel tanks the amount for foundations will be higher reflecting the greater weight in the tank construction. FOUNDATIONS to Bulk Storage Tanks where site details are not known 10% ADDITION to basic tank costs. Notes on Foundations - In some cases the chemically inert fill layer may consist of concrete up to 100mm deep. The 10% addition is still applicable in these cases. For piled and thicker raft foundations under the tank a further addition will be required and these should be calculated with reference to the relevant section in the Cost Guide or after discussion with the BEAMS. | Considered Not Applicable at time of Publication | (BEAMS Note 1) The ERC for this item should be added to the total of the ERC of the other P&M items on the site and the Buildings ERC (where applicable) to enable the correct contract size adjustment to be made. ERC of P&M Items + ERC of Building Component’s = Total ERC (net figure rateable items only) to which contract size adjustment should be applied The 2023 Generic Contractors Test Spreadsheet has this facility built into the programme - it is recommended you undertake all contractors test valuations using this spreadsheet. (Details on the application of contract size adjustments can be found in the RCG 2023 Guidance notes). Where RV is calculated using the comparative method (rental method) the contract size adjustment should be made as follows: Select - SCAT code box ""P and M as an addition” within the 2023 Generic Contractors Test Spreadsheet facility. Or Where the spreadsheet is not used take the: Reciprocal of statutory de-capitalisation rate (i.e. 5% reciprocal = 20) multiply by rateable value of the buildings (before any overall end allowances are made and after making a notional deduction for the land value) and add to the ERC of P&M. Use resultant figure to calculate contract size adjustment. (Guidance Notes - Section 6) | The Cost figures are for Stainless Steel tanks having up to 6 mm thick bottom plates. The scales are suitable to tanks having bottom plate thicknesses of between 5 mm and 8 mm. Tanks with bottom plates of + 8 mm thickness may have an addition of up to 40% to account for extra costs. | Costs do not include for Bitsand foundations, concrete/pile foundations, heating coils, insulation (Rockwood), structural stairways, catwalks, between tank walkways, etc. Stairways that are structures in their own right should be rated (costed and valued) following Class 4 Table 3 stairways. These stairways are for example where spot brackets welded to the tank support the item. In the case where every rung of the staircase is welded to the tank these staircases are NOT rateable as they are not staircases in their own right (Class 4 Table 3) and they do not form an integral part of such an item see Class 4 (b) i.e. they are not part of the structure of the tank. Stairways are usually mild steel, which has been galvanised. | Tanks - Class 4, Table 4 Class 2(d) Draining (e) Supplying Water (f) Protection from hazards. List of accessories 1 and 2. | If under Class 2, whole if Class 2 proviso applies - other than. If under Class 4 Heating coils, Rockwood insulation, paddles. | Foundations, catwalks, bunds, structural staircases, piles, fire protection equipment, high-level walkways. | It is assumed that the item forms part of an average size industrial, commercial or office complex. Where it would be normal to find more than one item in such a hereditament the ERC stated has been adjusted to reflect any number / quantity, discount. These figures are NOT one off figures. | - | Photo 1 - Bulk liquid storage tanks Photo 2 - Chemical storage tanks | - | 20156 |  | m3 | Per cubic metre | 3 - INDUSTRIAL | David Grace | Rob Hughes | 211.4017 | Option 2 | 229.6806 | 8.647% | 460.8737 | 461.9037 | 118.5% | 101.1% | 462.0326 | 118.6% | Price Book Data | Ryan Hobbs | VOA_GPN_GOV_UK\7246041 | 2020-12-22 | Low | - | Medium | Costs are based on provisional 2021 agreement with agents (email chain saved in Evidence tab). Since CG2023 is currently working from the same TPI start point (322) as CG2021 I have taken the rate without adjustment, and will bulk index closer to publication date. | - | Costs need to be indexed by different indices to general TPI. Some thought will be required to make sure this happens correctly. | NA | Steel | 1.56 | (BEAMS Note 1) The ERC for this item should be added to the total of the ERC of the other P&M items on the site and the Buildings ERC (where applicable) to enable the correct contract size adjustment to be made. ERC of P&M Items + ERC of Building Component’s = Total ERC (net figure rateable items only) to which contract size adjustment should be applied The 2021 Generic Contractors Test Spreadsheet has this facility built into the programme - it is recommended you undertake all contractors test valuations using this spreadsheet. (Details on the application of contract size adjustments can be found in the RCG 2021 Guidance notes). Where RV is calculated using the comparative method (rental method) the contract size adjustment should be made as follows: Select - SCAT code box "P and M as an addition” within the 2021 Generic Contractors Test Spreadsheet facility. Or Where the spreadsheet is not used take the: Reciprocal of statutory de-capitalisation rate (i.e. 5% reciprocal = 20) multiply by rateable value of the buildings (before any overall end allowances are made and after making a notional deduction for the land value) and add to the ERC of P&M. Use resultant figure to calculate contract size adjustment. (Guidance Notes - Section 6) | Photo 1 - Bulk liquid storage tanks Photo 2 - Chemical storage tanks | - | 1 | TRUE
5796 | 215P22 | 7532 | 215P22 | Tanks | Stainless Steel | Vertical Fixed Head - SS316 | Commercial Tank Farms - Specialised | 3000m³ | Tanks found on Commercial Tank Farms and Fuel Depots together with Individual Tanks or clusters of tanks on Major Food Establishments or breweries. They are generally an all stainless steel construction. The tanks are similar in construction to mild steel tanks and similar in design. Their weight pro rata of steel thickness is greater and careful referencing of foundation detail is required. These tanks are usually erected on site built over an existing bit sand foundation (formed under the tank base plate). The bit sand cone is usually formed on an over site concrete base (e.g. 150 mm). This type of tank is intended for processed product storage and normally do not exceed 20,000 cu m in volume. They usually contain either food products i.e. milk, beer, or, aggressive chemicals i.e. dilute acids or alkalis. It is unusual to find in this category floating head tanks. The costs are for fixed head tanks. Fixed roofs are conical and self-supporting made of 5 mm stainless steel plates welded at the edges. The tanks are purpose designed by the tank farm operator and built to their specification. For smaller flat bottomed tanks found in smaller industrial units see 215G09. The design life is at minimum 30 years and their second hand life is long, therefore they are initially more expensive to purchase but having less maintenance than equivalent mild steel tanks. Stainless steel contains a high percentage of nickel. Nickel is a product quoted on the commercial markets and has a high fluctuation in exchange rates. There are a few large tank manufacturers who are able to buy stainless steel when the price is low and stockpile large plates for future use. Many of the smaller companies have limited stocks and often buy to order. The price of individual items can therefore vary considerably. Working with stainless steel is harder than with mild steel and thus where shapes and designs are complex the cost increases dramatically. For Bulk Liquid Storage Tanks (as found on commercial tank farms) the assumption is that they have been purchased from a leading stainless steel manufacturer and that the design is that of a typical bulk liquid storage tank. Stainless Steel Tanks situated within Commercial Tank farms and Petroleum depots sit on a bit sand foundation (see separate Description and costings). Most bulk storage tanks are built with a cone up centre however some tanks have a sump in the centre of the tank. In the usual cone up situation the foundations to the tank should be established by reference to plans and sections and costed with reference to BEAMS. The usual earth foundation requires (i) site cleared of vegetable matter, (ii) compacted chemically inert fill, (iii) drainage layer 150mm thick of stable permeable compacted granular construction, (iv) 50mm thick bitumen/sand (Bit sand) layer (laid to correct falls). Drainage, periphery details and sizes are set out in BS 2654 (see: - Cost Guide Bit sand Bases - Section through typical Bit sand Find). Additions for Foundations - For small tanks the addition for this type of foundation will be some 12% whereas for larger tanks a 9% addition is required. A 10% addition for foundations is therefore proposed to ALL BULK STORAGE TANKS where individual costings are not possible. Pro rata with Mild Steel tanks the amount for foundations will be higher reflecting the greater weight in the tank construction. FOUNDATIONS to Bulk Storage Tanks where site details are not known 10% ADDITION to basic tank costs. Notes on Foundations - In some cases the chemically inert fill layer may consist of concrete up to 100mm deep. The 10% addition is still applicable in these cases. For piled and thicker raft foundations under the tank a further addition will be required and these should be calculated with reference to the relevant section in the Cost Guide or after discussion with the BEAMS. | Considered Not Applicable at time of Publication | (BEAMS Note 1) The ERC for this item should be added to the total of the ERC of the other P&M items on the site and the Buildings ERC (where applicable) to enable the correct contract size adjustment to be made. ERC of P&M Items + ERC of Building Component’s = Total ERC (net figure rateable items only) to which contract size adjustment should be applied The 2023 Generic Contractors Test Spreadsheet has this facility built into the programme - it is recommended you undertake all contractors test valuations using this spreadsheet. (Details on the application of contract size adjustments can be found in the RCG 2023 Guidance notes). Where RV is calculated using the comparative method (rental method) the contract size adjustment should be made as follows: Select - SCAT code box ""P and M as an addition” within the 2023 Generic Contractors Test Spreadsheet facility. Or Where the spreadsheet is not used take the: Reciprocal of statutory de-capitalisation rate (i.e. 5% reciprocal = 20) multiply by rateable value of the buildings (before any overall end allowances are made and after making a notional deduction for the land value) and add to the ERC of P&M. Use resultant figure to calculate contract size adjustment. (Guidance Notes - Section 6) | The Cost figures are for Stainless Steel tanks having up to 6 mm thick bottom plates. The scales are suitable to tanks having bottom plate thicknesses of between 5 mm and 8 mm. Tanks with bottom plates of + 8 mm thickness may have an addition of up to 40% to account for extra costs. | Costs do not include for Bitsand foundations, concrete/pile foundations, heating coils, insulation (Rockwood), structural stairways, catwalks, between tank walkways, etc. Stairways that are structures in their own right should be rated (costed and valued) following Class 4 Table 3 stairways. These stairways are for example where spot brackets welded to the tank support the item. In the case where every rung of the staircase is welded to the tank these staircases are NOT rateable as they are not staircases in their own right (Class 4 Table 3) and they do not form an integral part of such an item see Class 4 (b) i.e. they are not part of the structure of the tank. Stairways are usually mild steel, which has been galvanised. | Tanks - Class 4, Table 4 Class 2(d) Draining (e) Supplying Water (f) Protection from hazards. List of accessories 1 and 2. | If under Class 2, whole if Class 2 proviso applies - other than. If under Class 4 Heating coils, Rockwood insulation, paddles. | Foundations, catwalks, bunds, structural staircases, piles, fire protection equipment, high-level walkways. | It is assumed that the item forms part of an average size industrial, commercial or office complex. Where it would be normal to find more than one item in such a hereditament the ERC stated has been adjusted to reflect any number / quantity, discount. These figures are NOT one off figures. | - | Photo 1 - Bulk liquid storage tanks Photo 2 - Chemical storage tanks | - | 20156 |  | m3 | Per cubic metre | 3 - INDUSTRIAL | David Grace | Rob Hughes | 206.2217 | Option 2 | 224.0528 | 8.647% | 446.9403 | 447.9392 | 117.2% | 99.93% | 447.4988 | 117% | Price Book Data | Ryan Hobbs | VOA_GPN_GOV_UK\7246041 | 2022-07-29 | Low | - | Medium | Costs are based on provisional 2021 agreement with agents (email chain saved in Evidence tab). Since CG2023 is currently working from the same TPI start point (322) as CG2021 I have taken the rate without adjustment, and will bulk index closer to publication date. | - | Costs need to be indexed by different indices to general TPI. Some thought will be required to make sure this happens correctly. | NA | Steel | 1.56 | (BEAMS Note 1) The ERC for this item should be added to the total of the ERC of the other P&M items on the site and the Buildings ERC (where applicable) to enable the correct contract size adjustment to be made. ERC of P&M Items + ERC of Building Component’s = Total ERC (net figure rateable items only) to which contract size adjustment should be applied The 2021 Generic Contractors Test Spreadsheet has this facility built into the programme - it is recommended you undertake all contractors test valuations using this spreadsheet. (Details on the application of contract size adjustments can be found in the RCG 2021 Guidance notes). Where RV is calculated using the comparative method (rental method) the contract size adjustment should be made as follows: Select - SCAT code box "P and M as an addition” within the 2021 Generic Contractors Test Spreadsheet facility. Or Where the spreadsheet is not used take the: Reciprocal of statutory de-capitalisation rate (i.e. 5% reciprocal = 20) multiply by rateable value of the buildings (before any overall end allowances are made and after making a notional deduction for the land value) and add to the ERC of P&M. Use resultant figure to calculate contract size adjustment. (Guidance Notes - Section 6) | Photo 1 - Bulk liquid storage tanks Photo 2 - Chemical storage tanks | - | 1 | TRUE
5797 | 215P24 | 7534 | 215P24 | Tanks | Stainless Steel | Vertical Fixed Head - SS316 | Commercial Tank Farms - Specialised | 3500m³ | Tanks found on Commercial Tank Farms and Fuel Depots together with Individual Tanks or clusters of tanks on Major Food Establishments or breweries. They are generally an all stainless steel construction. The tanks are similar in construction to mild steel tanks and similar in design. Their weight pro rata of steel thickness is greater and careful referencing of foundation detail is required. These tanks are usually erected on site built over an existing bit sand foundation (formed under the tank base plate). The bit sand cone is usually formed on an over site concrete base (e.g. 150 mm). This type of tank is intended for processed product storage and normally do not exceed 20,000 cu m in volume. They usually contain either food products i.e. milk, beer, or, aggressive chemicals i.e. dilute acids or alkalis. It is unusual to find in this category floating head tanks. The costs are for fixed head tanks. Fixed roofs are conical and self-supporting made of 5 mm stainless steel plates welded at the edges. The tanks are purpose designed by the tank farm operator and built to their specification. For smaller flat bottomed tanks found in smaller industrial units see 215G09. The design life is at minimum 30 years and their second hand life is long, therefore they are initially more expensive to purchase but having less maintenance than equivalent mild steel tanks. Stainless steel contains a high percentage of nickel. Nickel is a product quoted on the commercial markets and has a high fluctuation in exchange rates. There are a few large tank manufacturers who are able to buy stainless steel when the price is low and stockpile large plates for future use. Many of the smaller companies have limited stocks and often buy to order. The price of individual items can therefore vary considerably. Working with stainless steel is harder than with mild steel and thus where shapes and designs are complex the cost increases dramatically. For Bulk Liquid Storage Tanks (as found on commercial tank farms) the assumption is that they have been purchased from a leading stainless steel manufacturer and that the design is that of a typical bulk liquid storage tank. Stainless Steel Tanks situated within Commercial Tank farms and Petroleum depots sit on a bit sand foundation (see separate Description and costings). Most bulk storage tanks are built with a cone up centre however some tanks have a sump in the centre of the tank. In the usual cone up situation the foundations to the tank should be established by reference to plans and sections and costed with reference to BEAMS. The usual earth foundation requires (i) site cleared of vegetable matter, (ii) compacted chemically inert fill, (iii) drainage layer 150mm thick of stable permeable compacted granular construction, (iv) 50mm thick bitumen/sand (Bit sand) layer (laid to correct falls). Drainage, periphery details and sizes are set out in BS 2654 (see: - Cost Guide Bit sand Bases - Section through typical Bit sand Find). Additions for Foundations - For small tanks the addition for this type of foundation will be some 12% whereas for larger tanks a 9% addition is required. A 10% addition for foundations is therefore proposed to ALL BULK STORAGE TANKS where individual costings are not possible. Pro rata with Mild Steel tanks the amount for foundations will be higher reflecting the greater weight in the tank construction. FOUNDATIONS to Bulk Storage Tanks where site details are not known 10% ADDITION to basic tank costs. Notes on Foundations - In some cases the chemically inert fill layer may consist of concrete up to 100mm deep. The 10% addition is still applicable in these cases. For piled and thicker raft foundations under the tank a further addition will be required and these should be calculated with reference to the relevant section in the Cost Guide or after discussion with the BEAMS. | Considered Not Applicable at time of Publication | (BEAMS Note 1) The ERC for this item should be added to the total of the ERC of the other P&M items on the site and the Buildings ERC (where applicable) to enable the correct contract size adjustment to be made. ERC of P&M Items + ERC of Building Component’s = Total ERC (net figure rateable items only) to which contract size adjustment should be applied The 2023 Generic Contractors Test Spreadsheet has this facility built into the programme - it is recommended you undertake all contractors test valuations using this spreadsheet. (Details on the application of contract size adjustments can be found in the RCG 2023 Guidance notes). Where RV is calculated using the comparative method (rental method) the contract size adjustment should be made as follows: Select - SCAT code box ""P and M as an addition” within the 2023 Generic Contractors Test Spreadsheet facility. Or Where the spreadsheet is not used take the: Reciprocal of statutory de-capitalisation rate (i.e. 5% reciprocal = 20) multiply by rateable value of the buildings (before any overall end allowances are made and after making a notional deduction for the land value) and add to the ERC of P&M. Use resultant figure to calculate contract size adjustment. (Guidance Notes - Section 6) | The Cost figures are for Stainless Steel tanks having up to 6 mm thick bottom plates. The scales are suitable to tanks having bottom plate thicknesses of between 5 mm and 8 mm. Tanks with bottom plates of + 8 mm thickness may have an addition of up to 40% to account for extra costs. | Costs do not include for Bitsand foundations, concrete/pile foundations, heating coils, insulation (Rockwood), structural stairways, catwalks, between tank walkways, etc. Stairways that are structures in their own right should be rated (costed and valued) following Class 4 Table 3 stairways. These stairways are for example where spot brackets welded to the tank support the item. In the case where every rung of the staircase is welded to the tank these staircases are NOT rateable as they are not staircases in their own right (Class 4 Table 3) and they do not form an integral part of such an item see Class 4 (b) i.e. they are not part of the structure of the tank. Stairways are usually mild steel, which has been galvanised. | Tanks - Class 4, Table 4 Class 2(d) Draining (e) Supplying Water (f) Protection from hazards. List of accessories 1 and 2. | If under Class 2, whole if Class 2 proviso applies - other than. If under Class 4 Heating coils, Rockwood insulation, paddles. | Foundations, catwalks, bunds, structural staircases, piles, fire protection equipment, high-level walkways. | It is assumed that the item forms part of an average size industrial, commercial or office complex. Where it would be normal to find more than one item in such a hereditament the ERC stated has been adjusted to reflect any number / quantity, discount. These figures are NOT one off figures. | - | Photo 1 - Bulk liquid storage tanks Photo 2 - Chemical storage tanks | - | 20156 |  | m3 | Per cubic metre | 3 - INDUSTRIAL | David Grace | Rob Hughes | 194.5947 | Option 2 | 211.4204 | 8.647% | 418.0017 | 418.9359 | 115.3% | 98.15% | 419.2367 | 115.4% | Price Book Data | Ryan Hobbs | VOA_GPN_GOV_UK\7246041 | 2020-12-22 | Low | - | Medium | Costs are based on provisional 2021 agreement with agents (email chain saved in Evidence tab). Since CG2023 is currently working from the same TPI start point (322) as CG2021 I have taken the rate without adjustment, and will bulk index closer to publication date. | - | Costs need to be indexed by different indices to general TPI. Some thought will be required to make sure this happens correctly. | NA | Steel | 1.56 | (BEAMS Note 1) The ERC for this item should be added to the total of the ERC of the other P&M items on the site and the Buildings ERC (where applicable) to enable the correct contract size adjustment to be made. ERC of P&M Items + ERC of Building Component’s = Total ERC (net figure rateable items only) to which contract size adjustment should be applied The 2021 Generic Contractors Test Spreadsheet has this facility built into the programme - it is recommended you undertake all contractors test valuations using this spreadsheet. (Details on the application of contract size adjustments can be found in the RCG 2021 Guidance notes). Where RV is calculated using the comparative method (rental method) the contract size adjustment should be made as follows: Select - SCAT code box "P and M as an addition” within the 2021 Generic Contractors Test Spreadsheet facility. Or Where the spreadsheet is not used take the: Reciprocal of statutory de-capitalisation rate (i.e. 5% reciprocal = 20) multiply by rateable value of the buildings (before any overall end allowances are made and after making a notional deduction for the land value) and add to the ERC of P&M. Use resultant figure to calculate contract size adjustment. (Guidance Notes - Section 6) | Photo 1 - Bulk liquid storage tanks Photo 2 - Chemical storage tanks | - | 1 | TRUE
5798 | 215P26 | 7539 | 215P26 | Tanks | Stainless Steel | Vertical Fixed Head - SS316 | Commercial Tank Farms - Specialised | 4000m³ | Tanks found on Commercial Tank Farms and Fuel Depots together with Individual Tanks or clusters of tanks on Major Food Establishments or breweries. They are generally an all stainless steel construction. The tanks are similar in construction to mild steel tanks and similar in design. Their weight pro rata of steel thickness is greater and careful referencing of foundation detail is required. These tanks are usually erected on site built over an existing bit sand foundation (formed under the tank base plate). The bit sand cone is usually formed on an over site concrete base (e.g. 150 mm). This type of tank is intended for processed product storage and normally do not exceed 20,000 cu m in volume. They usually contain either food products i.e. milk, beer, or, aggressive chemicals i.e. dilute acids or alkalis. It is unusual to find in this category floating head tanks. The costs are for fixed head tanks. Fixed roofs are conical and self-supporting made of 5 mm stainless steel plates welded at the edges. The tanks are purpose designed by the tank farm operator and built to their specification. For smaller flat bottomed tanks found in smaller industrial units see 215G09. The design life is at minimum 30 years and their second hand life is long, therefore they are initially more expensive to purchase but having less maintenance than equivalent mild steel tanks. Stainless steel contains a high percentage of nickel. Nickel is a product quoted on the commercial markets and has a high fluctuation in exchange rates. There are a few large tank manufacturers who are able to buy stainless steel when the price is low and stockpile large plates for future use. Many of the smaller companies have limited stocks and often buy to order. The price of individual items can therefore vary considerably. Working with stainless steel is harder than with mild steel and thus where shapes and designs are complex the cost increases dramatically. For Bulk Liquid Storage Tanks (as found on commercial tank farms) the assumption is that they have been purchased from a leading stainless steel manufacturer and that the design is that of a typical bulk liquid storage tank. Stainless Steel Tanks situated within Commercial Tank farms and Petroleum depots sit on a bit sand foundation (see separate Description and costings). Most bulk storage tanks are built with a cone up centre however some tanks have a sump in the centre of the tank. In the usual cone up situation the foundations to the tank should be established by reference to plans and sections and costed with reference to BEAMS. The usual earth foundation requires (i) site cleared of vegetable matter, (ii) compacted chemically inert fill, (iii) drainage layer 150mm thick of stable permeable compacted granular construction, (iv) 50mm thick bitumen/sand (Bit sand) layer (laid to correct falls). Drainage, periphery details and sizes are set out in BS 2654 (see: - Cost Guide Bit sand Bases - Section through typical Bit sand Find). Additions for Foundations - For small tanks the addition for this type of foundation will be some 12% whereas for larger tanks a 9% addition is required. A 10% addition for foundations is therefore proposed to ALL BULK STORAGE TANKS where individual costings are not possible. Pro rata with Mild Steel tanks the amount for foundations will be higher reflecting the greater weight in the tank construction. FOUNDATIONS to Bulk Storage Tanks where site details are not known 10% ADDITION to basic tank costs. Notes on Foundations - In some cases the chemically inert fill layer may consist of concrete up to 100mm deep. The 10% addition is still applicable in these cases. For piled and thicker raft foundations under the tank a further addition will be required and these should be calculated with reference to the relevant section in the Cost Guide or after discussion with the BEAMS. | Considered Not Applicable at time of Publication | (BEAMS Note 1) The ERC for this item should be added to the total of the ERC of the other P&M items on the site and the Buildings ERC (where applicable) to enable the correct contract size adjustment to be made. ERC of P&M Items + ERC of Building Component’s = Total ERC (net figure rateable items only) to which contract size adjustment should be applied The 2023 Generic Contractors Test Spreadsheet has this facility built into the programme - it is recommended you undertake all contractors test valuations using this spreadsheet. (Details on the application of contract size adjustments can be found in the RCG 2023 Guidance notes). Where RV is calculated using the comparative method (rental method) the contract size adjustment should be made as follows: Select - SCAT code box ""P and M as an addition” within the 2023 Generic Contractors Test Spreadsheet facility. Or Where the spreadsheet is not used take the: Reciprocal of statutory de-capitalisation rate (i.e. 5% reciprocal = 20) multiply by rateable value of the buildings (before any overall end allowances are made and after making a notional deduction for the land value) and add to the ERC of P&M. Use resultant figure to calculate contract size adjustment. (Guidance Notes - Section 6) | The Cost figures are for Stainless Steel tanks having up to 6 mm thick bottom plates. The scales are suitable to tanks having bottom plate thicknesses of between 5 mm and 8 mm. Tanks with bottom plates of + 8 mm thickness may have an addition of up to 40% to account for extra costs. | Costs do not include for Bitsand foundations, concrete/pile foundations, heating coils, insulation (Rockwood), structural stairways, catwalks, between tank walkways, etc. Stairways that are structures in their own right should be rated (costed and valued) following Class 4 Table 3 stairways. These stairways are for example where spot brackets welded to the tank support the item. In the case where every rung of the staircase is welded to the tank these staircases are NOT rateable as they are not staircases in their own right (Class 4 Table 3) and they do not form an integral part of such an item see Class 4 (b) i.e. they are not part of the structure of the tank. Stairways are usually mild steel, which has been galvanised. | Tanks - Class 4, Table 4 Class 2(d) Draining (e) Supplying Water (f) Protection from hazards. List of accessories 1 and 2. | If under Class 2, whole if Class 2 proviso applies - other than. If under Class 4 Heating coils, Rockwood insulation, paddles. | Foundations, catwalks, bunds, structural staircases, piles, fire protection equipment, high-level walkways. | It is assumed that the item forms part of an average size industrial, commercial or office complex. Where it would be normal to find more than one item in such a hereditament the ERC stated has been adjusted to reflect any number / quantity, discount. These figures are NOT one off figures. | - | Photo 1 - Bulk liquid storage tanks Photo 2 - Chemical storage tanks | - | 20156 |  | m3 | Per cubic metre | 3 - INDUSTRIAL | David Grace | Rob Hughes | 185.9129 | Option 2 | 201.988 | 8.647% | 391.2067 | 392.0811 | 110.9% | 94.11% | 392.4629 | 111.1% | Price Book Data | Ryan Hobbs | VOA_GPN_GOV_UK\7246041 | 2020-12-22 | Low | - | Medium | Costs are based on provisional 2021 agreement with agents (email chain saved in Evidence tab). Since CG2023 is currently working from the same TPI start point (322) as CG2021 I have taken the rate without adjustment, and will bulk index closer to publication date. | - | Costs need to be indexed by different indices to general TPI. Some thought will be required to make sure this happens correctly. | NA | Steel | 1.56 | (BEAMS Note 1) The ERC for this item should be added to the total of the ERC of the other P&M items on the site and the Buildings ERC (where applicable) to enable the correct contract size adjustment to be made. ERC of P&M Items + ERC of Building Component’s = Total ERC (net figure rateable items only) to which contract size adjustment should be applied The 2021 Generic Contractors Test Spreadsheet has this facility built into the programme - it is recommended you undertake all contractors test valuations using this spreadsheet. (Details on the application of contract size adjustments can be found in the RCG 2021 Guidance notes). Where RV is calculated using the comparative method (rental method) the contract size adjustment should be made as follows: Select - SCAT code box "P and M as an addition” within the 2021 Generic Contractors Test Spreadsheet facility. Or Where the spreadsheet is not used take the: Reciprocal of statutory de-capitalisation rate (i.e. 5% reciprocal = 20) multiply by rateable value of the buildings (before any overall end allowances are made and after making a notional deduction for the land value) and add to the ERC of P&M. Use resultant figure to calculate contract size adjustment. (Guidance Notes - Section 6) | Photo 1 - Bulk liquid storage tanks Photo 2 - Chemical storage tanks | - | 1 | FALSE
5799 | 215P28 | 7541 | 215P28 | Tanks | Stainless Steel | Vertical Fixed Head - SS316 | Commercial Tank Farms - Specialised | 5000m³ | Tanks found on Commercial Tank Farms and Fuel Depots together with Individual Tanks or clusters of tanks on Major Food Establishments or breweries. They are generally an all stainless steel construction. The tanks are similar in construction to mild steel tanks and similar in design. Their weight pro rata of steel thickness is greater and careful referencing of foundation detail is required. These tanks are usually erected on site built over an existing bit sand foundation (formed under the tank base plate). The bit sand cone is usually formed on an over site concrete base (e.g. 150 mm). This type of tank is intended for processed product storage and normally do not exceed 20,000 cu m in volume. They usually contain either food products i.e. milk, beer, or, aggressive chemicals i.e. dilute acids or alkalis. It is unusual to find in this category floating head tanks. The costs are for fixed head tanks. Fixed roofs are conical and self-supporting made of 5 mm stainless steel plates welded at the edges. The tanks are purpose designed by the tank farm operator and built to their specification. For smaller flat bottomed tanks found in smaller industrial units see 215G09. The design life is at minimum 30 years and their second hand life is long, therefore they are initially more expensive to purchase but having less maintenance than equivalent mild steel tanks. Stainless steel contains a high percentage of nickel. Nickel is a product quoted on the commercial markets and has a high fluctuation in exchange rates. There are a few large tank manufacturers who are able to buy stainless steel when the price is low and stockpile large plates for future use. Many of the smaller companies have limited stocks and often buy to order. The price of individual items can therefore vary considerably. Working with stainless steel is harder than with mild steel and thus where shapes and designs are complex the cost increases dramatically. For Bulk Liquid Storage Tanks (as found on commercial tank farms) the assumption is that they have been purchased from a leading stainless steel manufacturer and that the design is that of a typical bulk liquid storage tank. Stainless Steel Tanks situated within Commercial Tank farms and Petroleum depots sit on a bit sand foundation (see separate Description and costings). Most bulk storage tanks are built with a cone up centre however some tanks have a sump in the centre of the tank. In the usual cone up situation the foundations to the tank should be established by reference to plans and sections and costed with reference to BEAMS. The usual earth foundation requires (i) site cleared of vegetable matter, (ii) compacted chemically inert fill, (iii) drainage layer 150mm thick of stable permeable compacted granular construction, (iv) 50mm thick bitumen/sand (Bit sand) layer (laid to correct falls). Drainage, periphery details and sizes are set out in BS 2654 (see: - Cost Guide Bit sand Bases - Section through typical Bit sand Find). Additions for Foundations - For small tanks the addition for this type of foundation will be some 12% whereas for larger tanks a 9% addition is required. A 10% addition for foundations is therefore proposed to ALL BULK STORAGE TANKS where individual costings are not possible. Pro rata with Mild Steel tanks the amount for foundations will be higher reflecting the greater weight in the tank construction. FOUNDATIONS to Bulk Storage Tanks where site details are not known 10% ADDITION to basic tank costs. Notes on Foundations - In some cases the chemically inert fill layer may consist of concrete up to 100mm deep. The 10% addition is still applicable in these cases. For piled and thicker raft foundations under the tank a further addition will be required and these should be calculated with reference to the relevant section in the Cost Guide or after discussion with the BEAMS. | Considered Not Applicable at time of Publication | (BEAMS Note 1) The ERC for this item should be added to the total of the ERC of the other P&M items on the site and the Buildings ERC (where applicable) to enable the correct contract size adjustment to be made. ERC of P&M Items + ERC of Building Component’s = Total ERC (net figure rateable items only) to which contract size adjustment should be applied The 2023 Generic Contractors Test Spreadsheet has this facility built into the programme - it is recommended you undertake all contractors test valuations using this spreadsheet. (Details on the application of contract size adjustments can be found in the RCG 2023 Guidance notes). Where RV is calculated using the comparative method (rental method) the contract size adjustment should be made as follows: Select - SCAT code box ""P and M as an addition” within the 2023 Generic Contractors Test Spreadsheet facility. Or Where the spreadsheet is not used take the: Reciprocal of statutory de-capitalisation rate (i.e. 5% reciprocal = 20) multiply by rateable value of the buildings (before any overall end allowances are made and after making a notional deduction for the land value) and add to the ERC of P&M. Use resultant figure to calculate contract size adjustment. (Guidance Notes - Section 6) | The Cost figures are for Stainless Steel tanks having up to 6 mm thick bottom plates. The scales are suitable to tanks having bottom plate thicknesses of between 5 mm and 8 mm. Tanks with bottom plates of + 8 mm thickness may have an addition of up to 40% to account for extra costs. | Costs do not include for Bitsand foundations, concrete/pile foundations, heating coils, insulation (Rockwood), structural stairways, catwalks, between tank walkways, etc. Stairways that are structures in their own right should be rated (costed and valued) following Class 4 Table 3 stairways. These stairways are for example where spot brackets welded to the tank support the item. In the case where every rung of the staircase is welded to the tank these staircases are NOT rateable as they are not staircases in their own right (Class 4 Table 3) and they do not form an integral part of such an item see Class 4 (b) i.e. they are not part of the structure of the tank. Stairways are usually mild steel, which has been galvanised. | Tanks - Class 4, Table 4 Class 2(d) Draining (e) Supplying Water (f) Protection from hazards. List of accessories 1 and 2. | If under Class 2, whole if Class 2 proviso applies - other than. If under Class 4 Heating coils, Rockwood insulation, paddles. | Foundations, catwalks, bunds, structural staircases, piles, fire protection equipment, high-level walkways. | It is assumed that the item forms part of an average size industrial, commercial or office complex. Where it would be normal to find more than one item in such a hereditament the ERC stated has been adjusted to reflect any number / quantity, discount. These figures are NOT one off figures. | - | Photo 1 - Bulk liquid storage tanks Photo 2 - Chemical storage tanks | - | 20156 |  | m3 | Per cubic metre | 3 - INDUSTRIAL | David Grace | Rob Hughes | 170.3474 | Option 2 | 185.0766 | 8.647% | 355.8374 | 356.6327 | 109.4% | 92.69% | 357.0623 | 109.6% | Price Book Data | Ryan Hobbs | VOA_GPN_GOV_UK\7246041 | 2020-12-22 | Low | - | Medium | Costs are based on provisional 2021 agreement with agents (email chain saved in Evidence tab). Since CG2023 is currently working from the same TPI start point (322) as CG2021 I have taken the rate without adjustment, and will bulk index closer to publication date. | - | Costs need to be indexed by different indices to general TPI. Some thought will be required to make sure this happens correctly. | NA | Steel | 1.56 | (BEAMS Note 1) The ERC for this item should be added to the total of the ERC of the other P&M items on the site and the Buildings ERC (where applicable) to enable the correct contract size adjustment to be made. ERC of P&M Items + ERC of Building Component’s = Total ERC (net figure rateable items only) to which contract size adjustment should be applied The 2021 Generic Contractors Test Spreadsheet has this facility built into the programme - it is recommended you undertake all contractors test valuations using this spreadsheet. (Details on the application of contract size adjustments can be found in the RCG 2021 Guidance notes). Where RV is calculated using the comparative method (rental method) the contract size adjustment should be made as follows: Select - SCAT code box "P and M as an addition” within the 2021 Generic Contractors Test Spreadsheet facility. Or Where the spreadsheet is not used take the: Reciprocal of statutory de-capitalisation rate (i.e. 5% reciprocal = 20) multiply by rateable value of the buildings (before any overall end allowances are made and after making a notional deduction for the land value) and add to the ERC of P&M. Use resultant figure to calculate contract size adjustment. (Guidance Notes - Section 6) | Photo 1 - Bulk liquid storage tanks Photo 2 - Chemical storage tanks | - | 1 | TRUE
5800 | 215P30 | 7543 | 215P30 | Tanks | Stainless Steel | Vertical Fixed Head - SS316 | Commercial Tank Farms - Specialised | 6000m³ | Tanks found on Commercial Tank Farms and Fuel Depots together with Individual Tanks or clusters of tanks on Major Food Establishments or breweries. They are generally an all stainless steel construction. The tanks are similar in construction to mild steel tanks and similar in design. Their weight pro rata of steel thickness is greater and careful referencing of foundation detail is required. These tanks are usually erected on site built over an existing bit sand foundation (formed under the tank base plate). The bit sand cone is usually formed on an over site concrete base (e.g. 150 mm). This type of tank is intended for processed product storage and normally do not exceed 20,000 cu m in volume. They usually contain either food products i.e. milk, beer, or, aggressive chemicals i.e. dilute acids or alkalis. It is unusual to find in this category floating head tanks. The costs are for fixed head tanks. Fixed roofs are conical and self-supporting made of 5 mm stainless steel plates welded at the edges. The tanks are purpose designed by the tank farm operator and built to their specification. For smaller flat bottomed tanks found in smaller industrial units see 215G09. The design life is at minimum 30 years and their second hand life is long, therefore they are initially more expensive to purchase but having less maintenance than equivalent mild steel tanks. Stainless steel contains a high percentage of nickel. Nickel is a product quoted on the commercial markets and has a high fluctuation in exchange rates. There are a few large tank manufacturers who are able to buy stainless steel when the price is low and stockpile large plates for future use. Many of the smaller companies have limited stocks and often buy to order. The price of individual items can therefore vary considerably. Working with stainless steel is harder than with mild steel and thus where shapes and designs are complex the cost increases dramatically. For Bulk Liquid Storage Tanks (as found on commercial tank farms) the assumption is that they have been purchased from a leading stainless steel manufacturer and that the design is that of a typical bulk liquid storage tank. Stainless Steel Tanks situated within Commercial Tank farms and Petroleum depots sit on a bit sand foundation (see separate Description and costings). Most bulk storage tanks are built with a cone up centre however some tanks have a sump in the centre of the tank. In the usual cone up situation the foundations to the tank should be established by reference to plans and sections and costed with reference to BEAMS. The usual earth foundation requires (i) site cleared of vegetable matter, (ii) compacted chemically inert fill, (iii) drainage layer 150mm thick of stable permeable compacted granular construction, (iv) 50mm thick bitumen/sand (Bit sand) layer (laid to correct falls). Drainage, periphery details and sizes are set out in BS 2654 (see: - Cost Guide Bit sand Bases - Section through typical Bit sand Find). Additions for Foundations - For small tanks the addition for this type of foundation will be some 12% whereas for larger tanks a 9% addition is required. A 10% addition for foundations is therefore proposed to ALL BULK STORAGE TANKS where individual costings are not possible. Pro rata with Mild Steel tanks the amount for foundations will be higher reflecting the greater weight in the tank construction. FOUNDATIONS to Bulk Storage Tanks where site details are not known 10% ADDITION to basic tank costs. Notes on Foundations - In some cases the chemically inert fill layer may consist of concrete up to 100mm deep. The 10% addition is still applicable in these cases. For piled and thicker raft foundations under the tank a further addition will be required and these should be calculated with reference to the relevant section in the Cost Guide or after discussion with the BEAMS. | Considered Not Applicable at time of Publication | (BEAMS Note 1) The ERC for this item should be added to the total of the ERC of the other P&M items on the site and the Buildings ERC (where applicable) to enable the correct contract size adjustment to be made. ERC of P&M Items + ERC of Building Component’s = Total ERC (net figure rateable items only) to which contract size adjustment should be applied The 2023 Generic Contractors Test Spreadsheet has this facility built into the programme - it is recommended you undertake all contractors test valuations using this spreadsheet. (Details on the application of contract size adjustments can be found in the RCG 2023 Guidance notes). Where RV is calculated using the comparative method (rental method) the contract size adjustment should be made as follows: Select - SCAT code box ""P and M as an addition” within the 2023 Generic Contractors Test Spreadsheet facility. Or Where the spreadsheet is not used take the: Reciprocal of statutory de-capitalisation rate (i.e. 5% reciprocal = 20) multiply by rateable value of the buildings (before any overall end allowances are made and after making a notional deduction for the land value) and add to the ERC of P&M. Use resultant figure to calculate contract size adjustment. (Guidance Notes - Section 6) | The Cost figures are for Stainless Steel tanks having up to 6 mm thick bottom plates. The scales are suitable to tanks having bottom plate thicknesses of between 5 mm and 8 mm. Tanks with bottom plates of + 8 mm thickness may have an addition of up to 40% to account for extra costs. | Costs do not include for Bitsand foundations, concrete/pile foundations, heating coils, insulation (Rockwood), structural stairways, catwalks, between tank walkways, etc. Stairways that are structures in their own right should be rated (costed and valued) following Class 4 Table 3 stairways. These stairways are for example where spot brackets welded to the tank support the item. In the case where every rung of the staircase is welded to the tank these staircases are NOT rateable as they are not staircases in their own right (Class 4 Table 3) and they do not form an integral part of such an item see Class 4 (b) i.e. they are not part of the structure of the tank. Stairways are usually mild steel, which has been galvanised. | Tanks - Class 4, Table 4 Class 2(d) Draining (e) Supplying Water (f) Protection from hazards. List of accessories 1 and 2. | If under Class 2, whole if Class 2 proviso applies - other than. If under Class 4 Heating coils, Rockwood insulation, paddles. | Foundations, catwalks, bunds, structural staircases, piles, fire protection equipment, high-level walkways. | It is assumed that the item forms part of an average size industrial, commercial or office complex. Where it would be normal to find more than one item in such a hereditament the ERC stated has been adjusted to reflect any number / quantity, discount. These figures are NOT one off figures. | - | Photo 1 - Bulk liquid storage tanks Photo 2 - Chemical storage tanks | - | 20156 |  | m3 | Per cubic metre | 3 - INDUSTRIAL | David Grace | Rob Hughes | 228.0032 | Option 3 | 247.7176 | 8.647% | 325.827 | 326.5552 | 43.22% | 31.83% | 327.0816 | 43.45% | Price Book Data | Ryan Hobbs | VOA_GPN_GOV_UK\7246041 | 2020-12-22 | Low | - | Medium | Costs are based on provisional 2021 agreement with agents (email chain saved in Evidence tab). Since CG2023 is currently working from the same TPI start point (322) as CG2021 I have taken the rate without adjustment, and will bulk index closer to publication date. | - | Costs need to be indexed by different indices to general TPI. Some thought will be required to make sure this happens correctly. | NA | Steel | 1.56 | (BEAMS Note 1) The ERC for this item should be added to the total of the ERC of the other P&M items on the site and the Buildings ERC (where applicable) to enable the correct contract size adjustment to be made. ERC of P&M Items + ERC of Building Component’s = Total ERC (net figure rateable items only) to which contract size adjustment should be applied The 2021 Generic Contractors Test Spreadsheet has this facility built into the programme - it is recommended you undertake all contractors test valuations using this spreadsheet. (Details on the application of contract size adjustments can be found in the RCG 2021 Guidance notes). Where RV is calculated using the comparative method (rental method) the contract size adjustment should be made as follows: Select - SCAT code box "P and M as an addition” within the 2021 Generic Contractors Test Spreadsheet facility. Or Where the spreadsheet is not used take the: Reciprocal of statutory de-capitalisation rate (i.e. 5% reciprocal = 20) multiply by rateable value of the buildings (before any overall end allowances are made and after making a notional deduction for the land value) and add to the ERC of P&M. Use resultant figure to calculate contract size adjustment. (Guidance Notes - Section 6) | Photo 1 - Bulk liquid storage tanks Photo 2 - Chemical storage tanks | - | 1 | TRUE
5801 | 215P32 | 7545 | 215P32 | Tanks | Stainless Steel | Vertical Fixed Head - SS316 | Commercial Tank Farms - Specialised | 7000m³ | Tanks found on Commercial Tank Farms and Fuel Depots together with Individual Tanks or clusters of tanks on Major Food Establishments or breweries. They are generally an all stainless steel construction. The tanks are similar in construction to mild steel tanks and similar in design. Their weight pro rata of steel thickness is greater and careful referencing of foundation detail is required. These tanks are usually erected on site built over an existing bit sand foundation (formed under the tank base plate). The bit sand cone is usually formed on an over site concrete base (e.g. 150 mm). This type of tank is intended for processed product storage and normally do not exceed 20,000 cu m in volume. They usually contain either food products i.e. milk, beer, or, aggressive chemicals i.e. dilute acids or alkalis. It is unusual to find in this category floating head tanks. The costs are for fixed head tanks. Fixed roofs are conical and self-supporting made of 5 mm stainless steel plates welded at the edges. The tanks are purpose designed by the tank farm operator and built to their specification. For smaller flat bottomed tanks found in smaller industrial units see 215G09. The design life is at minimum 30 years and their second hand life is long, therefore they are initially more expensive to purchase but having less maintenance than equivalent mild steel tanks. Stainless steel contains a high percentage of nickel. Nickel is a product quoted on the commercial markets and has a high fluctuation in exchange rates. There are a few large tank manufacturers who are able to buy stainless steel when the price is low and stockpile large plates for future use. Many of the smaller companies have limited stocks and often buy to order. The price of individual items can therefore vary considerably. Working with stainless steel is harder than with mild steel and thus where shapes and designs are complex the cost increases dramatically. For Bulk Liquid Storage Tanks (as found on commercial tank farms) the assumption is that they have been purchased from a leading stainless steel manufacturer and that the design is that of a typical bulk liquid storage tank. Stainless Steel Tanks situated within Commercial Tank farms and Petroleum depots sit on a bit sand foundation (see separate Description and costings). Most bulk storage tanks are built with a cone up centre however some tanks have a sump in the centre of the tank. In the usual cone up situation the foundations to the tank should be established by reference to plans and sections and costed with reference to BEAMS. The usual earth foundation requires (i) site cleared of vegetable matter, (ii) compacted chemically inert fill, (iii) drainage layer 150mm thick of stable permeable compacted granular construction, (iv) 50mm thick bitumen/sand (Bit sand) layer (laid to correct falls). Drainage, periphery details and sizes are set out in BS 2654 (see: - Cost Guide Bit sand Bases - Section through typical Bit sand Find). Additions for Foundations - For small tanks the addition for this type of foundation will be some 12% whereas for larger tanks a 9% addition is required. A 10% addition for foundations is therefore proposed to ALL BULK STORAGE TANKS where individual costings are not possible. Pro rata with Mild Steel tanks the amount for foundations will be higher reflecting the greater weight in the tank construction. FOUNDATIONS to Bulk Storage Tanks where site details are not known 10% ADDITION to basic tank costs. Notes on Foundations - In some cases the chemically inert fill layer may consist of concrete up to 100mm deep. The 10% addition is still applicable in these cases. For piled and thicker raft foundations under the tank a further addition will be required and these should be calculated with reference to the relevant section in the Cost Guide or after discussion with the BEAMS. | Considered Not Applicable at time of Publication | (BEAMS Note 1) The ERC for this item should be added to the total of the ERC of the other P&M items on the site and the Buildings ERC (where applicable) to enable the correct contract size adjustment to be made. ERC of P&M Items + ERC of Building Component’s = Total ERC (net figure rateable items only) to which contract size adjustment should be applied The 2023 Generic Contractors Test Spreadsheet has this facility built into the programme - it is recommended you undertake all contractors test valuations using this spreadsheet. (Details on the application of contract size adjustments can be found in the RCG 2023 Guidance notes). Where RV is calculated using the comparative method (rental method) the contract size adjustment should be made as follows: Select - SCAT code box ""P and M as an addition” within the 2023 Generic Contractors Test Spreadsheet facility. Or Where the spreadsheet is not used take the: Reciprocal of statutory de-capitalisation rate (i.e. 5% reciprocal = 20) multiply by rateable value of the buildings (before any overall end allowances are made and after making a notional deduction for the land value) and add to the ERC of P&M. Use resultant figure to calculate contract size adjustment. (Guidance Notes - Section 6) | The Cost figures are for Stainless Steel tanks having up to 6 mm thick bottom plates. The scales are suitable to tanks having bottom plate thicknesses of between 5 mm and 8 mm. Tanks with bottom plates of + 8 mm thickness may have an addition of up to 40% to account for extra costs. | Costs do not include for Bitsand foundations, concrete/pile foundations, heating coils, insulation (Rockwood), structural stairways, catwalks, between tank walkways, etc. Stairways that are structures in their own right should be rated (costed and valued) following Class 4 Table 3 stairways. These stairways are for example where spot brackets welded to the tank support the item. In the case where every rung of the staircase is welded to the tank these staircases are NOT rateable as they are not staircases in their own right (Class 4 Table 3) and they do not form an integral part of such an item see Class 4 (b) i.e. they are not part of the structure of the tank. Stairways are usually mild steel, which has been galvanised. | Tanks - Class 4, Table 4 Class 2(d) Draining (e) Supplying Water (f) Protection from hazards. List of accessories 1 and 2. | If under Class 2, whole if Class 2 proviso applies - other than. If under Class 4 Heating coils, Rockwood insulation, paddles. | Foundations, catwalks, bunds, structural staircases, piles, fire protection equipment, high-level walkways. | It is assumed that the item forms part of an average size industrial, commercial or office complex. Where it would be normal to find more than one item in such a hereditament the ERC stated has been adjusted to reflect any number / quantity, discount. These figures are NOT one off figures. | - | Photo 1 - Bulk liquid storage tanks Photo 2 - Chemical storage tanks | - | 20156 |  | m3 | Per cubic metre | 3 - INDUSTRIAL | David Grace | Rob Hughes | 215.2582 | Option 3 | 233.8706 | 8.647% | 295.8166 | 296.4777 | 37.73% | 26.77% | 297.0041 | 37.98% | Price Book Data | Ryan Hobbs | VOA_GPN_GOV_UK\7246041 | 2022-07-29 | Low | - | Medium | Costs are based on provisional 2021 agreement with agents (email chain saved in Evidence tab). Since CG2023 is currently working from the same TPI start point (322) as CG2021 I have taken the rate without adjustment, and will bulk index closer to publication date. | - | Costs need to be indexed by different indices to general TPI. Some thought will be required to make sure this happens correctly. | NA | Steel | 1.56 | (BEAMS Note 1) The ERC for this item should be added to the total of the ERC of the other P&M items on the site and the Buildings ERC (where applicable) to enable the correct contract size adjustment to be made. ERC of P&M Items + ERC of Building Component’s = Total ERC (net figure rateable items only) to which contract size adjustment should be applied The 2021 Generic Contractors Test Spreadsheet has this facility built into the programme - it is recommended you undertake all contractors test valuations using this spreadsheet. (Details on the application of contract size adjustments can be found in the RCG 2021 Guidance notes). Where RV is calculated using the comparative method (rental method) the contract size adjustment should be made as follows: Select - SCAT code box "P and M as an addition” within the 2021 Generic Contractors Test Spreadsheet facility. Or Where the spreadsheet is not used take the: Reciprocal of statutory de-capitalisation rate (i.e. 5% reciprocal = 20) multiply by rateable value of the buildings (before any overall end allowances are made and after making a notional deduction for the land value) and add to the ERC of P&M. Use resultant figure to calculate contract size adjustment. (Guidance Notes - Section 6) | Photo 1 - Bulk liquid storage tanks Photo 2 - Chemical storage tanks | - | 1 | TRUE
5802 | 215P34 | 7547 | 215P34 | Tanks | Stainless Steel | Vertical Fixed Head - SS316 | Commercial Tank Farms - Specialised | 8000m³ | Tanks found on Commercial Tank Farms and Fuel Depots together with Individual Tanks or clusters of tanks on Major Food Establishments or breweries. They are generally an all stainless steel construction. The tanks are similar in construction to mild steel tanks and similar in design. Their weight pro rata of steel thickness is greater and careful referencing of foundation detail is required. These tanks are usually erected on site built over an existing bit sand foundation (formed under the tank base plate). The bit sand cone is usually formed on an over site concrete base (e.g. 150 mm). This type of tank is intended for processed product storage and normally do not exceed 20,000 cu m in volume. They usually contain either food products i.e. milk, beer, or, aggressive chemicals i.e. dilute acids or alkalis. It is unusual to find in this category floating head tanks. The costs are for fixed head tanks. Fixed roofs are conical and self-supporting made of 5 mm stainless steel plates welded at the edges. The tanks are purpose designed by the tank farm operator and built to their specification. For smaller flat bottomed tanks found in smaller industrial units see 215G09. The design life is at minimum 30 years and their second hand life is long, therefore they are initially more expensive to purchase but having less maintenance than equivalent mild steel tanks. Stainless steel contains a high percentage of nickel. Nickel is a product quoted on the commercial markets and has a high fluctuation in exchange rates. There are a few large tank manufacturers who are able to buy stainless steel when the price is low and stockpile large plates for future use. Many of the smaller companies have limited stocks and often buy to order. The price of individual items can therefore vary considerably. Working with stainless steel is harder than with mild steel and thus where shapes and designs are complex the cost increases dramatically. For Bulk Liquid Storage Tanks (as found on commercial tank farms) the assumption is that they have been purchased from a leading stainless steel manufacturer and that the design is that of a typical bulk liquid storage tank. Stainless Steel Tanks situated within Commercial Tank farms and Petroleum depots sit on a bit sand foundation (see separate Description and costings). Most bulk storage tanks are built with a cone up centre however some tanks have a sump in the centre of the tank. In the usual cone up situation the foundations to the tank should be established by reference to plans and sections and costed with reference to BEAMS. The usual earth foundation requires (i) site cleared of vegetable matter, (ii) compacted chemically inert fill, (iii) drainage layer 150mm thick of stable permeable compacted granular construction, (iv) 50mm thick bitumen/sand (Bit sand) layer (laid to correct falls). Drainage, periphery details and sizes are set out in BS 2654 (see: - Cost Guide Bit sand Bases - Section through typical Bit sand Find). Additions for Foundations - For small tanks the addition for this type of foundation will be some 12% whereas for larger tanks a 9% addition is required. A 10% addition for foundations is therefore proposed to ALL BULK STORAGE TANKS where individual costings are not possible. Pro rata with Mild Steel tanks the amount for foundations will be higher reflecting the greater weight in the tank construction. FOUNDATIONS to Bulk Storage Tanks where site details are not known 10% ADDITION to basic tank costs. Notes on Foundations - In some cases the chemically inert fill layer may consist of concrete up to 100mm deep. The 10% addition is still applicable in these cases. For piled and thicker raft foundations under the tank a further addition will be required and these should be calculated with reference to the relevant section in the Cost Guide or after discussion with the BEAMS. | Considered Not Applicable at time of Publication | (BEAMS Note 1) The ERC for this item should be added to the total of the ERC of the other P&M items on the site and the Buildings ERC (where applicable) to enable the correct contract size adjustment to be made. ERC of P&M Items + ERC of Building Component’s = Total ERC (net figure rateable items only) to which contract size adjustment should be applied The 2023 Generic Contractors Test Spreadsheet has this facility built into the programme - it is recommended you undertake all contractors test valuations using this spreadsheet. (Details on the application of contract size adjustments can be found in the RCG 2023 Guidance notes). Where RV is calculated using the comparative method (rental method) the contract size adjustment should be made as follows: Select - SCAT code box ""P and M as an addition” within the 2023 Generic Contractors Test Spreadsheet facility. Or Where the spreadsheet is not used take the: Reciprocal of statutory de-capitalisation rate (i.e. 5% reciprocal = 20) multiply by rateable value of the buildings (before any overall end allowances are made and after making a notional deduction for the land value) and add to the ERC of P&M. Use resultant figure to calculate contract size adjustment. (Guidance Notes - Section 6) | The Cost figures are for Stainless Steel tanks having up to 6 mm thick bottom plates. The scales are suitable to tanks having bottom plate thicknesses of between 5 mm and 8 mm. Tanks with bottom plates of + 8 mm thickness may have an addition of up to 40% to account for extra costs. | Costs do not include for Bitsand foundations, concrete/pile foundations, heating coils, insulation (Rockwood), structural stairways, catwalks, between tank walkways, etc. Stairways that are structures in their own right should be rated (costed and valued) following Class 4 Table 3 stairways. These stairways are for example where spot brackets welded to the tank support the item. In the case where every rung of the staircase is welded to the tank these staircases are NOT rateable as they are not staircases in their own right (Class 4 Table 3) and they do not form an integral part of such an item see Class 4 (b) i.e. they are not part of the structure of the tank. Stairways are usually mild steel, which has been galvanised. | Tanks - Class 4, Table 4 Class 2(d) Draining (e) Supplying Water (f) Protection from hazards. List of accessories 1 and 2. | If under Class 2, whole if Class 2 proviso applies - other than. If under Class 4 Heating coils, Rockwood insulation, paddles. | Foundations, catwalks, bunds, structural staircases, piles, fire protection equipment, high-level walkways. | It is assumed that the item forms part of an average size industrial, commercial or office complex. Where it would be normal to find more than one item in such a hereditament the ERC stated has been adjusted to reflect any number / quantity, discount. These figures are NOT one off figures. | - | Photo 1 - Bulk liquid storage tanks Photo 2 - Chemical storage tanks | - | 20156 |  | m3 | Per cubic metre | 3 - INDUSTRIAL | David Grace | Rob Hughes | 206.9164 | Option 3 | 224.8076 | 8.647% | 271.1652 | 271.7713 | 31.34% | 20.89% | 272.2147 | 31.56% | Price Book Data | Ryan Hobbs | VOA_GPN_GOV_UK\7246041 | 2020-12-22 | Low | - | Medium | Costs are based on provisional 2021 agreement with agents (email chain saved in Evidence tab). Since CG2023 is currently working from the same TPI start point (322) as CG2021 I have taken the rate without adjustment, and will bulk index closer to publication date. | - | Costs need to be indexed by different indices to general TPI. Some thought will be required to make sure this happens correctly. | NA | Steel | 1.56 | (BEAMS Note 1) The ERC for this item should be added to the total of the ERC of the other P&M items on the site and the Buildings ERC (where applicable) to enable the correct contract size adjustment to be made. ERC of P&M Items + ERC of Building Component’s = Total ERC (net figure rateable items only) to which contract size adjustment should be applied The 2021 Generic Contractors Test Spreadsheet has this facility built into the programme - it is recommended you undertake all contractors test valuations using this spreadsheet. (Details on the application of contract size adjustments can be found in the RCG 2021 Guidance notes). Where RV is calculated using the comparative method (rental method) the contract size adjustment should be made as follows: Select - SCAT code box "P and M as an addition” within the 2021 Generic Contractors Test Spreadsheet facility. Or Where the spreadsheet is not used take the: Reciprocal of statutory de-capitalisation rate (i.e. 5% reciprocal = 20) multiply by rateable value of the buildings (before any overall end allowances are made and after making a notional deduction for the land value) and add to the ERC of P&M. Use resultant figure to calculate contract size adjustment. (Guidance Notes - Section 6) | Photo 1 - Bulk liquid storage tanks Photo 2 - Chemical storage tanks | - | 1 | FALSE
5803 | 215P36 | 7549 | 215P36 | Tanks | Stainless Steel | Vertical Fixed Head - SS316 | Commercial Tank Farms - Specialised | 9000m³ | Tanks found on Commercial Tank Farms and Fuel Depots together with Individual Tanks or clusters of tanks on Major Food Establishments or breweries. They are generally an all stainless steel construction. The tanks are similar in construction to mild steel tanks and similar in design. Their weight pro rata of steel thickness is greater and careful referencing of foundation detail is required. These tanks are usually erected on site built over an existing bit sand foundation (formed under the tank base plate). The bit sand cone is usually formed on an over site concrete base (e.g. 150 mm). This type of tank is intended for processed product storage and normally do not exceed 20,000 cu m in volume. They usually contain either food products i.e. milk, beer, or, aggressive chemicals i.e. dilute acids or alkalis. It is unusual to find in this category floating head tanks. The costs are for fixed head tanks. Fixed roofs are conical and self-supporting made of 5 mm stainless steel plates welded at the edges. The tanks are purpose designed by the tank farm operator and built to their specification. For smaller flat bottomed tanks found in smaller industrial units see 215G09. The design life is at minimum 30 years and their second hand life is long, therefore they are initially more expensive to purchase but having less maintenance than equivalent mild steel tanks. Stainless steel contains a high percentage of nickel. Nickel is a product quoted on the commercial markets and has a high fluctuation in exchange rates. There are a few large tank manufacturers who are able to buy stainless steel when the price is low and stockpile large plates for future use. Many of the smaller companies have limited stocks and often buy to order. The price of individual items can therefore vary considerably. Working with stainless steel is harder than with mild steel and thus where shapes and designs are complex the cost increases dramatically. For Bulk Liquid Storage Tanks (as found on commercial tank farms) the assumption is that they have been purchased from a leading stainless steel manufacturer and that the design is that of a typical bulk liquid storage tank. Stainless Steel Tanks situated within Commercial Tank farms and Petroleum depots sit on a bit sand foundation (see separate Description and costings). Most bulk storage tanks are built with a cone up centre however some tanks have a sump in the centre of the tank. In the usual cone up situation the foundations to the tank should be established by reference to plans and sections and costed with reference to BEAMS. The usual earth foundation requires (i) site cleared of vegetable matter, (ii) compacted chemically inert fill, (iii) drainage layer 150mm thick of stable permeable compacted granular construction, (iv) 50mm thick bitumen/sand (Bit sand) layer (laid to correct falls). Drainage, periphery details and sizes are set out in BS 2654 (see: - Cost Guide Bit sand Bases - Section through typical Bit sand Find). Additions for Foundations - For small tanks the addition for this type of foundation will be some 12% whereas for larger tanks a 9% addition is required. A 10% addition for foundations is therefore proposed to ALL BULK STORAGE TANKS where individual costings are not possible. Pro rata with Mild Steel tanks the amount for foundations will be higher reflecting the greater weight in the tank construction. FOUNDATIONS to Bulk Storage Tanks where site details are not known 10% ADDITION to basic tank costs. Notes on Foundations - In some cases the chemically inert fill layer may consist of concrete up to 100mm deep. The 10% addition is still applicable in these cases. For piled and thicker raft foundations under the tank a further addition will be required and these should be calculated with reference to the relevant section in the Cost Guide or after discussion with the BEAMS. | Considered Not Applicable at time of Publication | (BEAMS Note 1) The ERC for this item should be added to the total of the ERC of the other P&M items on the site and the Buildings ERC (where applicable) to enable the correct contract size adjustment to be made. ERC of P&M Items + ERC of Building Component’s = Total ERC (net figure rateable items only) to which contract size adjustment should be applied The 2023 Generic Contractors Test Spreadsheet has this facility built into the programme - it is recommended you undertake all contractors test valuations using this spreadsheet. (Details on the application of contract size adjustments can be found in the RCG 2023 Guidance notes). Where RV is calculated using the comparative method (rental method) the contract size adjustment should be made as follows: Select - SCAT code box ""P and M as an addition” within the 2023 Generic Contractors Test Spreadsheet facility. Or Where the spreadsheet is not used take the: Reciprocal of statutory de-capitalisation rate (i.e. 5% reciprocal = 20) multiply by rateable value of the buildings (before any overall end allowances are made and after making a notional deduction for the land value) and add to the ERC of P&M. Use resultant figure to calculate contract size adjustment. (Guidance Notes - Section 6) | The Cost figures are for Stainless Steel tanks having up to 6 mm thick bottom plates. The scales are suitable to tanks having bottom plate thicknesses of between 5 mm and 8 mm. Tanks with bottom plates of + 8 mm thickness may have an addition of up to 40% to account for extra costs. | Costs do not include for Bitsand foundations, concrete/pile foundations, heating coils, insulation (Rockwood), structural stairways, catwalks, between tank walkways, etc. Stairways that are structures in their own right should be rated (costed and valued) following Class 4 Table 3 stairways. These stairways are for example where spot brackets welded to the tank support the item. In the case where every rung of the staircase is welded to the tank these staircases are NOT rateable as they are not staircases in their own right (Class 4 Table 3) and they do not form an integral part of such an item see Class 4 (b) i.e. they are not part of the structure of the tank. Stairways are usually mild steel, which has been galvanised. | Tanks - Class 4, Table 4 Class 2(d) Draining (e) Supplying Water (f) Protection from hazards. List of accessories 1 and 2. | If under Class 2, whole if Class 2 proviso applies - other than. If under Class 4 Heating coils, Rockwood insulation, paddles. | Foundations, catwalks, bunds, structural staircases, piles, fire protection equipment, high-level walkways. | It is assumed that the item forms part of an average size industrial, commercial or office complex. Where it would be normal to find more than one item in such a hereditament the ERC stated has been adjusted to reflect any number / quantity, discount. These figures are NOT one off figures. | - | Photo 1 - Bulk liquid storage tanks Photo 2 - Chemical storage tanks | - | 20156 |  | m3 | Per cubic metre | 3 - INDUSTRIAL | David Grace | Rob Hughes | 200.4339 | Option 3 | 217.7645 | 8.647% | 256.16 | 256.7325 | 28.09% | 17.89% | 257.255 | 28.35% | Price Book Data | Ryan Hobbs | VOA_GPN_GOV_UK\7246041 | 2020-12-22 | Low | - | Medium | Costs are based on provisional 2021 agreement with agents (email chain saved in Evidence tab). Since CG2023 is currently working from the same TPI start point (322) as CG2021 I have taken the rate without adjustment, and will bulk index closer to publication date. | - | Costs need to be indexed by different indices to general TPI. Some thought will be required to make sure this happens correctly. | NA | Steel | 1.56 | (BEAMS Note 1) The ERC for this item should be added to the total of the ERC of the other P&M items on the site and the Buildings ERC (where applicable) to enable the correct contract size adjustment to be made. ERC of P&M Items + ERC of Building Component’s = Total ERC (net figure rateable items only) to which contract size adjustment should be applied The 2021 Generic Contractors Test Spreadsheet has this facility built into the programme - it is recommended you undertake all contractors test valuations using this spreadsheet. (Details on the application of contract size adjustments can be found in the RCG 2021 Guidance notes). Where RV is calculated using the comparative method (rental method) the contract size adjustment should be made as follows: Select - SCAT code box "P and M as an addition” within the 2021 Generic Contractors Test Spreadsheet facility. Or Where the spreadsheet is not used take the: Reciprocal of statutory de-capitalisation rate (i.e. 5% reciprocal = 20) multiply by rateable value of the buildings (before any overall end allowances are made and after making a notional deduction for the land value) and add to the ERC of P&M. Use resultant figure to calculate contract size adjustment. (Guidance Notes - Section 6) | Photo 1 - Bulk liquid storage tanks Photo 2 - Chemical storage tanks | - | 1 | FALSE
5804 | 215P38 | 7551 | 215P38 | Tanks | Stainless Steel | Vertical Fixed Head - SS316 | Commercial Tank Farms - Specialised | 10000m³ | Tanks found on Commercial Tank Farms and Fuel Depots together with Individual Tanks or clusters of tanks on Major Food Establishments or breweries. They are generally an all stainless steel construction. The tanks are similar in construction to mild steel tanks and similar in design. Their weight pro rata of steel thickness is greater and careful referencing of foundation detail is required. These tanks are usually erected on site built over an existing bit sand foundation (formed under the tank base plate). The bit sand cone is usually formed on an over site concrete base (e.g. 150 mm). This type of tank is intended for processed product storage and normally do not exceed 20,000 cu m in volume. They usually contain either food products i.e. milk, beer, or, aggressive chemicals i.e. dilute acids or alkalis. It is unusual to find in this category floating head tanks. The costs are for fixed head tanks. Fixed roofs are conical and self-supporting made of 5 mm stainless steel plates welded at the edges. The tanks are purpose designed by the tank farm operator and built to their specification. For smaller flat bottomed tanks found in smaller industrial units see 215G09. The design life is at minimum 30 years and their second hand life is long, therefore they are initially more expensive to purchase but having less maintenance than equivalent mild steel tanks. Stainless steel contains a high percentage of nickel. Nickel is a product quoted on the commercial markets and has a high fluctuation in exchange rates. There are a few large tank manufacturers who are able to buy stainless steel when the price is low and stockpile large plates for future use. Many of the smaller companies have limited stocks and often buy to order. The price of individual items can therefore vary considerably. Working with stainless steel is harder than with mild steel and thus where shapes and designs are complex the cost increases dramatically. For Bulk Liquid Storage Tanks (as found on commercial tank farms) the assumption is that they have been purchased from a leading stainless steel manufacturer and that the design is that of a typical bulk liquid storage tank. Stainless Steel Tanks situated within Commercial Tank farms and Petroleum depots sit on a bit sand foundation (see separate Description and costings). Most bulk storage tanks are built with a cone up centre however some tanks have a sump in the centre of the tank. In the usual cone up situation the foundations to the tank should be established by reference to plans and sections and costed with reference to BEAMS. The usual earth foundation requires (i) site cleared of vegetable matter, (ii) compacted chemically inert fill, (iii) drainage layer 150mm thick of stable permeable compacted granular construction, (iv) 50mm thick bitumen/sand (Bit sand) layer (laid to correct falls). Drainage, periphery details and sizes are set out in BS 2654 (see: - Cost Guide Bit sand Bases - Section through typical Bit sand Find). Additions for Foundations - For small tanks the addition for this type of foundation will be some 12% whereas for larger tanks a 9% addition is required. A 10% addition for foundations is therefore proposed to ALL BULK STORAGE TANKS where individual costings are not possible. Pro rata with Mild Steel tanks the amount for foundations will be higher reflecting the greater weight in the tank construction. FOUNDATIONS to Bulk Storage Tanks where site details are not known 10% ADDITION to basic tank costs. Notes on Foundations - In some cases the chemically inert fill layer may consist of concrete up to 100mm deep. The 10% addition is still applicable in these cases. For piled and thicker raft foundations under the tank a further addition will be required and these should be calculated with reference to the relevant section in the Cost Guide or after discussion with the BEAMS. | Considered Not Applicable at time of Publication | (BEAMS Note 1) The ERC for this item should be added to the total of the ERC of the other P&M items on the site and the Buildings ERC (where applicable) to enable the correct contract size adjustment to be made. ERC of P&M Items + ERC of Building Component’s = Total ERC (net figure rateable items only) to which contract size adjustment should be applied The 2023 Generic Contractors Test Spreadsheet has this facility built into the programme - it is recommended you undertake all contractors test valuations using this spreadsheet. (Details on the application of contract size adjustments can be found in the RCG 2023 Guidance notes). Where RV is calculated using the comparative method (rental method) the contract size adjustment should be made as follows: Select - SCAT code box ""P and M as an addition” within the 2023 Generic Contractors Test Spreadsheet facility. Or Where the spreadsheet is not used take the: Reciprocal of statutory de-capitalisation rate (i.e. 5% reciprocal = 20) multiply by rateable value of the buildings (before any overall end allowances are made and after making a notional deduction for the land value) and add to the ERC of P&M. Use resultant figure to calculate contract size adjustment. (Guidance Notes - Section 6) | The Cost figures are for Stainless Steel tanks having up to 6 mm thick bottom plates. The scales are suitable to tanks having bottom plate thicknesses of between 5 mm and 8 mm. Tanks with bottom plates of + 8 mm thickness may have an addition of up to 40% to account for extra costs. | Costs do not include for Bitsand foundations, concrete/pile foundations, heating coils, insulation (Rockwood), structural stairways, catwalks, between tank walkways, etc. Stairways that are structures in their own right should be rated (costed and valued) following Class 4 Table 3 stairways. These stairways are for example where spot brackets welded to the tank support the item. In the case where every rung of the staircase is welded to the tank these staircases are NOT rateable as they are not staircases in their own right (Class 4 Table 3) and they do not form an integral part of such an item see Class 4 (b) i.e. they are not part of the structure of the tank. Stairways are usually mild steel, which has been galvanised. | Tanks - Class 4, Table 4 Class 2(d) Draining (e) Supplying Water (f) Protection from hazards. List of accessories 1 and 2. | If under Class 2, whole if Class 2 proviso applies - other than. If under Class 4 Heating coils, Rockwood insulation, paddles. | Foundations, catwalks, bunds, structural staircases, piles, fire protection equipment, high-level walkways. | It is assumed that the item forms part of an average size industrial, commercial or office complex. Where it would be normal to find more than one item in such a hereditament the ERC stated has been adjusted to reflect any number / quantity, discount. These figures are NOT one off figures. | - | Photo 1 - Bulk liquid storage tanks Photo 2 - Chemical storage tanks | - | 20156 |  | m3 | Per cubic metre | 3 - INDUSTRIAL | David Grace | Rob Hughes | 195.786 | Option 3 | 212.7147 | 8.647% | 250.801 | 251.3616 | 28.39% | 18.17% | 251.2864 | 28.35% | Price Book Data | Ryan Hobbs | VOA_GPN_GOV_UK\7246041 | 2020-12-22 | Low | - | Medium | Costs are based on provisional 2021 agreement with agents (email chain saved in Evidence tab). Since CG2023 is currently working from the same TPI start point (322) as CG2021 I have taken the rate without adjustment, and will bulk index closer to publication date. | - | Costs need to be indexed by different indices to general TPI. Some thought will be required to make sure this happens correctly. | NA | Steel | 1.56 | (BEAMS Note 1) The ERC for this item should be added to the total of the ERC of the other P&M items on the site and the Buildings ERC (where applicable) to enable the correct contract size adjustment to be made. ERC of P&M Items + ERC of Building Component’s = Total ERC (net figure rateable items only) to which contract size adjustment should be applied The 2021 Generic Contractors Test Spreadsheet has this facility built into the programme - it is recommended you undertake all contractors test valuations using this spreadsheet. (Details on the application of contract size adjustments can be found in the RCG 2021 Guidance notes). Where RV is calculated using the comparative method (rental method) the contract size adjustment should be made as follows: Select - SCAT code box "P and M as an addition” within the 2021 Generic Contractors Test Spreadsheet facility. Or Where the spreadsheet is not used take the: Reciprocal of statutory de-capitalisation rate (i.e. 5% reciprocal = 20) multiply by rateable value of the buildings (before any overall end allowances are made and after making a notional deduction for the land value) and add to the ERC of P&M. Use resultant figure to calculate contract size adjustment. (Guidance Notes - Section 6) | Photo 1 - Bulk liquid storage tanks Photo 2 - Chemical storage tanks | - | 1 | TRUE
5805 | 215P40 | 7553 | 215P40 | Tanks | Stainless Steel | Vertical Fixed Head - SS316 | Commercial Tank Farms - Specialised | 11000m³ | Tanks found on Commercial Tank Farms and Fuel Depots together with Individual Tanks or clusters of tanks on Major Food Establishments or breweries. They are generally an all stainless steel construction. The tanks are similar in construction to mild steel tanks and similar in design. Their weight pro rata of steel thickness is greater and careful referencing of foundation detail is required. These tanks are usually erected on site built over an existing bit sand foundation (formed under the tank base plate). The bit sand cone is usually formed on an over site concrete base (e.g. 150 mm). This type of tank is intended for processed product storage and normally do not exceed 20,000 cu m in volume. They usually contain either food products i.e. milk, beer, or, aggressive chemicals i.e. dilute acids or alkalis. It is unusual to find in this category floating head tanks. The costs are for fixed head tanks. Fixed roofs are conical and self-supporting made of 5 mm stainless steel plates welded at the edges. The tanks are purpose designed by the tank farm operator and built to their specification. For smaller flat bottomed tanks found in smaller industrial units see 215G09. The design life is at minimum 30 years and their second hand life is long, therefore they are initially more expensive to purchase but having less maintenance than equivalent mild steel tanks. Stainless steel contains a high percentage of nickel. Nickel is a product quoted on the commercial markets and has a high fluctuation in exchange rates. There are a few large tank manufacturers who are able to buy stainless steel when the price is low and stockpile large plates for future use. Many of the smaller companies have limited stocks and often buy to order. The price of individual items can therefore vary considerably. Working with stainless steel is harder than with mild steel and thus where shapes and designs are complex the cost increases dramatically. For Bulk Liquid Storage Tanks (as found on commercial tank farms) the assumption is that they have been purchased from a leading stainless steel manufacturer and that the design is that of a typical bulk liquid storage tank. Stainless Steel Tanks situated within Commercial Tank farms and Petroleum depots sit on a bit sand foundation (see separate Description and costings). Most bulk storage tanks are built with a cone up centre however some tanks have a sump in the centre of the tank. In the usual cone up situation the foundations to the tank should be established by reference to plans and sections and costed with reference to BEAMS. The usual earth foundation requires (i) site cleared of vegetable matter, (ii) compacted chemically inert fill, (iii) drainage layer 150mm thick of stable permeable compacted granular construction, (iv) 50mm thick bitumen/sand (Bit sand) layer (laid to correct falls). Drainage, periphery details and sizes are set out in BS 2654 (see: - Cost Guide Bit sand Bases - Section through typical Bit sand Find). Additions for Foundations - For small tanks the addition for this type of foundation will be some 12% whereas for larger tanks a 9% addition is required. A 10% addition for foundations is therefore proposed to ALL BULK STORAGE TANKS where individual costings are not possible. Pro rata with Mild Steel tanks the amount for foundations will be higher reflecting the greater weight in the tank construction. FOUNDATIONS to Bulk Storage Tanks where site details are not known 10% ADDITION to basic tank costs. Notes on Foundations - In some cases the chemically inert fill layer may consist of concrete up to 100mm deep. The 10% addition is still applicable in these cases. For piled and thicker raft foundations under the tank a further addition will be required and these should be calculated with reference to the relevant section in the Cost Guide or after discussion with the BEAMS. | Considered Not Applicable at time of Publication | (BEAMS Note 1) The ERC for this item should be added to the total of the ERC of the other P&M items on the site and the Buildings ERC (where applicable) to enable the correct contract size adjustment to be made. ERC of P&M Items + ERC of Building Component’s = Total ERC (net figure rateable items only) to which contract size adjustment should be applied The 2023 Generic Contractors Test Spreadsheet has this facility built into the programme - it is recommended you undertake all contractors test valuations using this spreadsheet. (Details on the application of contract size adjustments can be found in the RCG 2023 Guidance notes). Where RV is calculated using the comparative method (rental method) the contract size adjustment should be made as follows: Select - SCAT code box ""P and M as an addition” within the 2023 Generic Contractors Test Spreadsheet facility. Or Where the spreadsheet is not used take the: Reciprocal of statutory de-capitalisation rate (i.e. 5% reciprocal = 20) multiply by rateable value of the buildings (before any overall end allowances are made and after making a notional deduction for the land value) and add to the ERC of P&M. Use resultant figure to calculate contract size adjustment. (Guidance Notes - Section 6) | The Cost figures are for Stainless Steel tanks having up to 6 mm thick bottom plates. The scales are suitable to tanks having bottom plate thicknesses of between 5 mm and 8 mm. Tanks with bottom plates of + 8 mm thickness may have an addition of up to 40% to account for extra costs. | Costs do not include for Bitsand foundations, concrete/pile foundations, heating coils, insulation (Rockwood), structural stairways, catwalks, between tank walkways, etc. Stairways that are structures in their own right should be rated (costed and valued) following Class 4 Table 3 stairways. These stairways are for example where spot brackets welded to the tank support the item. In the case where every rung of the staircase is welded to the tank these staircases are NOT rateable as they are not staircases in their own right (Class 4 Table 3) and they do not form an integral part of such an item see Class 4 (b) i.e. they are not part of the structure of the tank. Stairways are usually mild steel, which has been galvanised. | Tanks - Class 4, Table 4 Class 2(d) Draining (e) Supplying Water (f) Protection from hazards. List of accessories 1 and 2. | If under Class 2, whole if Class 2 proviso applies - other than. If under Class 4 Heating coils, Rockwood insulation, paddles. | Foundations, catwalks, bunds, structural staircases, piles, fire protection equipment, high-level walkways. | It is assumed that the item forms part of an average size industrial, commercial or office complex. Where it would be normal to find more than one item in such a hereditament the ERC stated has been adjusted to reflect any number / quantity, discount. These figures are NOT one off figures. | - | Photo 1 - Bulk liquid storage tanks Photo 2 - Chemical storage tanks | - | 20156 |  | m3 | Per cubic metre | 3 - INDUSTRIAL | David Grace | Rob Hughes | 191.187 | Option 3 | 207.7181 | 8.647% | 244.3702 | 244.9164 | 28.1% | 17.91% | 245.3868 | 28.35% | Price Book Data | Ryan Hobbs | VOA_GPN_GOV_UK\7246041 | 2020-12-22 | Low | - | Medium | Costs are based on provisional 2021 agreement with agents (email chain saved in Evidence tab). Since CG2023 is currently working from the same TPI start point (322) as CG2021 I have taken the rate without adjustment, and will bulk index closer to publication date. | - | Costs need to be indexed by different indices to general TPI. Some thought will be required to make sure this happens correctly. | NA | Steel | 1.56 | (BEAMS Note 1) The ERC for this item should be added to the total of the ERC of the other P&M items on the site and the Buildings ERC (where applicable) to enable the correct contract size adjustment to be made. ERC of P&M Items + ERC of Building Component’s = Total ERC (net figure rateable items only) to which contract size adjustment should be applied The 2021 Generic Contractors Test Spreadsheet has this facility built into the programme - it is recommended you undertake all contractors test valuations using this spreadsheet. (Details on the application of contract size adjustments can be found in the RCG 2021 Guidance notes). Where RV is calculated using the comparative method (rental method) the contract size adjustment should be made as follows: Select - SCAT code box "P and M as an addition” within the 2021 Generic Contractors Test Spreadsheet facility. Or Where the spreadsheet is not used take the: Reciprocal of statutory de-capitalisation rate (i.e. 5% reciprocal = 20) multiply by rateable value of the buildings (before any overall end allowances are made and after making a notional deduction for the land value) and add to the ERC of P&M. Use resultant figure to calculate contract size adjustment. (Guidance Notes - Section 6) | Photo 1 - Bulk liquid storage tanks Photo 2 - Chemical storage tanks | - | 1 | FALSE
5806 | 215P42 | 7254 | 215P42 | Tanks | Stainless Steel | Vertical Fixed Head - SS316 | Commercial Tank Farms - Specialised | 12000m³ | Tanks found on Commercial Tank Farms and Fuel Depots together with Individual Tanks or clusters of tanks on Major Food Establishments or breweries. They are generally an all stainless steel construction. The tanks are similar in construction to mild steel tanks and similar in design. Their weight pro rata of steel thickness is greater and careful referencing of foundation detail is required. These tanks are usually erected on site built over an existing bit sand foundation (formed under the tank base plate). The bit sand cone is usually formed on an over site concrete base (e.g. 150 mm). This type of tank is intended for processed product storage and normally do not exceed 20,000 cu m in volume. They usually contain either food products i.e. milk, beer, or, aggressive chemicals i.e. dilute acids or alkalis. It is unusual to find in this category floating head tanks. The costs are for fixed head tanks. Fixed roofs are conical and self-supporting made of 5 mm stainless steel plates welded at the edges. The tanks are purpose designed by the tank farm operator and built to their specification. For smaller flat bottomed tanks found in smaller industrial units see 215G09. The design life is at minimum 30 years and their second hand life is long, therefore they are initially more expensive to purchase but having less maintenance than equivalent mild steel tanks. Stainless steel contains a high percentage of nickel. Nickel is a product quoted on the commercial markets and has a high fluctuation in exchange rates. There are a few large tank manufacturers who are able to buy stainless steel when the price is low and stockpile large plates for future use. Many of the smaller companies have limited stocks and often buy to order. The price of individual items can therefore vary considerably. Working with stainless steel is harder than with mild steel and thus where shapes and designs are complex the cost increases dramatically. For Bulk Liquid Storage Tanks (as found on commercial tank farms) the assumption is that they have been purchased from a leading stainless steel manufacturer and that the design is that of a typical bulk liquid storage tank. Stainless Steel Tanks situated within Commercial Tank farms and Petroleum depots sit on a bit sand foundation (see separate Description and costings). Most bulk storage tanks are built with a cone up centre however some tanks have a sump in the centre of the tank. In the usual cone up situation the foundations to the tank should be established by reference to plans and sections and costed with reference to BEAMS. The usual earth foundation requires (i) site cleared of vegetable matter, (ii) compacted chemically inert fill, (iii) drainage layer 150mm thick of stable permeable compacted granular construction, (iv) 50mm thick bitumen/sand (Bit sand) layer (laid to correct falls). Drainage, periphery details and sizes are set out in BS 2654 (see: - Cost Guide Bit sand Bases - Section through typical Bit sand Find). Additions for Foundations - For small tanks the addition for this type of foundation will be some 12% whereas for larger tanks a 9% addition is required. A 10% addition for foundations is therefore proposed to ALL BULK STORAGE TANKS where individual costings are not possible. Pro rata with Mild Steel tanks the amount for foundations will be higher reflecting the greater weight in the tank construction. FOUNDATIONS to Bulk Storage Tanks where site details are not known 10% ADDITION to basic tank costs. Notes on Foundations - In some cases the chemically inert fill layer may consist of concrete up to 100mm deep. The 10% addition is still applicable in these cases. For piled and thicker raft foundations under the tank a further addition will be required and these should be calculated with reference to the relevant section in the Cost Guide or after discussion with the BEAMS. | Considered Not Applicable at time of Publication | (BEAMS Note 1) The ERC for this item should be added to the total of the ERC of the other P&M items on the site and the Buildings ERC (where applicable) to enable the correct contract size adjustment to be made. ERC of P&M Items + ERC of Building Component’s = Total ERC (net figure rateable items only) to which contract size adjustment should be applied The 2023 Generic Contractors Test Spreadsheet has this facility built into the programme - it is recommended you undertake all contractors test valuations using this spreadsheet. (Details on the application of contract size adjustments can be found in the RCG 2023 Guidance notes). Where RV is calculated using the comparative method (rental method) the contract size adjustment should be made as follows: Select - SCAT code box ""P and M as an addition” within the 2023 Generic Contractors Test Spreadsheet facility. Or Where the spreadsheet is not used take the: Reciprocal of statutory de-capitalisation rate (i.e. 5% reciprocal = 20) multiply by rateable value of the buildings (before any overall end allowances are made and after making a notional deduction for the land value) and add to the ERC of P&M. Use resultant figure to calculate contract size adjustment. (Guidance Notes - Section 6) | The Cost figures are for Stainless Steel tanks having up to 6 mm thick bottom plates. The scales are suitable to tanks having bottom plate thicknesses of between 5 mm and 8 mm. Tanks with bottom plates of + 8 mm thickness may have an addition of up to 40% to account for extra costs. | Costs do not include for Bitsand foundations, concrete/pile foundations, heating coils, insulation (Rockwood), structural stairways, catwalks, between tank walkways, etc. Stairways that are structures in their own right should be rated (costed and valued) following Class 4 Table 3 stairways. These stairways are for example where spot brackets welded to the tank support the item. In the case where every rung of the staircase is welded to the tank these staircases are NOT rateable as they are not staircases in their own right (Class 4 Table 3) and they do not form an integral part of such an item see Class 4 (b) i.e. they are not part of the structure of the tank. Stairways are usually mild steel, which has been galvanised. | Tanks - Class 4, Table 4 Class 2(d) Draining (e) Supplying Water (f) Protection from hazards. List of accessories 1 and 2. | If under Class 2, whole if Class 2 proviso applies - other than. If under Class 4 Heating coils, Rockwood insulation, paddles. | Foundations, catwalks, bunds, structural staircases, piles, fire protection equipment, high-level walkways. | It is assumed that the item forms part of an average size industrial, commercial or office complex. Where it would be normal to find more than one item in such a hereditament the ERC stated has been adjusted to reflect any number / quantity, discount. These figures are NOT one off figures. | - | Photo 1 - Bulk liquid storage tanks Photo 2 - Chemical storage tanks | - | 20156 |  | m3 | Per cubic metre | 3 - INDUSTRIAL | David Grace | Rob Hughes | 184.8512 | Option 3 | 200.8345 | 8.647% | 236.8676 | 237.397 | 28.43% | 18.21% | 237.2574 | 28.35% | Price Book Data | Ryan Hobbs | VOA_GPN_GOV_UK\7246041 | 2020-12-22 | Low | - | Medium | Costs are based on provisional 2021 agreement with agents (email chain saved in Evidence tab). Since CG2023 is currently working from the same TPI start point (322) as CG2021 I have taken the rate without adjustment, and will bulk index closer to publication date. | - | Costs need to be indexed by different indices to general TPI. Some thought will be required to make sure this happens correctly. | NA | Steel | 1.56 | (BEAMS Note 1) The ERC for this item should be added to the total of the ERC of the other P&M items on the site and the Buildings ERC (where applicable) to enable the correct contract size adjustment to be made. ERC of P&M Items + ERC of Building Component’s = Total ERC (net figure rateable items only) to which contract size adjustment should be applied The 2021 Generic Contractors Test Spreadsheet has this facility built into the programme - it is recommended you undertake all contractors test valuations using this spreadsheet. (Details on the application of contract size adjustments can be found in the RCG 2021 Guidance notes). Where RV is calculated using the comparative method (rental method) the contract size adjustment should be made as follows: Select - SCAT code box "P and M as an addition” within the 2021 Generic Contractors Test Spreadsheet facility. Or Where the spreadsheet is not used take the: Reciprocal of statutory de-capitalisation rate (i.e. 5% reciprocal = 20) multiply by rateable value of the buildings (before any overall end allowances are made and after making a notional deduction for the land value) and add to the ERC of P&M. Use resultant figure to calculate contract size adjustment. (Guidance Notes - Section 6) | Photo 1 - Bulk liquid storage tanks Photo 2 - Chemical storage tanks | - | 1 | TRUE
5807 | 215P44 | 7256 | 215P44 | Tanks | Stainless Steel | Vertical Fixed Head - SS316 | Commercial Tank Farms - Specialised | 13000m³ | Tanks found on Commercial Tank Farms and Fuel Depots together with Individual Tanks or clusters of tanks on Major Food Establishments or breweries. They are generally an all stainless steel construction. The tanks are similar in construction to mild steel tanks and similar in design. Their weight pro rata of steel thickness is greater and careful referencing of foundation detail is required. These tanks are usually erected on site built over an existing bit sand foundation (formed under the tank base plate). The bit sand cone is usually formed on an over site concrete base (e.g. 150 mm). This type of tank is intended for processed product storage and normally do not exceed 20,000 cu m in volume. They usually contain either food products i.e. milk, beer, or, aggressive chemicals i.e. dilute acids or alkalis. It is unusual to find in this category floating head tanks. The costs are for fixed head tanks. Fixed roofs are conical and self-supporting made of 5 mm stainless steel plates welded at the edges. The tanks are purpose designed by the tank farm operator and built to their specification. For smaller flat bottomed tanks found in smaller industrial units see 215G09. The design life is at minimum 30 years and their second hand life is long, therefore they are initially more expensive to purchase but having less maintenance than equivalent mild steel tanks. Stainless steel contains a high percentage of nickel. Nickel is a product quoted on the commercial markets and has a high fluctuation in exchange rates. There are a few large tank manufacturers who are able to buy stainless steel when the price is low and stockpile large plates for future use. Many of the smaller companies have limited stocks and often buy to order. The price of individual items can therefore vary considerably. Working with stainless steel is harder than with mild steel and thus where shapes and designs are complex the cost increases dramatically. For Bulk Liquid Storage Tanks (as found on commercial tank farms) the assumption is that they have been purchased from a leading stainless steel manufacturer and that the design is that of a typical bulk liquid storage tank. Stainless Steel Tanks situated within Commercial Tank farms and Petroleum depots sit on a bit sand foundation (see separate Description and costings). Most bulk storage tanks are built with a cone up centre however some tanks have a sump in the centre of the tank. In the usual cone up situation the foundations to the tank should be established by reference to plans and sections and costed with reference to BEAMS. The usual earth foundation requires (i) site cleared of vegetable matter, (ii) compacted chemically inert fill, (iii) drainage layer 150mm thick of stable permeable compacted granular construction, (iv) 50mm thick bitumen/sand (Bit sand) layer (laid to correct falls). Drainage, periphery details and sizes are set out in BS 2654 (see: - Cost Guide Bit sand Bases - Section through typical Bit sand Find). Additions for Foundations - For small tanks the addition for this type of foundation will be some 12% whereas for larger tanks a 9% addition is required. A 10% addition for foundations is therefore proposed to ALL BULK STORAGE TANKS where individual costings are not possible. Pro rata with Mild Steel tanks the amount for foundations will be higher reflecting the greater weight in the tank construction. FOUNDATIONS to Bulk Storage Tanks where site details are not known 10% ADDITION to basic tank costs. Notes on Foundations - In some cases the chemically inert fill layer may consist of concrete up to 100mm deep. The 10% addition is still applicable in these cases. For piled and thicker raft foundations under the tank a further addition will be required and these should be calculated with reference to the relevant section in the Cost Guide or after discussion with the BEAMS. | Considered Not Applicable at time of Publication | (BEAMS Note 1) The ERC for this item should be added to the total of the ERC of the other P&M items on the site and the Buildings ERC (where applicable) to enable the correct contract size adjustment to be made. ERC of P&M Items + ERC of Building Component’s = Total ERC (net figure rateable items only) to which contract size adjustment should be applied The 2023 Generic Contractors Test Spreadsheet has this facility built into the programme - it is recommended you undertake all contractors test valuations using this spreadsheet. (Details on the application of contract size adjustments can be found in the RCG 2023 Guidance notes). Where RV is calculated using the comparative method (rental method) the contract size adjustment should be made as follows: Select - SCAT code box ""P and M as an addition” within the 2023 Generic Contractors Test Spreadsheet facility. Or Where the spreadsheet is not used take the: Reciprocal of statutory de-capitalisation rate (i.e. 5% reciprocal = 20) multiply by rateable value of the buildings (before any overall end allowances are made and after making a notional deduction for the land value) and add to the ERC of P&M. Use resultant figure to calculate contract size adjustment. (Guidance Notes - Section 6) | The Cost figures are for Stainless Steel tanks having up to 6 mm thick bottom plates. The scales are suitable to tanks having bottom plate thicknesses of between 5 mm and 8 mm. Tanks with bottom plates of + 8 mm thickness may have an addition of up to 40% to account for extra costs. | Costs do not include for Bitsand foundations, concrete/pile foundations, heating coils, insulation (Rockwood), structural stairways, catwalks, between tank walkways, etc. Stairways that are structures in their own right should be rated (costed and valued) following Class 4 Table 3 stairways. These stairways are for example where spot brackets welded to the tank support the item. In the case where every rung of the staircase is welded to the tank these staircases are NOT rateable as they are not staircases in their own right (Class 4 Table 3) and they do not form an integral part of such an item see Class 4 (b) i.e. they are not part of the structure of the tank. Stairways are usually mild steel, which has been galvanised. | Tanks - Class 4, Table 4 Class 2(d) Draining (e) Supplying Water (f) Protection from hazards. List of accessories 1 and 2. | If under Class 2, whole if Class 2 proviso applies - other than. If under Class 4 Heating coils, Rockwood insulation, paddles. | Foundations, catwalks, bunds, structural staircases, piles, fire protection equipment, high-level walkways. | It is assumed that the item forms part of an average size industrial, commercial or office complex. Where it would be normal to find more than one item in such a hereditament the ERC stated has been adjusted to reflect any number / quantity, discount. These figures are NOT one off figures. | - | Photo 1 - Bulk liquid storage tanks Photo 2 - Chemical storage tanks | - | 20156 |  | m3 | Per cubic metre | 3 - INDUSTRIAL | David Grace | Rob Hughes | 193.4376 | Option 3 | 210.1633 | 8.647% | 232.5804 | 233.1003 | 20.5% | 10.91% | 232.5766 | 20.23% | Price Book Data | Ryan Hobbs | VOA_GPN_GOV_UK\7246041 | 2020-12-22 | Low | - | Medium | Costs are based on provisional 2021 agreement with agents (email chain saved in Evidence tab). Since CG2023 is currently working from the same TPI start point (322) as CG2021 I have taken the rate without adjustment, and will bulk index closer to publication date. | - | Costs need to be indexed by different indices to general TPI. Some thought will be required to make sure this happens correctly. | NA | Steel | 1.56 | (BEAMS Note 1) The ERC for this item should be added to the total of the ERC of the other P&M items on the site and the Buildings ERC (where applicable) to enable the correct contract size adjustment to be made. ERC of P&M Items + ERC of Building Component’s = Total ERC (net figure rateable items only) to which contract size adjustment should be applied The 2021 Generic Contractors Test Spreadsheet has this facility built into the programme - it is recommended you undertake all contractors test valuations using this spreadsheet. (Details on the application of contract size adjustments can be found in the RCG 2021 Guidance notes). Where RV is calculated using the comparative method (rental method) the contract size adjustment should be made as follows: Select - SCAT code box "P and M as an addition” within the 2021 Generic Contractors Test Spreadsheet facility. Or Where the spreadsheet is not used take the: Reciprocal of statutory de-capitalisation rate (i.e. 5% reciprocal = 20) multiply by rateable value of the buildings (before any overall end allowances are made and after making a notional deduction for the land value) and add to the ERC of P&M. Use resultant figure to calculate contract size adjustment. (Guidance Notes - Section 6) | Photo 1 - Bulk liquid storage tanks Photo 2 - Chemical storage tanks | - | 1 | FALSE
5808 | 215P46 | 7258 | 215P46 | Tanks | Stainless Steel | Vertical Fixed Head - SS316 | Commercial Tank Farms - Specialised | 14000m³ | Tanks found on Commercial Tank Farms and Fuel Depots together with Individual Tanks or clusters of tanks on Major Food Establishments or breweries. They are generally an all stainless steel construction. The tanks are similar in construction to mild steel tanks and similar in design. Their weight pro rata of steel thickness is greater and careful referencing of foundation detail is required. These tanks are usually erected on site built over an existing bit sand foundation (formed under the tank base plate). The bit sand cone is usually formed on an over site concrete base (e.g. 150 mm). This type of tank is intended for processed product storage and normally do not exceed 20,000 cu m in volume. They usually contain either food products i.e. milk, beer, or, aggressive chemicals i.e. dilute acids or alkalis. It is unusual to find in this category floating head tanks. The costs are for fixed head tanks. Fixed roofs are conical and self-supporting made of 5 mm stainless steel plates welded at the edges. The tanks are purpose designed by the tank farm operator and built to their specification. For smaller flat bottomed tanks found in smaller industrial units see 215G09. The design life is at minimum 30 years and their second hand life is long, therefore they are initially more expensive to purchase but having less maintenance than equivalent mild steel tanks. Stainless steel contains a high percentage of nickel. Nickel is a product quoted on the commercial markets and has a high fluctuation in exchange rates. There are a few large tank manufacturers who are able to buy stainless steel when the price is low and stockpile large plates for future use. Many of the smaller companies have limited stocks and often buy to order. The price of individual items can therefore vary considerably. Working with stainless steel is harder than with mild steel and thus where shapes and designs are complex the cost increases dramatically. For Bulk Liquid Storage Tanks (as found on commercial tank farms) the assumption is that they have been purchased from a leading stainless steel manufacturer and that the design is that of a typical bulk liquid storage tank. Stainless Steel Tanks situated within Commercial Tank farms and Petroleum depots sit on a bit sand foundation (see separate Description and costings). Most bulk storage tanks are built with a cone up centre however some tanks have a sump in the centre of the tank. In the usual cone up situation the foundations to the tank should be established by reference to plans and sections and costed with reference to BEAMS. The usual earth foundation requires (i) site cleared of vegetable matter, (ii) compacted chemically inert fill, (iii) drainage layer 150mm thick of stable permeable compacted granular construction, (iv) 50mm thick bitumen/sand (Bit sand) layer (laid to correct falls). Drainage, periphery details and sizes are set out in BS 2654 (see: - Cost Guide Bit sand Bases - Section through typical Bit sand Find). Additions for Foundations - For small tanks the addition for this type of foundation will be some 12% whereas for larger tanks a 9% addition is required. A 10% addition for foundations is therefore proposed to ALL BULK STORAGE TANKS where individual costings are not possible. Pro rata with Mild Steel tanks the amount for foundations will be higher reflecting the greater weight in the tank construction. FOUNDATIONS to Bulk Storage Tanks where site details are not known 10% ADDITION to basic tank costs. Notes on Foundations - In some cases the chemically inert fill layer may consist of concrete up to 100mm deep. The 10% addition is still applicable in these cases. For piled and thicker raft foundations under the tank a further addition will be required and these should be calculated with reference to the relevant section in the Cost Guide or after discussion with the BEAMS. | Considered Not Applicable at time of Publication | (BEAMS Note 1) The ERC for this item should be added to the total of the ERC of the other P&M items on the site and the Buildings ERC (where applicable) to enable the correct contract size adjustment to be made. ERC of P&M Items + ERC of Building Component’s = Total ERC (net figure rateable items only) to which contract size adjustment should be applied The 2023 Generic Contractors Test Spreadsheet has this facility built into the programme - it is recommended you undertake all contractors test valuations using this spreadsheet. (Details on the application of contract size adjustments can be found in the RCG 2023 Guidance notes). Where RV is calculated using the comparative method (rental method) the contract size adjustment should be made as follows: Select - SCAT code box ""P and M as an addition” within the 2023 Generic Contractors Test Spreadsheet facility. Or Where the spreadsheet is not used take the: Reciprocal of statutory de-capitalisation rate (i.e. 5% reciprocal = 20) multiply by rateable value of the buildings (before any overall end allowances are made and after making a notional deduction for the land value) and add to the ERC of P&M. Use resultant figure to calculate contract size adjustment. (Guidance Notes - Section 6) | The Cost figures are for Stainless Steel tanks having up to 6 mm thick bottom plates. The scales are suitable to tanks having bottom plate thicknesses of between 5 mm and 8 mm. Tanks with bottom plates of + 8 mm thickness may have an addition of up to 40% to account for extra costs. | Costs do not include for Bitsand foundations, concrete/pile foundations, heating coils, insulation (Rockwood), structural stairways, catwalks, between tank walkways, etc. Stairways that are structures in their own right should be rated (costed and valued) following Class 4 Table 3 stairways. These stairways are for example where spot brackets welded to the tank support the item. In the case where every rung of the staircase is welded to the tank these staircases are NOT rateable as they are not staircases in their own right (Class 4 Table 3) and they do not form an integral part of such an item see Class 4 (b) i.e. they are not part of the structure of the tank. Stairways are usually mild steel, which has been galvanised. | Tanks - Class 4, Table 4 Class 2(d) Draining (e) Supplying Water (f) Protection from hazards. List of accessories 1 and 2. | If under Class 2, whole if Class 2 proviso applies - other than. If under Class 4 Heating coils, Rockwood insulation, paddles. | Foundations, catwalks, bunds, structural staircases, piles, fire protection equipment, high-level walkways. | It is assumed that the item forms part of an average size industrial, commercial or office complex. Where it would be normal to find more than one item in such a hereditament the ERC stated has been adjusted to reflect any number / quantity, discount. These figures are NOT one off figures. | - | Photo 1 - Bulk liquid storage tanks Photo 2 - Chemical storage tanks | - | 20156 |  | m3 | Per cubic metre | 3 - INDUSTRIAL | David Grace | Rob Hughes | 175.1641 | Option 3 | 190.3097 | 8.647% | 224.0061 | 224.5067 | 28.17% | 17.97% | 224.8182 | 28.35% | Price Book Data | Ryan Hobbs | VOA_GPN_GOV_UK\7246041 | 2020-12-22 | Low | - | Medium | Costs are based on provisional 2021 agreement with agents (email chain saved in Evidence tab). Since CG2023 is currently working from the same TPI start point (322) as CG2021 I have taken the rate without adjustment, and will bulk index closer to publication date. | - | Costs need to be indexed by different indices to general TPI. Some thought will be required to make sure this happens correctly. | NA | Steel | 1.56 | (BEAMS Note 1) The ERC for this item should be added to the total of the ERC of the other P&M items on the site and the Buildings ERC (where applicable) to enable the correct contract size adjustment to be made. ERC of P&M Items + ERC of Building Component’s = Total ERC (net figure rateable items only) to which contract size adjustment should be applied The 2021 Generic Contractors Test Spreadsheet has this facility built into the programme - it is recommended you undertake all contractors test valuations using this spreadsheet. (Details on the application of contract size adjustments can be found in the RCG 2021 Guidance notes). Where RV is calculated using the comparative method (rental method) the contract size adjustment should be made as follows: Select - SCAT code box "P and M as an addition” within the 2021 Generic Contractors Test Spreadsheet facility. Or Where the spreadsheet is not used take the: Reciprocal of statutory de-capitalisation rate (i.e. 5% reciprocal = 20) multiply by rateable value of the buildings (before any overall end allowances are made and after making a notional deduction for the land value) and add to the ERC of P&M. Use resultant figure to calculate contract size adjustment. (Guidance Notes - Section 6) | Photo 1 - Bulk liquid storage tanks Photo 2 - Chemical storage tanks | - | 1 | TRUE
5809 | 215P48 | 7260 | 215P48 | Tanks | Stainless Steel | Vertical Fixed Head - SS316 | Commercial Tank Farms - Specialised | 15000m³ | Tanks found on Commercial Tank Farms and Fuel Depots together with Individual Tanks or clusters of tanks on Major Food Establishments or breweries. They are generally an all stainless steel construction. The tanks are similar in construction to mild steel tanks and similar in design. Their weight pro rata of steel thickness is greater and careful referencing of foundation detail is required. These tanks are usually erected on site built over an existing bit sand foundation (formed under the tank base plate). The bit sand cone is usually formed on an over site concrete base (e.g. 150 mm). This type of tank is intended for processed product storage and normally do not exceed 20,000 cu m in volume. They usually contain either food products i.e. milk, beer, or, aggressive chemicals i.e. dilute acids or alkalis. It is unusual to find in this category floating head tanks. The costs are for fixed head tanks. Fixed roofs are conical and self-supporting made of 5 mm stainless steel plates welded at the edges. The tanks are purpose designed by the tank farm operator and built to their specification. For smaller flat bottomed tanks found in smaller industrial units see 215G09. The design life is at minimum 30 years and their second hand life is long, therefore they are initially more expensive to purchase but having less maintenance than equivalent mild steel tanks. Stainless steel contains a high percentage of nickel. Nickel is a product quoted on the commercial markets and has a high fluctuation in exchange rates. There are a few large tank manufacturers who are able to buy stainless steel when the price is low and stockpile large plates for future use. Many of the smaller companies have limited stocks and often buy to order. The price of individual items can therefore vary considerably. Working with stainless steel is harder than with mild steel and thus where shapes and designs are complex the cost increases dramatically. For Bulk Liquid Storage Tanks (as found on commercial tank farms) the assumption is that they have been purchased from a leading stainless steel manufacturer and that the design is that of a typical bulk liquid storage tank. Stainless Steel Tanks situated within Commercial Tank farms and Petroleum depots sit on a bit sand foundation (see separate Description and costings). Most bulk storage tanks are built with a cone up centre however some tanks have a sump in the centre of the tank. In the usual cone up situation the foundations to the tank should be established by reference to plans and sections and costed with reference to BEAMS. The usual earth foundation requires (i) site cleared of vegetable matter, (ii) compacted chemically inert fill, (iii) drainage layer 150mm thick of stable permeable compacted granular construction, (iv) 50mm thick bitumen/sand (Bit sand) layer (laid to correct falls). Drainage, periphery details and sizes are set out in BS 2654 (see: - Cost Guide Bit sand Bases - Section through typical Bit sand Find). Additions for Foundations - For small tanks the addition for this type of foundation will be some 12% whereas for larger tanks a 9% addition is required. A 10% addition for foundations is therefore proposed to ALL BULK STORAGE TANKS where individual costings are not possible. Pro rata with Mild Steel tanks the amount for foundations will be higher reflecting the greater weight in the tank construction. FOUNDATIONS to Bulk Storage Tanks where site details are not known 10% ADDITION to basic tank costs. Notes on Foundations - In some cases the chemically inert fill layer may consist of concrete up to 100mm deep. The 10% addition is still applicable in these cases. For piled and thicker raft foundations under the tank a further addition will be required and these should be calculated with reference to the relevant section in the Cost Guide or after discussion with the BEAMS. | Considered Not Applicable at time of Publication | (BEAMS Note 1) The ERC for this item should be added to the total of the ERC of the other P&M items on the site and the Buildings ERC (where applicable) to enable the correct contract size adjustment to be made. ERC of P&M Items + ERC of Building Component’s = Total ERC (net figure rateable items only) to which contract size adjustment should be applied The 2023 Generic Contractors Test Spreadsheet has this facility built into the programme - it is recommended you undertake all contractors test valuations using this spreadsheet. (Details on the application of contract size adjustments can be found in the RCG 2023 Guidance notes). Where RV is calculated using the comparative method (rental method) the contract size adjustment should be made as follows: Select - SCAT code box ""P and M as an addition” within the 2023 Generic Contractors Test Spreadsheet facility. Or Where the spreadsheet is not used take the: Reciprocal of statutory de-capitalisation rate (i.e. 5% reciprocal = 20) multiply by rateable value of the buildings (before any overall end allowances are made and after making a notional deduction for the land value) and add to the ERC of P&M. Use resultant figure to calculate contract size adjustment. (Guidance Notes - Section 6) | The Cost figures are for Stainless Steel tanks having up to 6 mm thick bottom plates. The scales are suitable to tanks having bottom plate thicknesses of between 5 mm and 8 mm. Tanks with bottom plates of + 8 mm thickness may have an addition of up to 40% to account for extra costs. | Costs do not include for Bitsand foundations, concrete/pile foundations, heating coils, insulation (Rockwood), structural stairways, catwalks, between tank walkways, etc. Stairways that are structures in their own right should be rated (costed and valued) following Class 4 Table 3 stairways. These stairways are for example where spot brackets welded to the tank support the item. In the case where every rung of the staircase is welded to the tank these staircases are NOT rateable as they are not staircases in their own right (Class 4 Table 3) and they do not form an integral part of such an item see Class 4 (b) i.e. they are not part of the structure of the tank. Stairways are usually mild steel, which has been galvanised. | Tanks - Class 4, Table 4 Class 2(d) Draining (e) Supplying Water (f) Protection from hazards. List of accessories 1 and 2. | If under Class 2, whole if Class 2 proviso applies - other than. If under Class 4 Heating coils, Rockwood insulation, paddles. | Foundations, catwalks, bunds, structural staircases, piles, fire protection equipment, high-level walkways. | It is assumed that the item forms part of an average size industrial, commercial or office complex. Where it would be normal to find more than one item in such a hereditament the ERC stated has been adjusted to reflect any number / quantity, discount. These figures are NOT one off figures. | - | Photo 1 - Bulk liquid storage tanks Photo 2 - Chemical storage tanks | - | 20156 |  | m3 | Per cubic metre | 3 - INDUSTRIAL | David Grace | Rob Hughes | 174.0388 | Option 3 | 189.0872 | 8.647% | 222.9343 | 223.4325 | 28.38% | 18.16% | 223.3788 | 28.35% | Price Book Data | Ryan Hobbs | VOA_GPN_GOV_UK\7246041 | 2020-12-22 | Low | - | Medium | Costs are based on provisional 2021 agreement with agents (email chain saved in Evidence tab). Since CG2023 is currently working from the same TPI start point (322) as CG2021 I have taken the rate without adjustment, and will bulk index closer to publication date. | - | Costs need to be indexed by different indices to general TPI. Some thought will be required to make sure this happens correctly. | NA | Steel | 1.56 | (BEAMS Note 1) The ERC for this item should be added to the total of the ERC of the other P&M items on the site and the Buildings ERC (where applicable) to enable the correct contract size adjustment to be made. ERC of P&M Items + ERC of Building Component’s = Total ERC (net figure rateable items only) to which contract size adjustment should be applied The 2021 Generic Contractors Test Spreadsheet has this facility built into the programme - it is recommended you undertake all contractors test valuations using this spreadsheet. (Details on the application of contract size adjustments can be found in the RCG 2021 Guidance notes). Where RV is calculated using the comparative method (rental method) the contract size adjustment should be made as follows: Select - SCAT code box "P and M as an addition” within the 2021 Generic Contractors Test Spreadsheet facility. Or Where the spreadsheet is not used take the: Reciprocal of statutory de-capitalisation rate (i.e. 5% reciprocal = 20) multiply by rateable value of the buildings (before any overall end allowances are made and after making a notional deduction for the land value) and add to the ERC of P&M. Use resultant figure to calculate contract size adjustment. (Guidance Notes - Section 6) | Photo 1 - Bulk liquid storage tanks Photo 2 - Chemical storage tanks | - | 1 | TRUE
5810 | 215P50 | 7262 | 215P50 | Tanks | Stainless Steel | Vertical Fixed Head - SS316 | Commercial Tank Farms - Specialised | 16000m³ | Tanks found on Commercial Tank Farms and Fuel Depots together with Individual Tanks or clusters of tanks on Major Food Establishments or breweries. They are generally an all stainless steel construction. The tanks are similar in construction to mild steel tanks and similar in design. Their weight pro rata of steel thickness is greater and careful referencing of foundation detail is required. These tanks are usually erected on site built over an existing bit sand foundation (formed under the tank base plate). The bit sand cone is usually formed on an over site concrete base (e.g. 150 mm). This type of tank is intended for processed product storage and normally do not exceed 20,000 cu m in volume. They usually contain either food products i.e. milk, beer, or, aggressive chemicals i.e. dilute acids or alkalis. It is unusual to find in this category floating head tanks. The costs are for fixed head tanks. Fixed roofs are conical and self-supporting made of 5 mm stainless steel plates welded at the edges. The tanks are purpose designed by the tank farm operator and built to their specification. For smaller flat bottomed tanks found in smaller industrial units see 215G09. The design life is at minimum 30 years and their second hand life is long, therefore they are initially more expensive to purchase but having less maintenance than equivalent mild steel tanks. Stainless steel contains a high percentage of nickel. Nickel is a product quoted on the commercial markets and has a high fluctuation in exchange rates. There are a few large tank manufacturers who are able to buy stainless steel when the price is low and stockpile large plates for future use. Many of the smaller companies have limited stocks and often buy to order. The price of individual items can therefore vary considerably. Working with stainless steel is harder than with mild steel and thus where shapes and designs are complex the cost increases dramatically. For Bulk Liquid Storage Tanks (as found on commercial tank farms) the assumption is that they have been purchased from a leading stainless steel manufacturer and that the design is that of a typical bulk liquid storage tank. Stainless Steel Tanks situated within Commercial Tank farms and Petroleum depots sit on a bit sand foundation (see separate Description and costings). Most bulk storage tanks are built with a cone up centre however some tanks have a sump in the centre of the tank. In the usual cone up situation the foundations to the tank should be established by reference to plans and sections and costed with reference to BEAMS. The usual earth foundation requires (i) site cleared of vegetable matter, (ii) compacted chemically inert fill, (iii) drainage layer 150mm thick of stable permeable compacted granular construction, (iv) 50mm thick bitumen/sand (Bit sand) layer (laid to correct falls). Drainage, periphery details and sizes are set out in BS 2654 (see: - Cost Guide Bit sand Bases - Section through typical Bit sand Find). Additions for Foundations - For small tanks the addition for this type of foundation will be some 12% whereas for larger tanks a 9% addition is required. A 10% addition for foundations is therefore proposed to ALL BULK STORAGE TANKS where individual costings are not possible. Pro rata with Mild Steel tanks the amount for foundations will be higher reflecting the greater weight in the tank construction. FOUNDATIONS to Bulk Storage Tanks where site details are not known 10% ADDITION to basic tank costs. Notes on Foundations - In some cases the chemically inert fill layer may consist of concrete up to 100mm deep. The 10% addition is still applicable in these cases. For piled and thicker raft foundations under the tank a further addition will be required and these should be calculated with reference to the relevant section in the Cost Guide or after discussion with the BEAMS. | Considered Not Applicable at time of Publication | (BEAMS Note 1) The ERC for this item should be added to the total of the ERC of the other P&M items on the site and the Buildings ERC (where applicable) to enable the correct contract size adjustment to be made. ERC of P&M Items + ERC of Building Component’s = Total ERC (net figure rateable items only) to which contract size adjustment should be applied The 2023 Generic Contractors Test Spreadsheet has this facility built into the programme - it is recommended you undertake all contractors test valuations using this spreadsheet. (Details on the application of contract size adjustments can be found in the RCG 2023 Guidance notes). Where RV is calculated using the comparative method (rental method) the contract size adjustment should be made as follows: Select - SCAT code box ""P and M as an addition” within the 2023 Generic Contractors Test Spreadsheet facility. Or Where the spreadsheet is not used take the: Reciprocal of statutory de-capitalisation rate (i.e. 5% reciprocal = 20) multiply by rateable value of the buildings (before any overall end allowances are made and after making a notional deduction for the land value) and add to the ERC of P&M. Use resultant figure to calculate contract size adjustment. (Guidance Notes - Section 6) | The Cost figures are for Stainless Steel tanks having up to 6 mm thick bottom plates. The scales are suitable to tanks having bottom plate thicknesses of between 5 mm and 8 mm. Tanks with bottom plates of + 8 mm thickness may have an addition of up to 40% to account for extra costs. | Costs do not include for Bitsand foundations, concrete/pile foundations, heating coils, insulation (Rockwood), structural stairways, catwalks, between tank walkways, etc. Stairways that are structures in their own right should be rated (costed and valued) following Class 4 Table 3 stairways. These stairways are for example where spot brackets welded to the tank support the item. In the case where every rung of the staircase is welded to the tank these staircases are NOT rateable as they are not staircases in their own right (Class 4 Table 3) and they do not form an integral part of such an item see Class 4 (b) i.e. they are not part of the structure of the tank. Stairways are usually mild steel, which has been galvanised. | Tanks - Class 4, Table 4 Class 2(d) Draining (e) Supplying Water (f) Protection from hazards. List of accessories 1 and 2. | If under Class 2, whole if Class 2 proviso applies - other than. If under Class 4 Heating coils, Rockwood insulation, paddles. | Foundations, catwalks, bunds, structural staircases, piles, fire protection equipment, high-level walkways. | It is assumed that the item forms part of an average size industrial, commercial or office complex. Where it would be normal to find more than one item in such a hereditament the ERC stated has been adjusted to reflect any number / quantity, discount. These figures are NOT one off figures. | - | Photo 1 - Bulk liquid storage tanks Photo 2 - Chemical storage tanks | - | 20156 |  | m3 | Per cubic metre | 3 - INDUSTRIAL | David Grace | Rob Hughes | 169.2441 | Option 3 | 183.8779 | 8.647% | 216.5035 | 216.9873 | 28.21% | 18.01% | 217.2237 | 28.35% | Price Book Data | Ryan Hobbs | VOA_GPN_GOV_UK\7246041 | 2020-12-22 | Low | - | Medium | Costs are based on provisional 2021 agreement with agents (email chain saved in Evidence tab). Since CG2023 is currently working from the same TPI start point (322) as CG2021 I have taken the rate without adjustment, and will bulk index closer to publication date. | - | Costs need to be indexed by different indices to general TPI. Some thought will be required to make sure this happens correctly. | NA | Steel | 1.56 | (BEAMS Note 1) The ERC for this item should be added to the total of the ERC of the other P&M items on the site and the Buildings ERC (where applicable) to enable the correct contract size adjustment to be made. ERC of P&M Items + ERC of Building Component’s = Total ERC (net figure rateable items only) to which contract size adjustment should be applied The 2021 Generic Contractors Test Spreadsheet has this facility built into the programme - it is recommended you undertake all contractors test valuations using this spreadsheet. (Details on the application of contract size adjustments can be found in the RCG 2021 Guidance notes). Where RV is calculated using the comparative method (rental method) the contract size adjustment should be made as follows: Select - SCAT code box "P and M as an addition” within the 2021 Generic Contractors Test Spreadsheet facility. Or Where the spreadsheet is not used take the: Reciprocal of statutory de-capitalisation rate (i.e. 5% reciprocal = 20) multiply by rateable value of the buildings (before any overall end allowances are made and after making a notional deduction for the land value) and add to the ERC of P&M. Use resultant figure to calculate contract size adjustment. (Guidance Notes - Section 6) | Photo 1 - Bulk liquid storage tanks Photo 2 - Chemical storage tanks | - | 1 | TRUE
5811 | 215P52 | 7264 | 215P52 | Tanks | Stainless Steel | Vertical Fixed Head - SS316 | Commercial Tank Farms - Specialised | 17000m³ | Tanks found on Commercial Tank Farms and Fuel Depots together with Individual Tanks or clusters of tanks on Major Food Establishments or breweries. They are generally an all stainless steel construction. The tanks are similar in construction to mild steel tanks and similar in design. Their weight pro rata of steel thickness is greater and careful referencing of foundation detail is required. These tanks are usually erected on site built over an existing bit sand foundation (formed under the tank base plate). The bit sand cone is usually formed on an over site concrete base (e.g. 150 mm). This type of tank is intended for processed product storage and normally do not exceed 20,000 cu m in volume. They usually contain either food products i.e. milk, beer, or, aggressive chemicals i.e. dilute acids or alkalis. It is unusual to find in this category floating head tanks. The costs are for fixed head tanks. Fixed roofs are conical and self-supporting made of 5 mm stainless steel plates welded at the edges. The tanks are purpose designed by the tank farm operator and built to their specification. For smaller flat bottomed tanks found in smaller industrial units see 215G09. The design life is at minimum 30 years and their second hand life is long, therefore they are initially more expensive to purchase but having less maintenance than equivalent mild steel tanks. Stainless steel contains a high percentage of nickel. Nickel is a product quoted on the commercial markets and has a high fluctuation in exchange rates. There are a few large tank manufacturers who are able to buy stainless steel when the price is low and stockpile large plates for future use. Many of the smaller companies have limited stocks and often buy to order. The price of individual items can therefore vary considerably. Working with stainless steel is harder than with mild steel and thus where shapes and designs are complex the cost increases dramatically. For Bulk Liquid Storage Tanks (as found on commercial tank farms) the assumption is that they have been purchased from a leading stainless steel manufacturer and that the design is that of a typical bulk liquid storage tank. Stainless Steel Tanks situated within Commercial Tank farms and Petroleum depots sit on a bit sand foundation (see separate Description and costings). Most bulk storage tanks are built with a cone up centre however some tanks have a sump in the centre of the tank. In the usual cone up situation the foundations to the tank should be established by reference to plans and sections and costed with reference to BEAMS. The usual earth foundation requires (i) site cleared of vegetable matter, (ii) compacted chemically inert fill, (iii) drainage layer 150mm thick of stable permeable compacted granular construction, (iv) 50mm thick bitumen/sand (Bit sand) layer (laid to correct falls). Drainage, periphery details and sizes are set out in BS 2654 (see: - Cost Guide Bit sand Bases - Section through typical Bit sand Find). Additions for Foundations - For small tanks the addition for this type of foundation will be some 12% whereas for larger tanks a 9% addition is required. A 10% addition for foundations is therefore proposed to ALL BULK STORAGE TANKS where individual costings are not possible. Pro rata with Mild Steel tanks the amount for foundations will be higher reflecting the greater weight in the tank construction. FOUNDATIONS to Bulk Storage Tanks where site details are not known 10% ADDITION to basic tank costs. Notes on Foundations - In some cases the chemically inert fill layer may consist of concrete up to 100mm deep. The 10% addition is still applicable in these cases. For piled and thicker raft foundations under the tank a further addition will be required and these should be calculated with reference to the relevant section in the Cost Guide or after discussion with the BEAMS. | Considered Not Applicable at time of Publication | (BEAMS Note 1) The ERC for this item should be added to the total of the ERC of the other P&M items on the site and the Buildings ERC (where applicable) to enable the correct contract size adjustment to be made. ERC of P&M Items + ERC of Building Component’s = Total ERC (net figure rateable items only) to which contract size adjustment should be applied The 2023 Generic Contractors Test Spreadsheet has this facility built into the programme - it is recommended you undertake all contractors test valuations using this spreadsheet. (Details on the application of contract size adjustments can be found in the RCG 2023 Guidance notes). Where RV is calculated using the comparative method (rental method) the contract size adjustment should be made as follows: Select - SCAT code box ""P and M as an addition” within the 2023 Generic Contractors Test Spreadsheet facility. Or Where the spreadsheet is not used take the: Reciprocal of statutory de-capitalisation rate (i.e. 5% reciprocal = 20) multiply by rateable value of the buildings (before any overall end allowances are made and after making a notional deduction for the land value) and add to the ERC of P&M. Use resultant figure to calculate contract size adjustment. (Guidance Notes - Section 6) | The Cost figures are for Stainless Steel tanks having up to 6 mm thick bottom plates. The scales are suitable to tanks having bottom plate thicknesses of between 5 mm and 8 mm. Tanks with bottom plates of + 8 mm thickness may have an addition of up to 40% to account for extra costs. | Costs do not include for Bitsand foundations, concrete/pile foundations, heating coils, insulation (Rockwood), structural stairways, catwalks, between tank walkways, etc. Stairways that are structures in their own right should be rated (costed and valued) following Class 4 Table 3 stairways. These stairways are for example where spot brackets welded to the tank support the item. In the case where every rung of the staircase is welded to the tank these staircases are NOT rateable as they are not staircases in their own right (Class 4 Table 3) and they do not form an integral part of such an item see Class 4 (b) i.e. they are not part of the structure of the tank. Stairways are usually mild steel, which has been galvanised. | Tanks - Class 4, Table 4 Class 2(d) Draining (e) Supplying Water (f) Protection from hazards. List of accessories 1 and 2. | If under Class 2, whole if Class 2 proviso applies - other than. If under Class 4 Heating coils, Rockwood insulation, paddles. | Foundations, catwalks, bunds, structural staircases, piles, fire protection equipment, high-level walkways. | It is assumed that the item forms part of an average size industrial, commercial or office complex. Where it would be normal to find more than one item in such a hereditament the ERC stated has been adjusted to reflect any number / quantity, discount. These figures are NOT one off figures. | - | Photo 1 - Bulk liquid storage tanks Photo 2 - Chemical storage tanks | - | 20156 |  | m3 | Per cubic metre | 3 - INDUSTRIAL | David Grace | Rob Hughes | 167.2382 | Option 3 | 181.6985 | 8.647% | 214.3599 | 214.8389 | 28.46% | 18.24% | 214.6456 | 28.35% | Price Book Data | Ryan Hobbs | VOA_GPN_GOV_UK\7246041 | 2020-12-22 | Low | - | Medium | Costs are based on provisional 2021 agreement with agents (email chain saved in Evidence tab). Since CG2023 is currently working from the same TPI start point (322) as CG2021 I have taken the rate without adjustment, and will bulk index closer to publication date. | - | Costs need to be indexed by different indices to general TPI. Some thought will be required to make sure this happens correctly. | NA | Steel | 1.56 | (BEAMS Note 1) The ERC for this item should be added to the total of the ERC of the other P&M items on the site and the Buildings ERC (where applicable) to enable the correct contract size adjustment to be made. ERC of P&M Items + ERC of Building Component’s = Total ERC (net figure rateable items only) to which contract size adjustment should be applied The 2021 Generic Contractors Test Spreadsheet has this facility built into the programme - it is recommended you undertake all contractors test valuations using this spreadsheet. (Details on the application of contract size adjustments can be found in the RCG 2021 Guidance notes). Where RV is calculated using the comparative method (rental method) the contract size adjustment should be made as follows: Select - SCAT code box "P and M as an addition” within the 2021 Generic Contractors Test Spreadsheet facility. Or Where the spreadsheet is not used take the: Reciprocal of statutory de-capitalisation rate (i.e. 5% reciprocal = 20) multiply by rateable value of the buildings (before any overall end allowances are made and after making a notional deduction for the land value) and add to the ERC of P&M. Use resultant figure to calculate contract size adjustment. (Guidance Notes - Section 6) | Photo 1 - Bulk liquid storage tanks Photo 2 - Chemical storage tanks | - | 1 | TRUE
5812 | 215P54 | 7266 | 215P54 | Tanks | Stainless Steel | Vertical Fixed Head - SS316 | Commercial Tank Farms - Specialised | 20000m³ | Tanks found on Commercial Tank Farms and Fuel Depots together with Individual Tanks or clusters of tanks on Major Food Establishments or breweries. They are generally an all stainless steel construction. The tanks are similar in construction to mild steel tanks and similar in design. Their weight pro rata of steel thickness is greater and careful referencing of foundation detail is required. These tanks are usually erected on site built over an existing bit sand foundation (formed under the tank base plate). The bit sand cone is usually formed on an over site concrete base (e.g. 150 mm). This type of tank is intended for processed product storage and normally do not exceed 20,000 cu m in volume. They usually contain either food products i.e. milk, beer, or, aggressive chemicals i.e. dilute acids or alkalis. It is unusual to find in this category floating head tanks. The costs are for fixed head tanks. Fixed roofs are conical and self-supporting made of 5 mm stainless steel plates welded at the edges. The tanks are purpose designed by the tank farm operator and built to their specification. For smaller flat bottomed tanks found in smaller industrial units see 215G09. The design life is at minimum 30 years and their second hand life is long, therefore they are initially more expensive to purchase but having less maintenance than equivalent mild steel tanks. Stainless steel contains a high percentage of nickel. Nickel is a product quoted on the commercial markets and has a high fluctuation in exchange rates. There are a few large tank manufacturers who are able to buy stainless steel when the price is low and stockpile large plates for future use. Many of the smaller companies have limited stocks and often buy to order. The price of individual items can therefore vary considerably. Working with stainless steel is harder than with mild steel and thus where shapes and designs are complex the cost increases dramatically. For Bulk Liquid Storage Tanks (as found on commercial tank farms) the assumption is that they have been purchased from a leading stainless steel manufacturer and that the design is that of a typical bulk liquid storage tank. Stainless Steel Tanks situated within Commercial Tank farms and Petroleum depots sit on a bit sand foundation (see separate Description and costings). Most bulk storage tanks are built with a cone up centre however some tanks have a sump in the centre of the tank. In the usual cone up situation the foundations to the tank should be established by reference to plans and sections and costed with reference to BEAMS. The usual earth foundation requires (i) site cleared of vegetable matter, (ii) compacted chemically inert fill, (iii) drainage layer 150mm thick of stable permeable compacted granular construction, (iv) 50mm thick bitumen/sand (Bit sand) layer (laid to correct falls). Drainage, periphery details and sizes are set out in BS 2654 (see: - Cost Guide Bit sand Bases - Section through typical Bit sand Find). Additions for Foundations - For small tanks the addition for this type of foundation will be some 12% whereas for larger tanks a 9% addition is required. A 10% addition for foundations is therefore proposed to ALL BULK STORAGE TANKS where individual costings are not possible. Pro rata with Mild Steel tanks the amount for foundations will be higher reflecting the greater weight in the tank construction. FOUNDATIONS to Bulk Storage Tanks where site details are not known 10% ADDITION to basic tank costs. Notes on Foundations - In some cases the chemically inert fill layer may consist of concrete up to 100mm deep. The 10% addition is still applicable in these cases. For piled and thicker raft foundations under the tank a further addition will be required and these should be calculated with reference to the relevant section in the Cost Guide or after discussion with the BEAMS. | Considered Not Applicable at time of Publication | (BEAMS Note 1) The ERC for this item should be added to the total of the ERC of the other P&M items on the site and the Buildings ERC (where applicable) to enable the correct contract size adjustment to be made. ERC of P&M Items + ERC of Building Component’s = Total ERC (net figure rateable items only) to which contract size adjustment should be applied The 2023 Generic Contractors Test Spreadsheet has this facility built into the programme - it is recommended you undertake all contractors test valuations using this spreadsheet. (Details on the application of contract size adjustments can be found in the RCG 2023 Guidance notes). Where RV is calculated using the comparative method (rental method) the contract size adjustment should be made as follows: Select - SCAT code box ""P and M as an addition” within the 2023 Generic Contractors Test Spreadsheet facility. Or Where the spreadsheet is not used take the: Reciprocal of statutory de-capitalisation rate (i.e. 5% reciprocal = 20) multiply by rateable value of the buildings (before any overall end allowances are made and after making a notional deduction for the land value) and add to the ERC of P&M. Use resultant figure to calculate contract size adjustment. (Guidance Notes - Section 6) | The Cost figures are for Stainless Steel tanks having up to 6 mm thick bottom plates. The scales are suitable to tanks having bottom plate thicknesses of between 5 mm and 8 mm. Tanks with bottom plates of + 8 mm thickness may have an addition of up to 40% to account for extra costs. | Costs do not include for Bitsand foundations, concrete/pile foundations, heating coils, insulation (Rockwood), structural stairways, catwalks, between tank walkways, etc. Stairways that are structures in their own right should be rated (costed and valued) following Class 4 Table 3 stairways. These stairways are for example where spot brackets welded to the tank support the item. In the case where every rung of the staircase is welded to the tank these staircases are NOT rateable as they are not staircases in their own right (Class 4 Table 3) and they do not form an integral part of such an item see Class 4 (b) i.e. they are not part of the structure of the tank. Stairways are usually mild steel, which has been galvanised. | Tanks - Class 4, Table 4 Class 2(d) Draining (e) Supplying Water (f) Protection from hazards. List of accessories 1 and 2. | If under Class 2, whole if Class 2 proviso applies - other than. If under Class 4 Heating coils, Rockwood insulation, paddles. | Foundations, catwalks, bunds, structural staircases, piles, fire protection equipment, high-level walkways. | It is assumed that the item forms part of an average size industrial, commercial or office complex. Where it would be normal to find more than one item in such a hereditament the ERC stated has been adjusted to reflect any number / quantity, discount. These figures are NOT one off figures. | - | Photo 1 - Bulk liquid storage tanks Photo 2 - Chemical storage tanks | - | 20156 |  | m3 | Per cubic metre | 3 - INDUSTRIAL | David Grace | Rob Hughes | 160.193 | Option 3 | 174.0442 | 8.647% | 204.7137 | 205.1712 | 28.08% | 17.88% | 205.6009 | 28.35% | Price Book Data | Ryan Hobbs | VOA_GPN_GOV_UK\7246041 | 2022-07-29 | Low | - | Medium | Costs are based on provisional 2021 agreement with agents (email chain saved in Evidence tab). Since CG2023 is currently working from the same TPI start point (322) as CG2021 I have taken the rate without adjustment, and will bulk index closer to publication date. | - | Costs need to be indexed by different indices to general TPI. Some thought will be required to make sure this happens correctly. | NA | Steel | 1.56 | (BEAMS Note 1) The ERC for this item should be added to the total of the ERC of the other P&M items on the site and the Buildings ERC (where applicable) to enable the correct contract size adjustment to be made. ERC of P&M Items + ERC of Building Component’s = Total ERC (net figure rateable items only) to which contract size adjustment should be applied The 2021 Generic Contractors Test Spreadsheet has this facility built into the programme - it is recommended you undertake all contractors test valuations using this spreadsheet. (Details on the application of contract size adjustments can be found in the RCG 2021 Guidance notes). Where RV is calculated using the comparative method (rental method) the contract size adjustment should be made as follows: Select - SCAT code box "P and M as an addition” within the 2021 Generic Contractors Test Spreadsheet facility. Or Where the spreadsheet is not used take the: Reciprocal of statutory de-capitalisation rate (i.e. 5% reciprocal = 20) multiply by rateable value of the buildings (before any overall end allowances are made and after making a notional deduction for the land value) and add to the ERC of P&M. Use resultant figure to calculate contract size adjustment. (Guidance Notes - Section 6) | Photo 1 - Bulk liquid storage tanks Photo 2 - Chemical storage tanks | - | 1 | TRUE
5813 | 215P56 | 7279 | 215P56 | Tanks | Stainless Steel | Vertical Fixed Head - SS316 | Commercial Tank Farms - Specialised | 25000m³ | Tanks found on Commercial Tank Farms and Fuel Depots together with Individual Tanks or clusters of tanks on Major Food Establishments or breweries. They are generally an all stainless steel construction. The tanks are similar in construction to mild steel tanks and similar in design. Their weight pro rata of steel thickness is greater and careful referencing of foundation detail is required. These tanks are usually erected on site built over an existing bit sand foundation (formed under the tank base plate). The bit sand cone is usually formed on an over site concrete base (e.g. 150 mm). This type of tank is intended for processed product storage and normally do not exceed 20,000 cu m in volume. They usually contain either food products i.e. milk, beer, or, aggressive chemicals i.e. dilute acids or alkalis. It is unusual to find in this category floating head tanks. The costs are for fixed head tanks. Fixed roofs are conical and self-supporting made of 5 mm stainless steel plates welded at the edges. The tanks are purpose designed by the tank farm operator and built to their specification. For smaller flat bottomed tanks found in smaller industrial units see 215G09. The design life is at minimum 30 years and their second hand life is long, therefore they are initially more expensive to purchase but having less maintenance than equivalent mild steel tanks. Stainless steel contains a high percentage of nickel. Nickel is a product quoted on the commercial markets and has a high fluctuation in exchange rates. There are a few large tank manufacturers who are able to buy stainless steel when the price is low and stockpile large plates for future use. Many of the smaller companies have limited stocks and often buy to order. The price of individual items can therefore vary considerably. Working with stainless steel is harder than with mild steel and thus where shapes and designs are complex the cost increases dramatically. For Bulk Liquid Storage Tanks (as found on commercial tank farms) the assumption is that they have been purchased from a leading stainless steel manufacturer and that the design is that of a typical bulk liquid storage tank. Stainless Steel Tanks situated within Commercial Tank farms and Petroleum depots sit on a bit sand foundation (see separate Description and costings). Most bulk storage tanks are built with a cone up centre however some tanks have a sump in the centre of the tank. In the usual cone up situation the foundations to the tank should be established by reference to plans and sections and costed with reference to BEAMS. The usual earth foundation requires (i) site cleared of vegetable matter, (ii) compacted chemically inert fill, (iii) drainage layer 150mm thick of stable permeable compacted granular construction, (iv) 50mm thick bitumen/sand (Bit sand) layer (laid to correct falls). Drainage, periphery details and sizes are set out in BS 2654 (see: - Cost Guide Bit sand Bases - Section through typical Bit sand Find). Additions for Foundations - For small tanks the addition for this type of foundation will be some 12% whereas for larger tanks a 9% addition is required. A 10% addition for foundations is therefore proposed to ALL BULK STORAGE TANKS where individual costings are not possible. Pro rata with Mild Steel tanks the amount for foundations will be higher reflecting the greater weight in the tank construction. FOUNDATIONS to Bulk Storage Tanks where site details are not known 10% ADDITION to basic tank costs. Notes on Foundations - In some cases the chemically inert fill layer may consist of concrete up to 100mm deep. The 10% addition is still applicable in these cases. For piled and thicker raft foundations under the tank a further addition will be required and these should be calculated with reference to the relevant section in the Cost Guide or after discussion with the BEAMS. | Considered Not Applicable at time of Publication | (BEAMS Note 1) The ERC for this item should be added to the total of the ERC of the other P&M items on the site and the Buildings ERC (where applicable) to enable the correct contract size adjustment to be made. ERC of P&M Items + ERC of Building Component’s = Total ERC (net figure rateable items only) to which contract size adjustment should be applied The 2023 Generic Contractors Test Spreadsheet has this facility built into the programme - it is recommended you undertake all contractors test valuations using this spreadsheet. (Details on the application of contract size adjustments can be found in the RCG 2023 Guidance notes). Where RV is calculated using the comparative method (rental method) the contract size adjustment should be made as follows: Select - SCAT code box ""P and M as an addition” within the 2023 Generic Contractors Test Spreadsheet facility. Or Where the spreadsheet is not used take the: Reciprocal of statutory de-capitalisation rate (i.e. 5% reciprocal = 20) multiply by rateable value of the buildings (before any overall end allowances are made and after making a notional deduction for the land value) and add to the ERC of P&M. Use resultant figure to calculate contract size adjustment. (Guidance Notes - Section 6) | The Cost figures are for Stainless Steel tanks having up to 6 mm thick bottom plates. The scales are suitable to tanks having bottom plate thicknesses of between 5 mm and 8 mm. Tanks with bottom plates of + 8 mm thickness may have an addition of up to 40% to account for extra costs. | Costs do not include for Bitsand foundations, concrete/pile foundations, heating coils, insulation (Rockwood), structural stairways, catwalks, between tank walkways, etc. Stairways that are structures in their own right should be rated (costed and valued) following Class 4 Table 3 stairways. These stairways are for example where spot brackets welded to the tank support the item. In the case where every rung of the staircase is welded to the tank these staircases are NOT rateable as they are not staircases in their own right (Class 4 Table 3) and they do not form an integral part of such an item see Class 4 (b) i.e. they are not part of the structure of the tank. Stairways are usually mild steel, which has been galvanised. | Tanks - Class 4, Table 4 Class 2(d) Draining (e) Supplying Water (f) Protection from hazards. List of accessories 1 and 2. | If under Class 2, whole if Class 2 proviso applies - other than. If under Class 4 Heating coils, Rockwood insulation, paddles. | Foundations, catwalks, bunds, structural staircases, piles, fire protection equipment, high-level walkways. | It is assumed that the item forms part of an average size industrial, commercial or office complex. Where it would be normal to find more than one item in such a hereditament the ERC stated has been adjusted to reflect any number / quantity, discount. These figures are NOT one off figures. | - | Photo 1 - Bulk liquid storage tanks Photo 2 - Chemical storage tanks | - | 20156 |  | m3 | Per cubic metre | 3 - INDUSTRIAL | David Grace | Rob Hughes | 156.6704 | Option 3 | 170.217 | 8.647% | 200.4265 | 200.8744 | 28.21% | 18.01% | 201.085 | 28.35% | Price Book Data | Ryan Hobbs | VOA_GPN_GOV_UK\7246041 | 2020-12-22 | Low | - | Medium | Costs are based on provisional 2021 agreement with agents (email chain saved in Evidence tab). Since CG2023 is currently working from the same TPI start point (322) as CG2021 I have taken the rate without adjustment, and will bulk index closer to publication date. | - | Costs need to be indexed by different indices to general TPI. Some thought will be required to make sure this happens correctly. | NA | Steel | 1.56 | (BEAMS Note 1) The ERC for this item should be added to the total of the ERC of the other P&M items on the site and the Buildings ERC (where applicable) to enable the correct contract size adjustment to be made. ERC of P&M Items + ERC of Building Component’s = Total ERC (net figure rateable items only) to which contract size adjustment should be applied The 2021 Generic Contractors Test Spreadsheet has this facility built into the programme - it is recommended you undertake all contractors test valuations using this spreadsheet. (Details on the application of contract size adjustments can be found in the RCG 2021 Guidance notes). Where RV is calculated using the comparative method (rental method) the contract size adjustment should be made as follows: Select - SCAT code box "P and M as an addition” within the 2021 Generic Contractors Test Spreadsheet facility. Or Where the spreadsheet is not used take the: Reciprocal of statutory de-capitalisation rate (i.e. 5% reciprocal = 20) multiply by rateable value of the buildings (before any overall end allowances are made and after making a notional deduction for the land value) and add to the ERC of P&M. Use resultant figure to calculate contract size adjustment. (Guidance Notes - Section 6) | Photo 1 - Bulk liquid storage tanks Photo 2 - Chemical storage tanks | - | 1 | FALSE
5814 | STS036 | 8685 | STS036 | Telecommunications | Subject to scheme | - | - | - | - | Location Adjustment Applicable (See Guidance Notes) - ERC = UK mean of 1.00 | (BEAMS Note 2) The ERC for this item should be added to all other rateable items on the hereditament (except land). Therefore the total of the ERC of the other Building Items and the P&M ERC (where applicable) to enable the correct contract size adjustment to be made. ERC of Building Component + ERC of P&M = Total ERC to which contract size adjustment should be applied. The appropriate % adjustment should be made in accordance with the scale for contract size adjustment specified under section 6 of the RCG 2023 Guidance notes. The currency ERC rates are set at £4m (Four Million Pounds) @ 1st April 2021 (AVD) for the RCG 2023 Publication. | - | - | - | - | - | - | - | - | - | 77777 |  | STS | - | NA | NA | NA | #DIV/0! | Option 2 | ERROR | 0% | 0 | 0 | 0% | 0% | 0 | 0% | Indexed | NA | VOA_GPN_GOV_UK\7246041 | 2019-08-30 | Low | - | - | Risk taken from previous CG | - | - | NA | FOR | NA | (BEAMS Note 2) The ERC for this item should be added to all other rateable items on the hereditament (except land). Therefore the total of the ERC of the other Building Items and the P&M ERC (where applicable) to enable the correct contract size adjustment to be made. ERC of Building Component + ERC of P&M = Total ERC to which contract size adjustment should be applied. The appropriate % adjustment should be made in accordance with the scale for contract size adjustment specified under section 6 of the RCG 2021 Guidance notes. The currency ERC rates are set at £4m (Four Million Pounds) @ 1st April 2019 (AVD) for the RCG 2021 Publication. | - | - | 2 | TRUE
5815 | STS037 | 8744 | STS037 | Television and Film Studios | Recording / TV Studios | TV Studio in Industrial type facility - a facility for video productions, either for staging films sets for the recording of live television to video tape, or for the acquisition of raw footage for post-production. The design of a studio is similar to, and derived from, movie studios, with a few amendments for the special requirements of television production. A professional television studio generally has several rooms, which are kept separate for noise and practicality reasons. These rooms are connected via 'talkback' or an intercom, and personnel will be divided among these workplaces. | > 5000m2 | - | Specification typically - Metal stud, timber stud and proprietary partitions. Flush and special acoustic internal doors. Minor plasterwork to walls; carpet to floors; Ecophon and Armstrong suspended ceilings; wood wool ceiling finishes. Fittings. PC sums for work to LTHW heating, mechanical ventilation, electric light and power. New external generator house | Location Adjustment Applicable (See Guidance Notes) - ERC = UK mean of 1.00 | (BEAMS Note 2) The ERC for this item should be added to all other rateable items on the hereditament (except land). Therefore the total of the ERC of the other Building Items and the P&M ERC (where applicable) to enable the correct contract size adjustment to be made. ERC of Building Component + ERC of P&M = Total ERC to which contract size adjustment should be applied. The appropriate % adjustment should be made in accordance with the scale for contract size adjustment specified under section 6 of the RCG 2023 Guidance notes. The currency ERC rates are set at £4m (Four Million Pounds) @ 1st April 2021 (AVD) for the RCG 2023 Publication. | - | - | - | - | - | - | - | - | - | 77777 |  | STS | - | NA | NA | NA | #DIV/0! | Option 1 | ERROR | 0% | 0 | 0 | 0% | 0% | 0 | 0% | Indexed | NA | VOA_GPN_GOV_UK\7246041 | 2019-08-30 | Low | - | - | Risk taken from previous CG | - | - | NA | BCIS | NA | (BEAMS Note 2) The ERC for this item should be added to all other rateable items on the hereditament (except land). Therefore the total of the ERC of the other Building Items and the P&M ERC (where applicable) to enable the correct contract size adjustment to be made. ERC of Building Component + ERC of P&M = Total ERC to which contract size adjustment should be applied. The appropriate % adjustment should be made in accordance with the scale for contract size adjustment specified under section 6 of the RCG 2021 Guidance notes. The currency ERC rates are set at £4m (Four Million Pounds) @ 1st April 2019 (AVD) for the RCG 2021 Publication. | - | - | 2 | TRUE
5816 | 53U00B | 4333 | 53U00B | Tennis centres | Indoor | Average Quality | Single Storey Purpose Built | Steel Frame Profile Metal Sheet Cladding. | Indoor Tennis block based on the MODERN DAY EQUIVALENT. SINGLE STOREY - Construction specification includes RC beam foundations with some retaining walls, steel frame, specialist sub-base, metal cladding (incl roof lights), elements of curtain walling (rain screen cladding) albeit other doors are metal louvered PCC. Internally the walls will be plastered with the exception of the courts which are painted block. Floor finishes include carpet vinyl with an acrylic surface in places. Ceilings are a mixture of plasterboard MF suspended ceilings to non court areas. Cubicles will be provided as part of the FFE. Services include sanitary ware, gas LTHW central heating, cooling ventilation, electrics, alarms, CCTV, data cables building maintenance system. An allowance for roller Shutters has also been included. This specification is higher than the previous cost guide but reflective of the community use facilities being constructed by Local Authorities and private clubs open to the public. Specification differences are not uncommon thus a figure 10% either way should be anticipated. However, due to the high level of M&E installed in this beacon, where the facility is constructed at a small club level where BMS, cooling data cabling has not been installed, specification differences of 10-15% should be expected. Please note : Whilst the tennis hall part of the building will be a single storey building, it will be a double height - circa 6m. | Location Adjustment Applicable (See Guidance Notes) - ERC = UK mean of 1.00 | (BEAMS Note 2) The ERC for this item should be added to all other rateable items on the hereditament (except land). Therefore the total of the ERC of the other Building Items and the P&M ERC (where applicable) to enable the correct contract size adjustment to be made. ERC of Building Component + ERC of P&M = Total ERC to which contract size adjustment should be applied. The appropriate % adjustment should be made in accordance with the scale for contract size adjustment specified under section 6 of the RCG 2023 Guidance notes. The currency ERC rates are set at £4m (Four Million Pounds) @ 1st April 2021 (AVD) for the RCG 2023 Publication. | All costs exclude External Works. Figures are interpolated from BCIS analysis 29022 Priory Club Redevelopment (Rebased). Please note this is a modern day equivalent thus there will be specification differences from 2010 cost guide- e.g. Plastic coated profiled sheeting to roof wall mounted heaters. Ancillary areas will be larger than the 2010 cost guide due to DDA Accessibility requirements. | GIA - Gross internal area and external works. Clear internal height | - | - | The plant and machinery listed in the description has been included in this costing. | - | - | Indoor Tennis Centre | - | 10277 |  | M2 | - | NA | NA | NA | 321.3702 | Option 1 | 378.3191 | 17.72% | 887.4148 | 663.0324 | 106.3% | 75.26% | 663.0324 | 106.3% | Indexed | NA | VOA_GPN_GOV_UK\7246041 | 2019-08-30 | Low | - | Medium | Risk taken from previous CG | - | - | NA | BCIS | NA | (BEAMS Note 2) The ERC for this item should be added to all other rateable items on the hereditament (except land). Therefore the total of the ERC of the other Building Items and the P&M ERC (where applicable) to enable the correct contract size adjustment to be made. ERC of Building Component + ERC of P&M = Total ERC to which contract size adjustment should be applied. The appropriate % adjustment should be made in accordance with the scale for contract size adjustment specified under section 6 of the RCG 2021 Guidance notes. The currency ERC rates are set at £4m (Four Million Pounds) @ 1st April 2019 (AVD) for the RCG 2021 Publication. | Indoor Tennis Centre | - | 2 | TRUE
5817 | 53U00G | 4334 | 53U00G | Tennis centres | Indoor - (second floor provision for Fitness suite or viewing gallery) | Average Quality - 6 Courts | Two storey purpose built. | Steel frame and cladding. | Indoor Tennis block based on the MODERN DAY EQUIVALENT. TWO STOREY (In part) - Construction specification include RC beam foundations with some retaining walls, steel frame specialist sub-base, metal cladding (incl roof lights), elements of curtain walling (rain screen cladding) albeit other doors are metal louvered PCC. Precast upper floors (incl screed). Internally the walls will be plastered with the exception of the courts which are painted block. Floor finishes include carpet vinyl with an acrylic surface in places. Ceilings are a mixture of plasterboard MF suspended ceilings to non court areas. Cubicles will be provided as part of the FFE. Services include sanitary ware, gas LTHW central heating, cooling ventilation, electrics, alarms, CCTV, data cables building maintenance system. A Lift has been included. The rate includes an allowance for roller Shutters. This specification is higher than the previous cost guide but reflective of the community use facilities being constructed by local authorities private clubs open to the public. Specification differences are not uncommon thus a figure 10% either way should be anticipated. However, due to the high level of M&E installed in this beacon, where the facility is constructed at a small club level where BMS, cooling data cabling has not been installed, specification differences of 10-15% should be expected. Due to the specification and similarity in terms of construction e.g. flooring and glazed screen provision etc., the rate stated would permit either a second floor viewing gallery or a cat A fit out of a fitness suite. No loose FFE or fitness equipment would be included in the rate. Please note : Whilst the tennis centre is 2 storey, the actual tennis hall is likely to be a single storey of double height i.e. circa 6m tall. | Location Adjustment Applicable (See Guidance Notes) - ERC = UK mean of 1.00 | (BEAMS Note 2) The ERC for this item should be added to all other rateable items on the hereditament (except land). Therefore the total of the ERC of the other Building Items and the P&M ERC (where applicable) to enable the correct contract size adjustment to be made. ERC of Building Component + ERC of P&M = Total ERC to which contract size adjustment should be applied. The appropriate % adjustment should be made in accordance with the scale for contract size adjustment specified under section 6 of the RCG 2023 Guidance notes. The currency ERC rates are set at £4m (Four Million Pounds) @ 1st April 2021 (AVD) for the RCG 2023 Publication. | All costs exclude External Works. Figures are interpolated from BCIS analysis 29022 Priory Club Redevelopment (Rebased). Please note this is a modern day equivalent thus there will be specification differences from 2010 cost guide- e.g. Plastic coated profiled sheeting to roof wall mounted heaters. Ancillary areas will be larger than the 2010 cost guide due to DDA Accessibility requirements. | GIA - Gross internal area and external works. Clear internal height | - | - | The plant and machinery listed in the description has been included in this costing. | - | - | Tennis centre with fitness suite. | - | 10277 |  | M2 | - | NA | NA | NA | 350.5856 | Option 1 | 412.7117 | 17.72% | 909.7471 | 679.718 | 93.88% | 64.7% | 679.718 | 93.88% | Indexed | NA | VOA_GPN_GOV_UK\7246041 | 2019-08-30 | Low | - | Medium | Risk taken from previous CG | - | - | NA | BCIS | NA | (BEAMS Note 2) The ERC for this item should be added to all other rateable items on the hereditament (except land). Therefore the total of the ERC of the other Building Items and the P&M ERC (where applicable) to enable the correct contract size adjustment to be made. ERC of Building Component + ERC of P&M = Total ERC to which contract size adjustment should be applied. The appropriate % adjustment should be made in accordance with the scale for contract size adjustment specified under section 6 of the RCG 2021 Guidance notes. The currency ERC rates are set at £4m (Four Million Pounds) @ 1st April 2019 (AVD) for the RCG 2021 Publication. | Tennis centre with fitness suite. | - | 2 | TRUE
5818 | 53U21A | 6200 | 53U21A | Tennis centres | Playing surfaces | - | - | - | Single court : Dimensions 36.58m x 18.29m (669m2) - grass surface, built to the international tennis association guidance. Please note this is a modern day equivalent and size differences specification differences from cost guide 2010 may be noted. Construction : Excavation ( 250mm topsoil / 100mm sub-base), with disposal off site. 50mm blinding layer of sand to separate topsoil from foundation layer. Surface includes 100mm sub base of imported (clay loam - loam) fill and 250mm of topsoil with recommended tennis mix lawn seed (50g per m2). No precast concrete edging to encourage natural drainage. Rate includes 2.75mm weld mesh fencing - 2.75m high including posts set into concrete (1 single gate). Perimeter soak away drainage with a catch pit solid pipe to outfall (Allowance of 20m). The rate includes a 100mm imported sub-base allowance. If ground conditions permit and this can be omitted, the cost reduces to £29,782. | Location Adjustment Applicable (See Guidance Notes) - ERC = UK mean of 1.00 | (BEAMS Note 2) The ERC for this item should be added to all other rateable items on the hereditament (except land). Therefore the total of the ERC of the other Building Items and the P&M ERC (where applicable) to enable the correct contract size adjustment to be made. ERC of Building Component + ERC of P&M = Total ERC to which contract size adjustment should be applied. The appropriate % adjustment should be made in accordance with the scale for contract size adjustment specified under section 6 of the RCG 2023 Guidance notes. The currency ERC rates are set at £4m (Four Million Pounds) @ 1st April 2021 (AVD) for the RCG 2023 Publication. | The cost does not include any allowance of drainage attenuation and it is assumed a permanent drainage connection will be within 20m of the edge of the site. This cost relates to the modern day equivalent thus the size differs slightly to that of the 2010 cost guide. It is assumed a relatively level site has been used, thus extensive cut fill will not be included within the figure. | - | - | - | - | - | - | - | - | 10277 |  | Each | - | NA | NA | NA | 21450.305 | Option 2 | 26594.1762 | 23.98% | 38914.5032 | 29410.1924 | 37.11% | 10.59% | 29410.1924 | 37.11% | Indexed | NA | VOA_GPN_GOV_UK\7246041 | 2019-08-30 | Low | - | Medium | Risk taken from previous CG | - | - | NA | SPONS A&B | NA | Beacon | - | - | 2 | TRUE
5819 | 53U21F | 4339 | 53U21F | Tennis centres | Playing surfaces | - | - | - | Two court : Dimensions 36.58m x 33.53m (1227m2) - grass surface, built to the international tennis association guidance. Please note this is a modern day equivalent and size differences specification differences from cost guide 2010 may be noted. Construction : Excavation ( 250mm topsoil / 100mm sub-base), with disposal off site. 50mm blinding layer of sand to separate topsoil from foundation layer. Surface includes 100mm sub base of imported (clay loam - loam) fill and 250mm of topsoil with recommended tennis mix lawn seed (50g per m2). No precast concrete edging to encourage natural drainage. Rate includes 2.75mm weld mesh fencing - 2.75m high including posts set into concrete (1 single gate). Perimeter soak away drainage with a catch pit solid pipe to outfall (Allowance of 20 m)The rate includes a 100mm imported sub-base allowance. If ground conditions permit and this can be omitted, the cost reduces to £48,661. | Location Adjustment Applicable (See Guidance Notes) - ERC = UK mean of 1.00 | (BEAMS Note 2) The ERC for this item should be added to all other rateable items on the hereditament (except land). Therefore the total of the ERC of the other Building Items and the P&M ERC (where applicable) to enable the correct contract size adjustment to be made. ERC of Building Component + ERC of P&M = Total ERC to which contract size adjustment should be applied. The appropriate % adjustment should be made in accordance with the scale for contract size adjustment specified under section 6 of the RCG 2023 Guidance notes. The currency ERC rates are set at £4m (Four Million Pounds) @ 1st April 2021 (AVD) for the RCG 2023 Publication. | The cost does not include any allowance of drainage attenuation and it is assumed a permanent drainage connection will be within 20m of the edge of the site. This cost relates to the modern day equivalent thus the size differs slightly to that of the 2010 cost guide. It is assumed a relatively level site has been used, thus extensive cut fill will not be included within the figure. | - | - | - | - | - | - | - | - | 10277 |  | Each | - | NA | NA | NA | 40901.6569 | Option 2 | 50710.0421 | 23.98% | 64482.0149 | 48733.2051 | 19.15% | -3.898% | 48733.2051 | 19.15% | Indexed | NA | VOA_GPN_GOV_UK\7246041 | 2019-08-30 | Low | - | Medium | Risk taken from previous CG | - | - | NA | SPONS A&B | NA | Beacon | - | - | 2 | TRUE
5820 | 53U21K | 4340 | 53U21K | Tennis centres | Playing surfaces | - | - | - | Three court : Dimensions 36.58m x 48.77m (1784m2) - grass surface, built to the international tennis association guidance. Please note this is a modern day equivalent and size differences specification differences from cost guide 2010 may be noted. Construction : Excavation ( 250mm topsoil / 100mm sub-base), with disposal off site. 50mm blinding layer of sand to separate topsoil from foundation layer. Surface includes 100mm sub base of imported (clay loam - loam) fill and 250mm of topsoil with recommended tennis mix lawn seed (50g per m2). No precast concrete edging to encourage natural drainage. Rate includes 2.75mm weld mesh fencing - 2.75m high including posts set into concrete (1 single gate). Perimeter soak away drainage with a catch pit solid pipe to outfall (Allowance of 20m). The rate includes a 100mm imported sub-base allowance. If ground conditions permit and this can be omitted, the cost reduces to £67,586. | Location Adjustment Applicable (See Guidance Notes) - ERC = UK mean of 1.00 | (BEAMS Note 2) The ERC for this item should be added to all other rateable items on the hereditament (except land). Therefore the total of the ERC of the other Building Items and the P&M ERC (where applicable) to enable the correct contract size adjustment to be made. ERC of Building Component + ERC of P&M = Total ERC to which contract size adjustment should be applied. The appropriate % adjustment should be made in accordance with the scale for contract size adjustment specified under section 6 of the RCG 2023 Guidance notes. The currency ERC rates are set at £4m (Four Million Pounds) @ 1st April 2021 (AVD) for the RCG 2023 Publication. | The cost does not include any allowance of drainage attenuation and it is assumed a permanent drainage connection will be within 20m of the edge of the site. This cost relates to the modern day equivalent thus the size differs slightly to that of the 2010 cost guide. It is assumed a relatively level site has been used, thus extensive cut fill will not be included within the figure. | - | - | - | - | - | - | - | - | 10277 |  | Each | - | NA | NA | NA | 60276.126 | Option 2 | 74730.5884 | 23.98% | 90075.6937 | 68075.994 | 12.94% | -8.905% | 68075.994 | 12.94% | Indexed | NA | VOA_GPN_GOV_UK\7246041 | 2019-08-30 | Low | - | Medium | Risk taken from previous CG | - | - | NA | SPONS A&B | NA | Beacon | - | - | 2 | TRUE
5821 | 53U21P | 4341 | 53U21P | Tennis centres | Playing surfaces | - | - | - | Four court : Dimensions 36.58m x 64.01m (2342m2) - grass surface, built to the international tennis association guidance. Please note this is a modern day equivalent and size differences specification differences from cost guide 2010 may be noted. Construction : Excavation ( 250mm topsoil / 100mm sub-base), with disposal off site. 50mm blinding layer of sand to separate topsoil from foundation layer. Surface includes 100mm sub base of imported (clay loam - loam) fill and 250mm of topsoil with recommended tennis mix lawn seed (50g per m2). No precast concrete edging to encourage natural drainage. Rate includes 2.75mm weld mesh fencing - 2.75m high including posts set into concrete (1 single gate). Perimeter soak away drainage with a catch pit solid pipe to outfall (Allowance of 20m). The rate includes a 100mm imported sub-base allowance. If ground conditions permit and this can be omitted, the cost reduces to £86,468. | Location Adjustment Applicable (See Guidance Notes) - ERC = UK mean of 1.00 | (BEAMS Note 2) The ERC for this item should be added to all other rateable items on the hereditament (except land). Therefore the total of the ERC of the other Building Items and the P&M ERC (where applicable) to enable the correct contract size adjustment to be made. ERC of Building Component + ERC of P&M = Total ERC to which contract size adjustment should be applied. The appropriate % adjustment should be made in accordance with the scale for contract size adjustment specified under section 6 of the RCG 2023 Guidance notes. The currency ERC rates are set at £4m (Four Million Pounds) @ 1st April 2021 (AVD) for the RCG 2023 Publication. | The cost does not include any allowance of drainage attenuation and it is assumed a permanent drainage connection will be within 20m of the edge of the site. This cost relates to the modern day equivalent thus the size differs slightly to that of the 2010 cost guide. It is assumed a relatively level site has been used, thus extensive cut fill will not be included within the figure. | - | - | - | - | - | - | - | - | 10277 |  | Each | - | NA | NA | NA | 79727.4779 | Option 2 | 98846.4543 | 23.98% | 115647.7378 | 87402.4321 | 9.626% | -11.58% | 87402.4321 | 9.626% | Indexed | NA | VOA_GPN_GOV_UK\7246041 | 2019-08-30 | Low | - | Medium | Risk taken from previous CG | - | - | NA | SPONS A&B | NA | Beacon | - | - | 2 | TRUE
5822 | 53U30A | 4342 | 53U30A | Tennis centres | Playing surfaces | - | - | - | Single court : Dimensions 36.58m x 18.29m (669m2) - hard surface, built to SEPCA standards. Please note this is a modern day equivalent and reflects a sustainable specification which is currently being constructed in most modern day facilities. Construction : Excavation (topsoil / sub-base), with disposal off site. Geotextile membrane with 150mm Type 1 stone. Final surface (laid by hand); 65mm porous macadam (40mm depth with 20mm nominal aggregate / 25mm depth with 6mm aggregate). Precast concrete edging. Rate includes 2.75mm weld mesh fencing - 2.75m high including posts set into concrete (1 single gate). Perimeter soak away drainage with a catch pit solid pipe to outfall (allowance of 20m). If constructed to Sport England standard for Tennis Courts (as opposed to SEPCA), it is noted they require 300mm Type 3 sub-base. The different sub-base specification increases the cost to £63,068. Type 3 is a free draining material required under hard surfaces and complies with SUDS requirements. | Location Adjustment Applicable (See Guidance Notes) - ERC = UK mean of 1.00 | (BEAMS Note 2) The ERC for this item should be added to all other rateable items on the hereditament (except land). Therefore the total of the ERC of the other Building Items and the P&M ERC (where applicable) to enable the correct contract size adjustment to be made. ERC of Building Component + ERC of P&M = Total ERC to which contract size adjustment should be applied. The appropriate % adjustment should be made in accordance with the scale for contract size adjustment specified under section 6 of the RCG 2023 Guidance notes. The currency ERC rates are set at £4m (Four Million Pounds) @ 1st April 2021 (AVD) for the RCG 2023 Publication. | The cost does not include any allowance of drainage attenuation and it is assumed a permanent drainage connection will be within 20m of the edge of the site. This cost relates to the modern day equivalent thus the size differs slightly to that of the 2010 cost guide. It is assumed a relatively level site has been used, thus extensive cut fill will not be included within the figure. | Number of Courts | - | - | - | - | - | - | - | 10277 |  | Each | - | NA | NA | NA | 16253.0268 | Option 2 | 20150.5694 | 23.98% | 47463.1051 | 35870.9206 | 120.7% | 78.01% | 35870.9206 | 120.7% | Indexed | NA | VOA_GPN_GOV_UK\7246041 | 2019-08-30 | Low | - | Medium | Risk taken from previous CG | - | - | NA | SPONS A&B | NA | Beacon | - | - | 2 | TRUE
5823 | 53U30F | 4343 | 53U30F | Tennis centres | Playing surfaces | - | - | - | Two court : Dimensions 36.58m x 33.53m (1227m2) - hard surface, built to SEPCA standards. Please note this is a modern day equivalent and reflects a sustainable specification which is currently being constructed in most modern day facilities. Construction : Excavation (topsoil / sub-base), with disposal off site. Geotextile membrane with 150mm Type 1, laid in 150mm layers. Final surface (laid by hand); 65mm porous macadam (40mm depth with 20mm nominal aggregate / 25mm depth with 6mm aggregate). Precast concrete edging. Rate includes weld mesh fencing - 2.75m high including posts set into concrete (1 single gate). Perimeter soak away drainage with a catch pit solid pipe to outfall (allowance of 20m). If constructed to Sport England Standard of construction for Tennis Courts (as opposed to SEPCA), it is noted they require 300mm Type 3 sub-base. The different sub-base specification increases the cost to £107,780. Type 3 is a free draining material required under hard surfaces and complies with SUDS requirements. | Location Adjustment Applicable (See Guidance Notes) - ERC = UK mean of 1.00 | (BEAMS Note 2) The ERC for this item should be added to all other rateable items on the hereditament (except land). Therefore the total of the ERC of the other Building Items and the P&M ERC (where applicable) to enable the correct contract size adjustment to be made. ERC of Building Component + ERC of P&M = Total ERC to which contract size adjustment should be applied. The appropriate % adjustment should be made in accordance with the scale for contract size adjustment specified under section 6 of the RCG 2023 Guidance notes. The currency ERC rates are set at £4m (Four Million Pounds) @ 1st April 2021 (AVD) for the RCG 2023 Publication. | The cost does not include any allowance of drainage attenuation and it is assumed a permanent drainage connection will be within 20m of the edge of the site. This cost relates to the modern day equivalent thus the size differs slightly to that of the 2010 cost guide. It is assumed a relatively level site has been used, thus extensive cut fill will not be included within the figure. | Number of Courts | - | - | - | - | - | - | - | 10277 |  | Each | - | NA | NA | NA | 28215.9927 | Option 2 | 34982.3035 | 23.98% | 78051.4775 | 58988.5206 | 109.1% | 68.62% | 58988.5206 | 109.1% | Indexed | NA | VOA_GPN_GOV_UK\7246041 | 2019-08-30 | Low | - | Medium | Risk taken from previous CG | - | - | NA | SPONS A&B | NA | Beacon | - | - | 2 | TRUE
5824 | 53U30K | 4347 | 53U30K | Tennis centres | Playing surfaces | - | - | - | Three court : Dimensions 36.58m x 48.77m (1784m2) - hard surface, built to SEPCA standards. Please note this is a modern day equivalent and reflects a sustainable specification which is currently being constructed in most modern day facilities. Construction : Excavation (topsoil / sub-base), with disposal off site. Geotextile membrane with 300mm MOT Type 3, laid in 150mm layers. Final surface (laid by hand); 65mm porous macadam (40mm depth with 20mm nominal aggregate / 25mm depth with 6mm aggregate). Precast concrete edging. Rate includes weld mesh fencing - 2.75m high including posts set into concrete (1 single gate). Perimeter soak away drainage with a catch pit solid pipe to outfall (allowance of 20m). If constructed to Sport England standards, it is noted they require 300mm Type 3 sub-base. The different sub-base specification increases the cost to £152,593. Type 3 is a free draining material required under hard surfaces and complies with SUDS requirements. | Location Adjustment Applicable (See Guidance Notes) - ERC = UK mean of 1.00 | (BEAMS Note 2) The ERC for this item should be added to all other rateable items on the hereditament (except land). Therefore the total of the ERC of the other Building Items and the P&M ERC (where applicable) to enable the correct contract size adjustment to be made. ERC of Building Component + ERC of P&M = Total ERC to which contract size adjustment should be applied. The appropriate % adjustment should be made in accordance with the scale for contract size adjustment specified under section 6 of the RCG 2023 Guidance notes. The currency ERC rates are set at £4m (Four Million Pounds) @ 1st April 2021 (AVD) for the RCG 2023 Publication. | The cost does not include any allowance of drainage attenuation and it is assumed a permanent drainage connection will be within 20m of the edge of the site. This cost relates to the modern day equivalent thus the size differs slightly to that of the 2010 cost guide. It is assumed a relatively level site has been used, thus extensive cut fill will not be included within the figure. | Number of Courts | - | - | - | - | - | - | - | 10277 |  | Each | - | NA | NA | NA | 40132.8288 | Option 2 | 49756.8458 | 23.98% | 108705.2605 | 82155.5556 | 104.7% | 65.11% | 82155.5556 | 104.7% | Indexed | NA | VOA_GPN_GOV_UK\7246041 | 2019-08-30 | Low | - | Medium | Risk taken from previous CG | - | - | NA | SPONS A&B | NA | Beacon | - | - | 2 | TRUE
5825 | 53U30P | 4348 | 53U30P | Tennis centres | Playing surfaces | - | - | - | Four court : Dimensions 36.58m x 64.01m (2342m2) - hard surface, built to SEPCA standards. Please note this is a modern day equivalent and reflects a sustainable specification which is currently being constructed in most modern day facilities. Construction : Excavation (topsoil / sub-base), with disposal off site. Geotextile membrane with 300mm MOT Type 3, laid in 150mm layers. Final surface (laid by hand); 65mm porous macadam (40mm depth with 20mm nominal aggregate / 25mm depth with 6mm aggregate). Precast concrete edging. Rate includes weld mesh fencing - 2.75m high including posts set into concrete (1 single gate). Perimeter soak away drainage with a catch pit solid pipe to outfall (allowance of 20m). Please note the allowance include If constructed to Sport England Standards for Tennis Courts (as opposed to SEPCA), it is noted they require 300mm Type 3 sub-base. The different sub-base specification increases the cost to £197,312. Type 3 is a free draining material required under hard surfaces and complies with SUDS requirements. | Location Adjustment Applicable (See Guidance Notes) - ERC = UK mean of 1.00 | (BEAMS Note 2) The ERC for this item should be added to all other rateable items on the hereditament (except land). Therefore the total of the ERC of the other Building Items and the P&M ERC (where applicable) to enable the correct contract size adjustment to be made. ERC of Building Component + ERC of P&M = Total ERC to which contract size adjustment should be applied. The appropriate % adjustment should be made in accordance with the scale for contract size adjustment specified under section 6 of the RCG 2023 Guidance notes. The currency ERC rates are set at £4m (Four Million Pounds) @ 1st April 2021 (AVD) for the RCG 2023 Publication. | The cost does not include any allowance of drainage attenuation and it is assumed a permanent drainage connection will be within 20m of the edge of the site. This cost relates to the modern day equivalent thus the size differs slightly to that of the 2010 cost guide. It is assumed a relatively level site has been used, thus extensive cut fill will not be included within the figure. | Number of Courts | - | - | - | - | - | - | - | 10277 |  | Each | - | NA | NA | NA | 52126.5478 | Option 2 | 64626.7078 | 23.98% | 139357.2898 | 105321.2651 | 102% | 62.97% | 105321.2651 | 102% | Indexed | NA | VOA_GPN_GOV_UK\7246041 | 2019-08-30 | Low | - | Medium | Risk taken from previous CG | - | - | NA | SPONS A&B | NA | Beacon | - | - | 2 | TRUE
5826 | 53U40A | 4349 | 53U40A | Tennis centres | Playing surfaces | - | - | - | Single court : Dimensions 36.58m x 18.29m (669m2) - hard surface, built to SEPCA standards. Please note this is a modern day equivalent and reflects a sustainable specification which is currently being constructed in most modern day facilities. Coloured surface to define court : roller applied water based primer for tennis courts acrylic paint (Low Gloss) - green to court, red to surround (both commercial grade for Tennis courts). White line marking included. Construction ; Excavation (topsoil / sub-base), with disposal off site. Geotextile membrane with 150mm Type (???). Final surface (laid by hand); 65mm porous macadam (40mm depth with 20mm nominal aggregate / 25mm depth with 6mm aggregate). Precast concrete edging. Rate includes 2.75mm weld mesh fencing - 2.75m high including posts set into concrete (1 single gate). Perimeter soak away drainage with a catch pit solid pipe to outfall (allowance of 20m). If constructed to Sport England standards (as opposed to SEPCA), it is noted they require 300mm Type 3 sub-base. The different sub-base specification increases the cost to £73,571. Type 3 is a free draining material required under hard surfaces and complies with SUDS requirements. | Location Adjustment Applicable (See Guidance Notes) - ERC = UK mean of 1.00 | (BEAMS Note 2) The ERC for this item should be added to all other rateable items on the hereditament (except land). Therefore the total of the ERC of the other Building Items and the P&M ERC (where applicable) to enable the correct contract size adjustment to be made. ERC of Building Component + ERC of P&M = Total ERC to which contract size adjustment should be applied. The appropriate % adjustment should be made in accordance with the scale for contract size adjustment specified under section 6 of the RCG 2023 Guidance notes. The currency ERC rates are set at £4m (Four Million Pounds) @ 1st April 2021 (AVD) for the RCG 2023 Publication. | The cost does not include any allowance of drainage attenuation and it is assumed a permanent drainage connection will be within 20m of the edge of the site. This cost relates to the modern day equivalent thus the size differs slightly to that of the 2010 cost guide. It is assumed a relatively level site has been used, thus extensive cut fill will not be included within the figure. | Number of Courts | - | - | - | - | - | - | - | 10277 |  | Each | - | NA | NA | NA | 8918.4064 | Option 2 | 11057.0769 | 23.98% | 60207.3456 | 45502.5627 | 410.2% | 311.5% | 45502.5627 | 410.2% | Indexed | NA | VOA_GPN_GOV_UK\7246041 | 2019-08-30 | Low | - | Medium | Risk taken from previous CG | - | - | NA | SPONS A&B | NA | Beacon | - | - | 2 | TRUE
5827 | 53U40F | 4350 | 53U40F | Tennis centres | Playing surfaces | - | - | - | Two court : Dimensions 36.58m x 33.53m (1227m2) - hard surface, built to SEPCA standards. Please note this is a modern day equivalent and reflects a sustainable specification which is currently being constructed in most modern day facilities. Coloured surface to define court : roller applied water based primer for tennis courts acrylic paint (Low Gloss) - green to court, red to surround. (Both commercial grade for Tennis courts). White line marking included. Construction ; Excavation (topsoil / sub-base), with disposal off site. Geotextile membrane with 150mm Type 1. Final surface (laid by hand); 65mm porous macadam (40mm depth with 20mm nominal aggregate / 25mm depth with 6mm aggregate). Precast concrete edging. Rate includes weld mesh fencing - 2.75m high including posts set into concrete (1 single gate). Perimeter soak away drainage with a catch pit solid pipe to outfall (Allowance of 20 m)If constructed to Sport England standards (as opposed to SEPCA), it is noted they require 300mm Type 3 sub-base. The different sub-base specification increases the cost to 127,482. Type 3 is a free draining material required under hard surfaces and complies with SUDS requirements. | Location Adjustment Applicable (See Guidance Notes) - ERC = UK mean of 1.00 | (BEAMS Note 2) The ERC for this item should be added to all other rateable items on the hereditament (except land). Therefore the total of the ERC of the other Building Items and the P&M ERC (where applicable) to enable the correct contract size adjustment to be made. ERC of Building Component + ERC of P&M = Total ERC to which contract size adjustment should be applied. The appropriate % adjustment should be made in accordance with the scale for contract size adjustment specified under section 6 of the RCG 2023 Guidance notes. The currency ERC rates are set at £4m (Four Million Pounds) @ 1st April 2021 (AVD) for the RCG 2023 Publication. | The cost does not include any allowance of drainage attenuation and it is assumed a permanent drainage connection will be within 20m of the edge of the site. This cost relates to the modern day equivalent thus the size differs slightly to that of the 2010 cost guide. It is assumed a relatively level site has been used, thus extensive cut fill will not be included within the figure. | Number of Courts | - | - | - | - | - | - | - | 10277 |  | Each | - | NA | NA | NA | 15299.6799 | Option 2 | 18968.606 | 23.98% | 101931.386 | 77036.103 | 403.5% | 306.1% | 77036.103 | 403.5% | Indexed | NA | VOA_GPN_GOV_UK\7246041 | 2019-08-30 | Low | - | Medium | Risk taken from previous CG | - | - | NA | SPONS A&B | NA | Beacon | - | - | 2 | TRUE
5828 | 53U40K | 4351 | 53U40K | Tennis centres | Playing surfaces | - | - | - | Three court : Dimensions 36.58m x 48.77m (1784m2) - hard surface, built to SEPCA standards. Please note this is a modern day equivalent and reflects a sustainable specification which is currently being constructed in most modern day facilities. Coloured surface to define court : roller applied water based primer for tennis courts acrylic paint (Low Gloss) - green to court, red to surround. (Both commercial grade for Tennis courts). White line marking included. Construction ; Excavation (topsoil / sub-base), with disposal off site. Geotextile membrane with 150mm Type 1. Final surface (laid by hand); 65mm porous macadam (40mm depth with 20mm nominal aggregate / 25mm depth with 6mm aggregate). Precast concrete edging. Rate includes weld mesh fencing - 2.75m high including posts set into concrete (1 single gate). Perimeter soak away drainage with a catch pit solid pipe to outfall (Allowance of 20 m)If constructed to Sport England (as opposed to SEPCA), it is noted they require 300mm Type 3 sub-base. The different sub-base specification increases the cost to 180,070. Type 3 which is a free draining material required under hard surfaces and complies with SUDS requirements. | Location Adjustment Applicable (See Guidance Notes) - ERC = UK mean of 1.00 | (BEAMS Note 2) The ERC for this item should be added to all other rateable items on the hereditament (except land). Therefore the total of the ERC of the other Building Items and the P&M ERC (where applicable) to enable the correct contract size adjustment to be made. ERC of Building Component + ERC of P&M = Total ERC to which contract size adjustment should be applied. The appropriate % adjustment should be made in accordance with the scale for contract size adjustment specified under section 6 of the RCG 2023 Guidance notes. The currency ERC rates are set at £4m (Four Million Pounds) @ 1st April 2021 (AVD) for the RCG 2023 Publication. | The cost does not include any allowance of drainage attenuation and it is assumed a permanent drainage connection will be within 20m of the edge of the site. This cost relates to the modern day equivalent thus the size differs slightly to that of the 2010 cost guide. It is assumed a relatively level site has been used, thus extensive cut fill will not be included within the figure. | Number of Courts | - | - | - | - | - | - | - | 10277 |  | Each | - | NA | NA | NA | 17529.2815 | Option 2 | 21732.8752 | 23.98% | 142803.3223 | 107925.6535 | 515.7% | 396.6% | 107925.6535 | 515.7% | Indexed | NA | VOA_GPN_GOV_UK\7246041 | 2019-08-30 | Low | - | Medium | Risk taken from previous CG | - | - | NA | SPONS A&B | NA | Beacon | - | - | 2 | TRUE
5829 | 53U40P | 4352 | 53U40P | Tennis centres | Playing surfaces | - | - | - | Four court : Dimensions 36.58m x 64.01m (2342m2) - hard surface, built to SEPCA standards. Please note this is a modern day equivalent and reflects a sustainable specification which is currently being constructed in most modern day facilities. Coloured surface to define court : roller applied water based primer for tennis courts acrylic paint (Low Gloss) - green to court, red to surround. (Both commercial grade for Tennis courts). White line marking included. Construction ; Excavation (topsoil / sub-base), with disposal off site. Geotextile membrane with 150mm Type 1 stone. Final surface (laid by hand); 65mm porous macadam (40mm depth with 20mm nominal aggregate / 25mm depth with 6mm aggregate). Precast concrete edging. Rate includes weld mesh fencing - 2.75m high including posts set into concrete (1 single gate). Perimeter soak away drainage with a catch pit solid pipe to outfall (Allowance of 20 m)If constructed to Sport England (as opposed to SEPCA), it is noted they require 300mm of Type 3 sub-base. The different sub-base specification increases the cost to 207,079. Type 3 which is a free draining material required under hard surfaces and complies with SUDS requirements. | Location Adjustment Applicable (See Guidance Notes) - ERC = UK mean of 1.00 | (BEAMS Note 2) The ERC for this item should be added to all other rateable items on the hereditament (except land). Therefore the total of the ERC of the other Building Items and the P&M ERC (where applicable) to enable the correct contract size adjustment to be made. ERC of Building Component + ERC of P&M = Total ERC to which contract size adjustment should be applied. The appropriate % adjustment should be made in accordance with the scale for contract size adjustment specified under section 6 of the RCG 2023 Guidance notes. The currency ERC rates are set at £4m (Four Million Pounds) @ 1st April 2021 (AVD) for the RCG 2023 Publication. | The cost does not include any allowance of drainage attenuation and it is assumed a permanent drainage connection will be within 20m of the edge of the site. This cost relates to the modern day equivalent thus the size differs slightly to that of the 2010 cost guide. It is assumed a relatively level site has been used, thus extensive cut fill will not be included within the figure. | Number of Courts | - | - | - | - | - | - | - | 10277 |  | Each | - | NA | NA | NA | 27524.0473 | Option 2 | 34124.4268 | 23.98% | 185505.0469 | 140198.0927 | 409.4% | 310.8% | 140198.0927 | 409.4% | Indexed | NA | VOA_GPN_GOV_UK\7246041 | 2019-08-30 | Low | - | Medium | Risk taken from previous CG | - | - | NA | SPONS A&B | NA | Beacon | - | - | 2 | TRUE
5830 | 53U70A | 4353 | 53U70A | Tennis centres | Playing surfaces | - | - | - | Single court : Dimensions 36.58m x 18.29m (669m2) - artificial surface. Please note this is a modern day equivalent. Construction : Excavation (topsoil / sub-base) with disposal off site. Geotextile membrane with 150mm MOT Type 1, laid in 150mm layers. Final surface (laid by hand); 65mm porous macadam (40mm depth with 25mm nominal aggregate / 20mm depth with 10mm aggregate), 15mm rubber shock pad and 25mm carpet with sand infill. Precast concrete edging. Rate includes 2.75mm weld mesh fencing - 2.75m high including posts set into concrete (1 single gate). Perimeter soak away drainage with a catch pit solid pipe to outfall (allowance of 20m). Please note: this code allows Type 1 stone, not Type 3 as per the base price cost guide code 53U30A. The aforementioned rate also quotes a 150mm type 1 stone rate which is comparable to this specification plus the artificial surface. | Location Adjustment Applicable (See Guidance Notes) - ERC = UK mean of 1.00 | (BEAMS Note 2) The ERC for this item should be added to all other rateable items on the hereditament (except land). Therefore the total of the ERC of the other Building Items and the P&M ERC (where applicable) to enable the correct contract size adjustment to be made. ERC of Building Component + ERC of P&M = Total ERC to which contract size adjustment should be applied. The appropriate % adjustment should be made in accordance with the scale for contract size adjustment specified under section 6 of the RCG 2023 Guidance notes. The currency ERC rates are set at £4m (Four Million Pounds) @ 1st April 2021 (AVD) for the RCG 2023 Publication. | The cost does not include any allowance of drainage attenuation and it is assumed a permanent drainage connection will be within 20m of the edge of the site. This cost relates to the modern day equivalent thus the size differs slightly to that of the 2010 cost guide. It is assumed a relatively level site has been used, thus extensive cut fill will not be included within the figure. | Number of Courts | - | - | - | - | - | - | - | 10277 |  | Each | - | NA | NA | NA | 14761.5002 | Option 2 | 18301.3686 | 23.98% | 69816.9096 | 52765.1281 | 257.5% | 188.3% | 52765.1281 | 257.5% | Indexed | NA | VOA_GPN_GOV_UK\7246041 | 2019-08-30 | Low | - | Medium | Risk taken from previous CG | - | - | NA | SPONS A&B | NA | Beacon | - | - | 2 | TRUE
5831 | 53U70F | 4354 | 53U70F | Tennis centres | Playing surfaces | - | - | - | Two court : Dimensions 36.58m x 33.55m (1227m2) - artificial surface. Please note this is a modern day equivalent Construction : Excavation (topsoil / sub-base) with disposal off site. Geotextile membrane with 150mm MOT Type 1, laid in 150mm layers. Final surface (laid by hand); 65mm porous macadam (40mm depth with 25mm nominal aggregate / 20mm depth with 10mm aggregate), 15mm rubber shock pad and 25mm carpet with sand infill. Precast concrete edging. Rate includes 2.75mm weld mesh fencing - 2.75m high including posts set into concrete (1 single gate). Perimeter soak away drainage with a catch pit solid pipe to outfall (allowance of 20m). Please note: this code allows Type 1 stone, not Type 3 as per the base price cost guide code 53U30F. The aforementioned rate also quotes a 150mm type 1 stone rate which is comparable to this specification plus the artificial surface. | Location Adjustment Applicable (See Guidance Notes) - ERC = UK mean of 1.00 | (BEAMS Note 2) The ERC for this item should be added to all other rateable items on the hereditament (except land). Therefore the total of the ERC of the other Building Items and the P&M ERC (where applicable) to enable the correct contract size adjustment to be made. ERC of Building Component + ERC of P&M = Total ERC to which contract size adjustment should be applied. The appropriate % adjustment should be made in accordance with the scale for contract size adjustment specified under section 6 of the RCG 2023 Guidance notes. The currency ERC rates are set at £4m (Four Million Pounds) @ 1st April 2021 (AVD) for the RCG 2023 Publication. | The cost does not include any allowance of drainage attenuation and it is assumed a permanent drainage connection will be within 20m of the edge of the site. This cost relates to the modern day equivalent thus the size differs slightly to that of the 2010 cost guide. It is assumed a relatively level site has been used, thus extensive cut fill will not be included within the figure. | Number of Courts | - | - | - | - | - | - | - | 10277 |  | Each | - | NA | NA | NA | 25063.7973 | Option 2 | 31074.1987 | 23.98% | 120539.7929 | 91099.6727 | 263.5% | 193.2% | 91099.6727 | 263.5% | Indexed | NA | VOA_GPN_GOV_UK\7246041 | 2019-08-30 | Low | - | Medium | Risk taken from previous CG | - | - | NA | SPONS A&B | NA | Beacon | - | - | 2 | TRUE
5832 | 53U70K | 4355 | 53U70K | Tennis centres | Playing surfaces | - | - | - | Three court : Dimensions 36.58m x 48.77m (1, 784m2) - artificial surface. Please note this is a modern day equivalent. Construction : Excavation (topsoil / sub-base) with disposal off site. Geotextile membrane with 150mm MOT Type 1, laid in 150mm layers. Final surface (laid by hand); 65mm porous macadam (40mm depth with 25mm nominal aggregate / 20mm depth with 10mm aggregate), 15mm rubber shock pad and 25mm carpet with sand infill. Precast concrete edging. Rate includes 2.75mm weld mesh fencing - 2.75m high including posts set into concrete (1 single gate). Perimeter soak away drainage with a catch pit solid pipe to outfall (allowance of 20m). Please note: this code allows Type 1 stone, not Type 3 as per the base price cost guide code 53U30K. The aforementioned rate also quotes a 150mm type 1 stone rate which is comparable to this specification plus the artificial surface. | Location Adjustment Applicable (See Guidance Notes) - ERC = UK mean of 1.00 | (BEAMS Note 2) The ERC for this item should be added to all other rateable items on the hereditament (except land). Therefore the total of the ERC of the other Building Items and the P&M ERC (where applicable) to enable the correct contract size adjustment to be made. ERC of Building Component + ERC of P&M = Total ERC to which contract size adjustment should be applied. The appropriate % adjustment should be made in accordance with the scale for contract size adjustment specified under section 6 of the RCG 2023 Guidance notes. The currency ERC rates are set at £4m (Four Million Pounds) @ 1st April 2021 (AVD) for the RCG 2023 Publication. | The cost does not include any allowance of drainage attenuation and it is assumed a permanent drainage connection will be within 20m of the edge of the site. This cost relates to the modern day equivalent thus the size differs slightly to that of the 2010 cost guide. It is assumed a relatively level site has been used, thus extensive cut fill will not be included within the figure. | Number of Courts | - | - | - | - | - | - | - | 10277 |  | Each | - | NA | NA | NA | 35366.0943 | Option 2 | 43847.0289 | 23.98% | 171335.6624 | 129489.3777 | 266.1% | 195.3% | 129489.3777 | 266.1% | Indexed | NA | VOA_GPN_GOV_UK\7246041 | 2019-08-30 | Low | - | Medium | Risk taken from previous CG | - | - | NA | SPONS A&B | NA | Beacon | - | - | 2 | TRUE
5833 | 53U70P | 4356 | 53U70P | Tennis centres | Playing surfaces | - | - | - | Four court : Dimensions 36.58m x 64.01m (2,342m2) - artificial surface. Please note this is a modern day equivalent. Construction : Excavation (topsoil / sub-base) with disposal off site. Geotextile membrane with 150mm MOT Type 1, laid in 150mm layers. Final surface (laid by hand); 65mm porous macadam (40mm depth with 25mm nominal aggregate / 20mm depth with 10mm aggregate), 15mm rubber shock pad and 25mm carpet with sand infill. Precast concrete edging. Rate includes 2.75mm weld mesh fencing - 2.75m high including posts set into concrete (1 single gate). Perimeter soak away drainage with a catch pit solid pipe to outfall (allowance of 20m). Please note: this code allows Type 1 stone, not Type 3 as per the base price cost guide code 53U30P. The aforementioned rate also quotes a 150mm type 1 stone rate which is comparable to this specification plus the artificial surface. | Location Adjustment Applicable (See Guidance Notes) - ERC = UK mean of 1.00 | (BEAMS Note 2) The ERC for this item should be added to all other rateable items on the hereditament (except land). Therefore the total of the ERC of the other Building Items and the P&M ERC (where applicable) to enable the correct contract size adjustment to be made. ERC of Building Component + ERC of P&M = Total ERC to which contract size adjustment should be applied. The appropriate % adjustment should be made in accordance with the scale for contract size adjustment specified under section 6 of the RCG 2023 Guidance notes. The currency ERC rates are set at £4m (Four Million Pounds) @ 1st April 2021 (AVD) for the RCG 2023 Publication. | The cost does not include any allowance of drainage attenuation and it is assumed a permanent drainage connection will be within 20m of the edge of the site. This cost relates to the modern day equivalent thus the size differs slightly to that of the 2010 cost guide. It is assumed a relatively level site has been used, thus extensive cut fill will not be included within the figure. | Number of Courts | - | - | - | - | - | - | - | 10277 |  | Each | - | NA | NA | NA | 45668.3914 | Option 2 | 56619.8591 | 23.98% | 222142.4562 | 167887.3388 | 267.6% | 196.5% | 167887.3388 | 267.6% | Indexed | NA | VOA_GPN_GOV_UK\7246041 | 2019-08-30 | Low | - | Medium | Risk taken from previous CG | - | - | NA | SPONS A&B | NA | Beacon | - | - | 2 | TRUE
5834 | 53U15F | 6193 | 53U15F | Tennis centres | Polyester | - | - | - | Single skin - air supported, PVC woven fabric air hall for two courts : Dimensions 36.58m x 33.53m (1227m2). Height allowed - 9m. Size relates to GIFA of enclosed court (incl court perimeter).The dome consists of a pre-tailored polythene membrane, which is anchored around a perimeter concrete foundation (not included in the rate). The membrane is secured by a network of plastic coated wired ropes which is also connected to the foundation. The rope network relieves the membrane of most of the stresses and strains when the structure is inflated. If ground conditions permit, a series of ground anchors can be used in lieu of the foundation, although this method is slightly more expensive than the ring beam. Entry to the dome is via a self supporting steel revolving door which minimises air escape. A separate 2m x 1m steel door can be added to assist with disabled access. This attracts a premium of 2,750 to the cost stated. The dome is inflated by two 300mm diameter centrifugal fans with 240V single phase motors. These are mounted in fibreglass cabinets. One fan is adequate to support the facility in normal operating conditions, although a second fan is required in high winds. As the dome is a single membrane with no insulation, it is not cost effective to heat , although space heaters may be used during winter to melt the snow. (The cost of this is excluded).Due to the transparent membrane, lights are not provided during daylight hours. Standard outdoor floodlighting (Excluded but separate code exists) provides adequate penetration for night play. Internal lights are not recommended due to the significant damage caused by unexpected deflation. Cost includes supply installation of the membrane, steel cable network. One revolving door, 2 fans with control panel anemeter and anchor fixings. A 12 back up generator has been included. Foundation, electrical installation / upgrade, storage, playing surfaces, external works, drainage and fuel for the generator are EXCLUDED. | Location Adjustment Applicable (See Guidance Notes) - ERC = UK mean of 1.00 | (BEAMS Note 2) The ERC for this item should be added to all other rateable items on the hereditament (except land). Therefore the total of the ERC of the other Building Items and the P&M ERC (where applicable) to enable the correct contract size adjustment to be made. ERC of Building Component + ERC of P&M = Total ERC to which contract size adjustment should be applied. The appropriate % adjustment should be made in accordance with the scale for contract size adjustment specified under section 6 of the RCG 2023 Guidance notes. The currency ERC rates are set at £4m (Four Million Pounds) @ 1st April 2021 (AVD) for the RCG 2023 Publication. | The cost to provide a concrete ring beam support is noted in a separate code. | - | - | - | - | - | - | - | - | 10278 |  | Each | - | NA | NA | NA | 63812.7354 | Option 2 | 75120.7702 | 17.72% | 95126.1781 | 74814.2814 | 17.24% | -0.408% | 74814.2814 | 17.24% | Indexed | NA | VOA_GPN_GOV_UK\7246041 | 2019-08-30 | Low | - | Medium | Risk taken from previous CG | - | - | NA | Supplier/Manufacturer | NA | (BEAMS Note 2) The ERC for this item should be added to all other rateable items on the hereditament (except land). Therefore the total of the ERC of the other Building Items and the P&M ERC (where applicable) to enable the correct contract size adjustment to be made. ERC of Building Component + ERC of P&M = Total ERC to which contract size adjustment should be applied. The appropriate % adjustment should be made in accordance with the scale for contract size adjustment specified under section 6 of the RCG 2021 Guidance notes. The currency ERC rates are set at £4m (Four Million Pounds) @ 1st April 2019 (AVD) for the RCG 2021 Publication. | - | - | 2 | TRUE
5835 | 53U15K | 6194 | 53U15K | Tennis centres | Polyester | - | - | - | Single skin - air supported, PVC woven fabric air hall for three courts : Dimensions 36.58m x 48.77m (1784m2). Height allowed - 9m. Size relates to GIFA of enclosed court (incl court perimeter). The dome consists of a pre-tailored polythene membrane, which is anchored around a perimeter concrete foundation. The membrane is secured by a network of plastic coated wired ropes which is also connected to the foundation. The rope network relieves the membrane of most of the stresses and strains when the structure is inflated. If ground conditions permit, a series of ground anchors can be used in lieu of the foundation, although this method is slightly more expensive than the ring beam. Entry to the dome is via a self supporting steel revolving door which minimises air escape. A separate 2m x 1m steel door can be added to assist with disabled access. This attracts a premium of 2,750 to the cost stated. The dome is inflated by two 300mm diameter centrifugal fans with 240V single phase motors. These are mounted in fibreglass cabinets. One fan is adequate to support the facility in normal operating conditions, although a second fan is required in high winds. As the dome is a single membrane with no insulation, it is not cost effective to heat, although space heaters may be used during winter to melt the snow (the cost of this is excluded). Due to the transparent membrane, lights are not provided during daylight hours. Standard outdoor floodlighting (excluded but separate code exists) provides adequate penetration for night play. Internal lights are not recommended due to the significant damage caused by unexpected deflation. The foundation is a continuous ring beam, approx size 650mm x 650mm (although ground conditions can alter dimensions to 500mm - 750mm), Grade C35 concrete. The surface should have towelled finish to facilitate the air seal with the inner membrane flap. The beam will have a slight outward fall to prevent rainwater running into the dome. The anchor fittings are drilled once the concrete has set. There will be a concrete pad circa 1750mm x 1750mm x 150mm across the beam in the location of the revolving door. This cost is included within the rate. With regards to the foundations, the rate includes, excavation, disposal, 50mm blinding concrete, the 650mm x 650mm concrete foundation (incl 2 layers of mesh) and an appropriate surface finish. 50mm of surface gravel to hide the anchors has also been included. No other external work is included in the rate. Cost includes: supply installation of the membrane, steel cable network, 1 revolving door, 2 fans with control panel, anemeter and anchor fixings. A 12 back up generator has been included. Electrical installation / upgrade, storage, playing surfaces, external works, drainage and fuel for the generator are EXCLUDED. | Location Adjustment Applicable (See Guidance Notes) - ERC = UK mean of 1.00 | (BEAMS Note 2) The ERC for this item should be added to all other rateable items on the hereditament (except land). Therefore the total of the ERC of the other Building Items and the P&M ERC (where applicable) to enable the correct contract size adjustment to be made. ERC of Building Component + ERC of P&M = Total ERC to which contract size adjustment should be applied. The appropriate % adjustment should be made in accordance with the scale for contract size adjustment specified under section 6 of the RCG 2023 Guidance notes. The currency ERC rates are set at £4m (Four Million Pounds) @ 1st April 2021 (AVD) for the RCG 2023 Publication. | This rate relates to the cost of the dome and the ring beam foundation. | - | - | - | - | - | - | - | - | 10278 |  | Each | - | NA | NA | NA | 99947.6579 | Option 2 | 117659.0377 | 17.72% | 112374.0635 | 88379.2976 | -11.57% | -24.89% | 88379.2976 | -11.57% | Indexed | NA | VOA_GPN_GOV_UK\7246041 | 2019-08-30 | Low | - | Medium | Risk taken from previous CG | - | - | NA | Supplier/Manufacturer | NA | (BEAMS Note 2) The ERC for this item should be added to all other rateable items on the hereditament (except land). Therefore the total of the ERC of the other Building Items and the P&M ERC (where applicable) to enable the correct contract size adjustment to be made. ERC of Building Component + ERC of P&M = Total ERC to which contract size adjustment should be applied. The appropriate % adjustment should be made in accordance with the scale for contract size adjustment specified under section 6 of the RCG 2021 Guidance notes. The currency ERC rates are set at £4m (Four Million Pounds) @ 1st April 2019 (AVD) for the RCG 2021 Publication. | - | - | 2 | TRUE
5836 | 53U15P | 6195 | 53U15P | Tennis centres | Polyester | - | - | - | Single skin - air supported, PVC woven fabric air hall for four courts : Dimensions 36.58m x 64.01m (2342m2). Height allowed - 9m. Size relates to GIFA of enclosed court (incl court perimeter). The dome consists of a pre-tailored polythene membrane, which is anchored around a perimeter concrete foundation. The membrane is secured by a network of plastic coated wired ropes which is also connected to the foundation. The rope network relieves the membrane of most of the stresses and strains when the structure is inflated. If ground conditions permit, a series of ground anchors can be used in lieu of the foundation, although this method is slightly more expensive than the ring beam. Entry to the dome is via a self supporting steel revolving door which minimises air escape. A separate 2m x 1m steel door can be added to assist with disabled access. This attracts a premium of 2,750 to the cost stated. The dome is inflated by two 300mm diameter centrifugal fans with 240V single phase motors. These are mounted in fibreglass cabinets. One fan is adequate to support the facility in normal operating conditions, although a second fan is required in high winds. As the dome is a single membrane with no insulation, it is not cost effective to heat, although space heaters may be used during winter to melt the snow (the cost of this is excluded). Due to the transparent membrane, lights are not provided during daylight hours. Standard outdoor floodlighting (excluded but separate code exists) provides adequate penetration for night play. Internal lights are not recommended due to the significant damage caused by unexpected deflation. The foundation is a continuous ring beam, approx size 650mm x 650mm (although ground conditions can alter dimensions to 500mm - 750mm), Grade C35 concrete. The surface should have towelled finish to facilitate the air seal with the inner membrane flap. The beam will have a slight outward fall to prevent rainwater running into the dome. The anchor fittings are drilled once the concrete has set. With regards to the foundation, the rate includes; excavation, disposal, 50mm blinding concrete, the 650mm x 650mm concrete foundation (incl 2 layers of mesh) and an appropriate surface finish. 50mm of surface gravel to hide the anchors has also been included. Cost includes: supply installation of the membrane, steel cable network, 1 revolving door, 2 fans with control panel, anemeter and anchor fixings. A 12 back up generator has been included. Electrical installation / upgrade, storage, playing surfaces, external works, drainage and fuel for the generator are EXCLUDED. | Location Adjustment Applicable (See Guidance Notes) - ERC = UK mean of 1.00 | (BEAMS Note 2) The ERC for this item should be added to all other rateable items on the hereditament (except land). Therefore the total of the ERC of the other Building Items and the P&M ERC (where applicable) to enable the correct contract size adjustment to be made. ERC of Building Component + ERC of P&M = Total ERC to which contract size adjustment should be applied. The appropriate % adjustment should be made in accordance with the scale for contract size adjustment specified under section 6 of the RCG 2023 Guidance notes. The currency ERC rates are set at £4m (Four Million Pounds) @ 1st April 2021 (AVD) for the RCG 2023 Publication. | This rate relates to the cost of the dome and the ring beam foundation. | - | - | - | - | - | - | - | - | 10278 |  | Each | - | NA | NA | NA | 125318.9865 | Option 2 | 147526.3319 | 17.72% | 137103.9674 | 107828.7281 | -13.96% | -26.91% | 107828.7281 | -13.96% | Indexed | NA | VOA_GPN_GOV_UK\7246041 | 2019-08-30 | Low | - | Medium | Risk taken from previous CG | - | - | NA | Supplier/Manufacturer | NA | (BEAMS Note 2) The ERC for this item should be added to all other rateable items on the hereditament (except land). Therefore the total of the ERC of the other Building Items and the P&M ERC (where applicable) to enable the correct contract size adjustment to be made. ERC of Building Component + ERC of P&M = Total ERC to which contract size adjustment should be applied. The appropriate % adjustment should be made in accordance with the scale for contract size adjustment specified under section 6 of the RCG 2021 Guidance notes. The currency ERC rates are set at £4m (Four Million Pounds) @ 1st April 2019 (AVD) for the RCG 2021 Publication. | - | - | 2 | TRUE
5837 | 53U16A | 6196 | 53U16A | Tennis centres | Polyester | - | - | - | There will be a concrete pad circa 1750mm x 1750mm x 150mm across the beam in the location of the revolving door. This cost is included within the rate. With regard to the foundation, the rate includes, excavation, disposal, 50mm blinding concrete, the 650mm x 650mm concrete foundation (incl 2 layers of mesh) and an appropriate surface finish. 50mm of surface gravel to hide the anchors has also been included. The cost associated with the fan, lighting and heating has been INCLUDED. If heating and lighting is not required, the following deduction should be made: £14,300. | Location Adjustment Applicable (See Guidance Notes) - ERC = UK mean of 1.00 | (BEAMS Note 2) The ERC for this item should be added to all other rateable items on the hereditament (except land). Therefore the total of the ERC of the other Building Items and the P&M ERC (where applicable) to enable the correct contract size adjustment to be made. ERC of Building Component + ERC of P&M = Total ERC to which contract size adjustment should be applied. The appropriate % adjustment should be made in accordance with the scale for contract size adjustment specified under section 6 of the RCG 2023 Guidance notes. The currency ERC rates are set at £4m (Four Million Pounds) @ 1st April 2021 (AVD) for the RCG 2023 Publication. | The cost includes supply, installation delivery of the dome. Please note the cost to provide a weatherproof housing for the plant, the provision of a three phase electrical supply, gas or oil supply are EXCLUDED from the above cost. The rate also EXCLUDES any external works (except foundation), playing surface, fencing or drainage. | - | - | - | - | - | - | - | - | 10278 |  | Each | - | NA | NA | NA | 49973.829 | Option 2 | 58829.5189 | 17.72% | 142572.6455 | 112129.7022 | 124.4% | 90.6% | 112129.7022 | 124.4% | Indexed | NA | VOA_GPN_GOV_UK\7246041 | 2019-08-30 | Low | - | Medium | Risk taken from previous CG | - | - | NA | Supplier/Manufacturer | NA | (BEAMS Note 2) The ERC for this item should be added to all other rateable items on the hereditament (except land). Therefore the total of the ERC of the other Building Items and the P&M ERC (where applicable) to enable the correct contract size adjustment to be made. ERC of Building Component + ERC of P&M = Total ERC to which contract size adjustment should be applied. The appropriate % adjustment should be made in accordance with the scale for contract size adjustment specified under section 6 of the RCG 2021 Guidance notes. The currency ERC rates are set at £4m (Four Million Pounds) @ 1st April 2019 (AVD) for the RCG 2021 Publication. | - | - | 2 | TRUE
5838 | 53U16F | 6197 | 53U16F | Tennis centres | Polyester | - | - | - | Double skin, PVC woven fabric air hall for 2 courts : Dimensions 36.58m x 33.55m (1227m2). Height allowed - 9.5m. Size relates to GIFA of enclosed court (incl perimeter).A cable dome is a permanent or temporary structure consisting of a PVC membrane, strengthened by steel cables and inflated by a continuous running fan. It is held up by negative air pressure within. In the case of a cable dome, a membrane with a net of steel cables for strength is placed over the area to be covered and then inflated by a fan that must remain running. There are no supporting structures. Entry to the dome is via a revolving door or a set of double airlock doors. Domes can be linked together to provide a specific court layout. Main membrane - polyester fabric coated with PVS on both sides. It can be green up to a height of 3-4m for good ball visibility with a translucent white fabric on the roof area to let in natural light. Thermal insulation : A 10mm thick translucent layer of polyurethane insulation is placed on top of the main membrane to provide an efficient thermal barrier to keep in heat and conserve energy. Protective Foil: Polyurethane foil is placed on top of the insulation layer to provide protection for the main membrane against the steel cables, pollution and dirt. Steel galvanised nets : A net of galvanised steel rope is lain in the sandwich of membranes providing a strong cover that mounds the shape of the inflated membranes takes up most of the stress. The foundation is a continuous ring beam, approx size 650mm x 650mm (although ground conditions can alter dimensions to 500mm - 750mm), Grade C35 concrete. The surface should have towelled finish to facilitate the air seal with the inner membrane flap. The beam will have a slight outward fall to prevent rainwater running into the dome. The anchor fittings are drilled once the concrete has set. There will be a concrete pad circa 1750mm x 1750mm x 150mm across the beam in the location of the revolving door. This cost is included within the rate. With regard to the foundation, the rate includes, excavation, disposal, 50mm blinding concrete, the 650mm x 650mm concrete foundation (incl 2 layers of mesh) and an appropriate surface finish. 50mm of surface gravel to hide the anchors has also been included. The cost associated with the fan, lighting and heating has been INCLUDED. If heating and lighting is not required, the following deduction should be made: £22,000 | Location Adjustment Applicable (See Guidance Notes) - ERC = UK mean of 1.00 | (BEAMS Note 2) The ERC for this item should be added to all other rateable items on the hereditament (except land). Therefore the total of the ERC of the other Building Items and the P&M ERC (where applicable) to enable the correct contract size adjustment to be made. ERC of Building Component + ERC of P&M = Total ERC to which contract size adjustment should be applied. The appropriate % adjustment should be made in accordance with the scale for contract size adjustment specified under section 6 of the RCG 2023 Guidance notes. The currency ERC rates are set at £4m (Four Million Pounds) @ 1st April 2021 (AVD) for the RCG 2023 Publication. | The cost includes supply, installation delivery of the dome. Please note the cost to provide a weatherproof housing for the plant, the provision of a three phase electrical supply, gas or oil supply are EXCLUDED from the above cost. The rate also EXCLUDES any external works (except foundation), playing surface, fencing or drainage. | - | - | - | - | - | - | - | - | 10278 |  | Each | - | NA | NA | NA | 75345.1575 | Option 2 | 88696.813 | 17.72% | 191633.9836 | 150715.1771 | 100% | 69.92% | 150715.1771 | 100% | Indexed | NA | VOA_GPN_GOV_UK\7246041 | 2019-08-30 | Low | - | Medium | Risk taken from previous CG | - | - | NA | Supplier/Manufacturer | NA | (BEAMS Note 2) The ERC for this item should be added to all other rateable items on the hereditament (except land). Therefore the total of the ERC of the other Building Items and the P&M ERC (where applicable) to enable the correct contract size adjustment to be made. ERC of Building Component + ERC of P&M = Total ERC to which contract size adjustment should be applied. The appropriate % adjustment should be made in accordance with the scale for contract size adjustment specified under section 6 of the RCG 2021 Guidance notes. The currency ERC rates are set at £4m (Four Million Pounds) @ 1st April 2019 (AVD) for the RCG 2021 Publication. | - | - | 2 | TRUE
5839 | 53U16K | 6198 | 53U16K | Tennis centres | Polyester | - | - | - | Double skin, PVC woven fabric air hall for 3 courts : Dimensions 36.58m x 48.77m (1784m2). Height allowed - 9.5m. Size relates to GIFA of enclosed court (incl perimeter). A cable dome is a permanent or temporary structure consisting of a PVC membrane, strengthened by steel cables and inflated by a continuous running fan. It is held up by negative air pressure within. In the case of a cable dome, a membrane with a net of steel cables for strength is placed over the area to be covered and then inflated by a fan that must remain running. There are no supporting structures. Entry to the dome is via a revolving door or a set of double airlock doors. Domes can be linked together to provide a specific court layout. Main membrane - polyester fabric coated with PVS on both sides. It can be green up to a height of 3-4m for good ball visibility with a translucent white fabric on the roof area to let in natural light. Thermal insulation : A 10mm thick translucent layer of polyurethane insulation is placed on top of the main membrane to provide an efficient thermal barrier to keep in heat and conserve energy. Protective Foil: Polyurethane foil is placed on top of the insulation layer to provide protection for the main membrane against the steel cables, pollution and dirt. Steel galvanised nets : A net of galvanised steel rope is lain in the sandwich of membranes providing a strong cover that mounds the shape of the inflated membranes takes up most of the stress. The foundation is a continuous ring beam, approx size 650mm x 650mm (although ground conditions can alter dimensions to 500mm - 750mm), Grade C35 concrete. The surface should have towelled finish to facilitate the air seal with the inner membrane flap. The beam will have a slight outward fall to prevent rainwater running into the dome. The anchor fittings are drilled once the concrete has set. There will be a concrete pad circa 1750mm x 1750mm x 150mm across the beam in the location of the revolving door. This cost is included within the rate. With regards to the foundation, the rate includes, excavation, disposal, 50mm blinding concrete, the 650mm x 650mm concrete foundation (incl 2 layers of mesh) and an appropriate surface finish. 50mm of surface gravel to hide the anchors has also been included. No other external works are included. The cost associated with the fan, lighting and heating has been INCLUDED. If heating and lighting is not required, the following deduction should be made : £25,300. | Location Adjustment Applicable (See Guidance Notes) - ERC = UK mean of 1.00 | (BEAMS Note 2) The ERC for this item should be added to all other rateable items on the hereditament (except land). Therefore the total of the ERC of the other Building Items and the P&M ERC (where applicable) to enable the correct contract size adjustment to be made. ERC of Building Component + ERC of P&M = Total ERC to which contract size adjustment should be applied. The appropriate % adjustment should be made in accordance with the scale for contract size adjustment specified under section 6 of the RCG 2023 Guidance notes. The currency ERC rates are set at £4m (Four Million Pounds) @ 1st April 2021 (AVD) for the RCG 2023 Publication. | The cost includes supply, installation delivery of the dome. Please note the cost to provide a weatherproof housing for the plant, the provision of a three phase electrical supply, gas or oil supply are EXCLUDED from the above cost. The rate also EXCLUDES any external works (except foundation), playing surface, fencing or drainage. | - | - | - | - | - | - | - | - | 10278 |  | Each | - | NA | NA | NA | 111480.08 | Option 2 | 131235.0805 | 17.72% | 257331.033 | 202384.209 | 81.54% | 54.22% | 202384.209 | 81.54% | Indexed | NA | VOA_GPN_GOV_UK\7246041 | 2019-08-30 | Low | - | Medium | Risk taken from previous CG | - | - | NA | Supplier/Manufacturer | NA | (BEAMS Note 2) The ERC for this item should be added to all other rateable items on the hereditament (except land). Therefore the total of the ERC of the other Building Items and the P&M ERC (where applicable) to enable the correct contract size adjustment to be made. ERC of Building Component + ERC of P&M = Total ERC to which contract size adjustment should be applied. The appropriate % adjustment should be made in accordance with the scale for contract size adjustment specified under section 6 of the RCG 2021 Guidance notes. The currency ERC rates are set at £4m (Four Million Pounds) @ 1st April 2019 (AVD) for the RCG 2021 Publication. | - | - | 2 | TRUE
5840 | 53U16P | 6199 | 53U16P | Tennis centres | Polyester | - | - | - | Double skin, PVC woven fabric air hall for 4 courts : Dimensions 36.58m x 64.01m (2342m2). Height allowed - 9.5m. Size relates to GIFA of enclosed court (incl perimeter). A cable dome is a permanent or temporary structure consisting of a PVC membrane, strengthened by steel cables and inflated by a continuous running fan. It is held up by negative air pressure within. In the case of a cable dome, a membrane with a net of steel cables for strength is placed over the area to be covered and then inflated by a fan that must remain running. There are no supporting structures. Entry to the dome is via a revolving door or a set of double airlock doors. Domes can be linked together to provide a specific court layout. Main membrane - polyester fabric coated with PVS on both sides. It can be green up to a height of 3-4m for good ball visibility with a translucent white fabric on the roof area to let in natural light. Thermal insulation : A 10mm thick translucent layer of polyurethane insulation is placed on top of the main membrane to provide an efficient thermal barrier to keep in heat and conserve energy. Protective Foil: Polyurethane foil is placed on top of the insulation layer to provide protection for the main membrane against the steel cables, pollution and dirt. Steel galvanised nets : A net of galvanised steel rope is lain in the sandwich of membranes providing a strong cover that mounds the shape of the inflated membranes takes up most of the stress. The foundation is a continuous ring beam, approx size 650mm x 650mm (although ground conditions can alter dimensions to 500mm - 750mm), Grade C35 concrete. The surface should have towelled finish to facilitate the air seal with the inner membrane flap. The beam will have a slight outward fall to prevent rainwater running into the dome. The anchor fittings are drilled once the concrete has set. There will be a concrete pad circa 1750mm x 1750mm x 150mm across the beam in the location of the revolving door. This cost is included within the rate. With regards to the foundation, the rate includes, excavation, disposal, 50mm blinding concrete, the 650mm x 650mm concrete foundation (incl 2 layers of mesh) and an appropriate surface finish. 50mm of surface gravel to hide the anchors has also been included. No other external works are included in the rate. The cost associated with the fan, lighting and heating has been INCLUDED. If heating and lighting is not required, the following deduction should be made: £27,600. | Location Adjustment Applicable (See Guidance Notes) - ERC = UK mean of 1.00 | (BEAMS Note 2) The ERC for this item should be added to all other rateable items on the hereditament (except land). Therefore the total of the ERC of the other Building Items and the P&M ERC (where applicable) to enable the correct contract size adjustment to be made. ERC of Building Component + ERC of P&M = Total ERC to which contract size adjustment should be applied. The appropriate % adjustment should be made in accordance with the scale for contract size adjustment specified under section 6 of the RCG 2023 Guidance notes. The currency ERC rates are set at £4m (Four Million Pounds) @ 1st April 2021 (AVD) for the RCG 2023 Publication. | The cost includes supply, installation delivery of the dome. Please note the cost to provide a weatherproof housing for the plant, the provision of a three phase electrical supply, gas or oil supply are EXCLUDED from the above cost. The rate also EXCLUDES any external works (with the exception of foundations), playing surface, fencing or drainage. | - | - | - | - | - | - | - | - | 10278 |  | Each | - | NA | NA | NA | 136851.4086 | Option 2 | 161102.3747 | 17.72% | 295840.784 | 232671.1333 | 70.02% | 44.42% | 232671.1333 | 70.02% | Indexed | NA | VOA_GPN_GOV_UK\7246041 | 2019-08-30 | Low | - | Medium | Risk taken from previous CG | - | - | NA | Supplier/Manufacturer | NA | (BEAMS Note 2) The ERC for this item should be added to all other rateable items on the hereditament (except land). Therefore the total of the ERC of the other Building Items and the P&M ERC (where applicable) to enable the correct contract size adjustment to be made. ERC of Building Component + ERC of P&M = Total ERC to which contract size adjustment should be applied. The appropriate % adjustment should be made in accordance with the scale for contract size adjustment specified under section 6 of the RCG 2021 Guidance notes. The currency ERC rates are set at £4m (Four Million Pounds) @ 1st April 2019 (AVD) for the RCG 2021 Publication. | - | - | 2 | TRUE
5841 | 53U15A | 6189 | 53U15A | Tennis centres | Polyester | Single and double skin air supported. | 4 courts | 36.58m x 64.01m | Single skin - air supported, PVC woven fabric air hall for a single court : Dimensions 36.58m x 18.29m (669m2). Height allowed - 7m. Size relates to GIFA of enclosed court (incl court perimeter). The dome consists of a pre-tailored polythene membrane, which is anchored around a perimeter concrete foundation. The membrane is secured by a network of plastic coated wired ropes which is also connected to the foundation. The rope network relieves the membrane of most of the stresses and strains when the structure is inflated. If ground conditions permit, a series of ground anchors can be used in lieu of the foundation, although this method is slightly more expensive than the ring beam. Entry to the dome is via a self supporting steel revolving door which minimises air escape. A separate 2m x 1m steel door can be added to assist with disabled access. This attracts a premium of 2,750 to the cost stated. The dome is inflated by two 300mm diameter centrifugal fans with 240V single phase motors. These are mounted in fibreglass cabinets. One fan is adequate to support the facility in normal operating conditions, although a second fan is required in high winds. As the dome is a single membrane with no insulation, it is not cost effective to heat , although space heaters may be used during winter to melt the snow. (The cost of this is excluded).Due to the transparent membrane, lights are not provided during daylight hours. Standard outdoor floodlighting (Excluded but separate code exists) provides adequate penetration for night play. Internal lights are not recommended due to the significant damage caused by unexpected deflation. Cost includes supply installation of the membrane, steel cable network. One revolving door, 2 fans with control panel anemeter and anchor fixings. A back up generator has been included. The foundation (included) is a continuous ring beam , approx size 650mm x 650mm (Although ground conditions can alter dimensions to 500mm - 750mm) , Grade C35 concrete. The surface should have trowelled finish to facilitate the air seal with the inner membrane flap. The beam will have a slight outward fall to prevent rainwater running into the dome. The anchor fittings are drilled once the concrete has set. There will be a concrete pad circa 1750mm x 1750mm x 150mm across the beam in the location of the revolving door. This cost is included within the rate. With regard to the foundation, the rate includes, excavation, disposal, 50mm blinding concrete, the 650mm x 650mm concrete foundation (incl 2 layers of mesh) and an appropriate surface finish. 50mm of surface gravel to hide the anchors has also been included. The rate includes no other external works. Electrical installation / upgrade, storage, playing surfaces, external works, drainage and fuel for the generator are EXCLUDED. | Location Adjustment Applicable (See Guidance Notes) - ERC = UK mean of 1.00 | (BEAMS Note 2) The ERC for this item should be added to all other rateable items on the hereditament (except land). Therefore the total of the ERC of the other Building Items and the P&M ERC (where applicable) to enable the correct contract size adjustment to be made. ERC of Building Component + ERC of P&M = Total ERC to which contract size adjustment should be applied. The appropriate % adjustment should be made in accordance with the scale for contract size adjustment specified under section 6 of the RCG 2023 Guidance notes. The currency ERC rates are set at £4m (Four Million Pounds) @ 1st April 2021 (AVD) for the RCG 2023 Publication. | Please note, this cost now includes both the dome and a ring beam foundation. | - | - | - | - | - | - | Single skin tennis centre. | - | 10278 |  | Each | One | NA | NA | NA | 38441.4069 | Option 2 | 45253.476 | 17.72% | 70715.5192 | 55615.9288 | 44.68% | 22.9% | 55615.9288 | 44.68% | Indexed | NA | VOA_GPN_GOV_UK\7246041 | 2019-08-30 | Low | - | Medium | Risk taken from previous CG | - | - | NA | Supplier/Manufacturer | NA | (BEAMS Note 2) The ERC for this item should be added to all other rateable items on the hereditament (except land). Therefore the total of the ERC of the other Building Items and the P&M ERC (where applicable) to enable the correct contract size adjustment to be made. ERC of Building Component + ERC of P&M = Total ERC to which contract size adjustment should be applied. The appropriate % adjustment should be made in accordance with the scale for contract size adjustment specified under section 6 of the RCG 2021 Guidance notes. The currency ERC rates are set at £4m (Four Million Pounds) @ 1st April 2019 (AVD) for the RCG 2021 Publication. | Single skin tennis centre. | - | 2 | TRUE
5842 | 53U12A | 4335 | 53U12A | Tennis Centres | Ring Beam Support | - | - | - | Single skin / Double skin - air supported, PVC woven fabric air hall for a single court : Dimensions 36.58m x 18.29m (669m2). This code relates to the foundation beam ONLY for the aforementioned - the air hall / playing surface is subject to a separate cost guide code. The foundation is a continuous ring beam, approx size 650mm x 650mm (Although ground conditions can alter dimensions to 500mm - 750mm), Grade C35 concrete. The surface should have towelled finish to facilitate the air seal with the inner membrane flap. The beam will have a slight outward fall to prevent rainwater running into the dome. The anchor fittings are drilled once the concrete has set. There will be a concrete pad circa 1750mm x 1750mm x 150mm across the beam in the location of the revolving door. This cost is included within the rate. The rate includes, excavation, disposal, 50mm blinding concrete, the 650mm x 650mm concrete foundation (incl 2 layers of mesh) and an appropriate surface finish. 50mm of surface gravel to hide the anchors has also been included. The rate includes no other external works. | Location Adjustment Applicable (See Guidance Notes) - ERC = UK mean of 1.00 | (BEAMS Note 2) The ERC for this item should be added to all other rateable items on the hereditament (except land). Therefore the total of the ERC of the other Building Items and the P&M ERC (where applicable) to enable the correct contract size adjustment to be made. ERC of Building Component + ERC of P&M = Total ERC to which contract size adjustment should be applied. The appropriate % adjustment should be made in accordance with the scale for contract size adjustment specified under section 6 of the RCG 2023 Guidance notes. The currency ERC rates are set at £4m (Four Million Pounds) @ 1st April 2021 (AVD) for the RCG 2023 Publication. | The above rate relates to a concrete ring beam foundation solution. Ground anchors may be used as an alternative to secure the dome. An indicative cost for a 1 court double skin dome using ground anchors would attract a premium in the region of 9%. | - | - | - | - | - | - | - | - | 10278 |  | Each | - | NA | NA | NA | 12916.3127 | Option 2 | 16013.6975 | 23.98% | 25986.0105 | 19639.2991 | 52.05% | 22.64% | 19639.2991 | 52.05% | Indexed | NA | VOA_GPN_GOV_UK\7246041 | 2019-08-30 | Low | - | Medium | Risk taken from previous CG | - | - | NA | SPONS A&B | NA | (BEAMS Note 2) The ERC for this item should be added to all other rateable items on the hereditament (except land). Therefore the total of the ERC of the other Building Items and the P&M ERC (where applicable) to enable the correct contract size adjustment to be made. ERC of Building Component + ERC of P&M = Total ERC to which contract size adjustment should be applied. The appropriate % adjustment should be made in accordance with the scale for contract size adjustment specified under section 6 of the RCG 2021 Guidance notes. The currency ERC rates are set at £4m (Four Million Pounds) @ 1st April 2019 (AVD) for the RCG 2021 Publication. | - | - | 2 | TRUE
5843 | 53U12F | 4336 | 53U12F | Tennis centres | Ring Beam Support | - | - | - | Single skin / Double skin - air supported, PVC woven fabric air hall for two courts : Dimensions 36.58m x 33.53m (1227m2). This code relates to the foundation beam ONLY for the aforementioned - the air hall / playing surface is subject to a separate cost guide code. The foundation is a continuous ring beam, approx size 650mm x 650mm (Although ground conditions can alter dimensions to 500mm - 750mm), Grade C35 concrete. The surface should have towelled finish to facilitate the air seal with the inner membrane flap. The beam will have a slight outward fall to prevent rainwater running into the dome. The anchor fittings are drilled once the concrete has set. There will be a concrete pad circa 1750mm x 1750mm x 150mm across the beam in the location of the revolving door. This cost is included within the rate. The rate includes, excavation, disposal, 50mm blinding concrete, the 650mm x 650mm concrete foundation (incl 2 layers of mesh) and an appropriate surface finish. 50mm of surface gravel to hide the anchors has also been included. The rate includes no other external works. | Location Adjustment Applicable (See Guidance Notes) - ERC = UK mean of 1.00 | (BEAMS Note 2) The ERC for this item should be added to all other rateable items on the hereditament (except land). Therefore the total of the ERC of the other Building Items and the P&M ERC (where applicable) to enable the correct contract size adjustment to be made. ERC of Building Component + ERC of P&M = Total ERC to which contract size adjustment should be applied. The appropriate % adjustment should be made in accordance with the scale for contract size adjustment specified under section 6 of the RCG 2023 Guidance notes. The currency ERC rates are set at £4m (Four Million Pounds) @ 1st April 2021 (AVD) for the RCG 2023 Publication. | The above rate relates to a concrete ring beam foundation solution. Ground anchors may be used as an alternative to secure the dome. An indicative cost for a 1 court double skin dome using ground anchors would attract a premium in the region of 15%. | Linked to perimeter of number of enclosed courts. | - | - | - | - | - | - | - | 10278 |  | Each | - | NA | NA | NA | 17298.6331 | Option 2 | 21446.9163 | 23.98% | 33049.6356 | 24977.7348 | 44.39% | 16.46% | 24977.7348 | 44.39% | Indexed | NA | VOA_GPN_GOV_UK\7246041 | 2019-08-30 | Low | - | Medium | Risk taken from previous CG | - | - | NA | SPONS A&B | NA | (BEAMS Note 2) The ERC for this item should be added to all other rateable items on the hereditament (except land). Therefore the total of the ERC of the other Building Items and the P&M ERC (where applicable) to enable the correct contract size adjustment to be made. ERC of Building Component + ERC of P&M = Total ERC to which contract size adjustment should be applied. The appropriate % adjustment should be made in accordance with the scale for contract size adjustment specified under section 6 of the RCG 2021 Guidance notes. The currency ERC rates are set at £4m (Four Million Pounds) @ 1st April 2019 (AVD) for the RCG 2021 Publication. | - | - | 2 | TRUE
5844 | 53U12K | 4337 | 53U12K | Tennis centres | Ring Beam Support | - | - | - | Single skin / Double skin - air supported, PVC woven fabric air hall for three courts : Dimensions 36.58m x 48.77m (1784m2). This code relates to the foundation beam ONLY for the aforementioned - the air hall / playing surface is subject to a separate cost guide code. The foundation is a continuous ring beam, approx size 650mm x 650mm (Although ground conditions can alter dimensions to 500mm - 750mm), Grade C35 concrete. The surface should have towelled finish to facilitate the air seal with the inner membrane flap. The beam will have a slight outward fall to prevent rainwater running into the dome. The anchor fittings are drilled once the concrete has set. There will be a concrete pad circa 1750mm x 1750mm x 150mm across the beam in the location of the revolving door. This cost is included within the rate. The rate includes, excavation, disposal, 50mm blinding concrete, the 650mm x 650mm concrete foundation (incl 2 layers of mesh) and an appropriate surface finish. 50mm of surface gravel to hide the anchors has also been included. The rate includes no other external works. | Location Adjustment Applicable (See Guidance Notes) - ERC = UK mean of 1.00 | (BEAMS Note 2) The ERC for this item should be added to all other rateable items on the hereditament (except land). Therefore the total of the ERC of the other Building Items and the P&M ERC (where applicable) to enable the correct contract size adjustment to be made. ERC of Building Component + ERC of P&M = Total ERC to which contract size adjustment should be applied. The appropriate % adjustment should be made in accordance with the scale for contract size adjustment specified under section 6 of the RCG 2023 Guidance notes. The currency ERC rates are set at £4m (Four Million Pounds) @ 1st April 2021 (AVD) for the RCG 2023 Publication. | The above rate relates to a concrete ring beam foundation solution. Ground anchors may be used as an alternative to secure the dome. An indicative cost for a 1 court double skin dome using ground anchors would attract a premium in the region of 9%. | - | - | - | - | - | - | - | - | 10278 |  | Each | - | NA | NA | NA | 21527.1879 | Option 2 | 26689.4958 | 23.98% | 40108.9989 | 30312.9497 | 40.81% | 13.58% | 30312.9497 | 40.81% | Indexed | NA | VOA_GPN_GOV_UK\7246041 | 2019-08-30 | Low | - | Medium | Risk taken from previous CG | - | - | NA | SPONS A&B | NA | (BEAMS Note 2) The ERC for this item should be added to all other rateable items on the hereditament (except land). Therefore the total of the ERC of the other Building Items and the P&M ERC (where applicable) to enable the correct contract size adjustment to be made. ERC of Building Component + ERC of P&M = Total ERC to which contract size adjustment should be applied. The appropriate % adjustment should be made in accordance with the scale for contract size adjustment specified under section 6 of the RCG 2021 Guidance notes. The currency ERC rates are set at £4m (Four Million Pounds) @ 1st April 2019 (AVD) for the RCG 2021 Publication. | - | - | 2 | TRUE
5845 | 53U12P | 4338 | 53U12P | Tennis centres | Ring Beam Support | Single and double skin air supported. | 4 courts | 77m x 36m | Single skin / Double skin - air supported, PVC woven fabric air hall for four courts : Dimensions 36.58m x 64.01m (2,342m2). This code relates to the foundation beam ONLY for the aforementioned - the air hall / playing surface is subject to a separate cost guide code. The foundation is a continuous ring beam , approx size 650mm x 650mm (Although ground conditions can alter dimensions to 500mm - 750mm) , Grade C35 concrete. The surface should have trowelled finish to facilitate the air seal with the inner membrane flap. The beam will have a slight outward fall to prevent rainwater running into the dome. The anchor fittings are drilled once the concrete has set. There will be a concrete pad circa 1750mm x 1750mm x 150mm across the beam in the location of the revolving door. This cost is included within the rate. The rate includes, excavation, disposal, 50mm blinding concrete, the 650mm x 650mm concrete foundation (incl 2 layers of mesh) and an appropriate surface finish. 50mm of surface gravel to hide the anchors has also been included. The rate includes no other external works. | Location Adjustment Applicable (See Guidance Notes) - ERC = UK mean of 1.00 | (BEAMS Note 2) The ERC for this item should be added to all other rateable items on the hereditament (except land). Therefore the total of the ERC of the other Building Items and the P&M ERC (where applicable) to enable the correct contract size adjustment to be made. ERC of Building Component + ERC of P&M = Total ERC to which contract size adjustment should be applied. The appropriate % adjustment should be made in accordance with the scale for contract size adjustment specified under section 6 of the RCG 2023 Guidance notes. The currency ERC rates are set at £4m (Four Million Pounds) @ 1st April 2021 (AVD) for the RCG 2023 Publication. | The above rate relates to a concrete ring beam foundation solution. Ground anchors may be used as an alternative to secure the dome. An indicative cost for a 1 court double skin dome using ground anchors would attract a premium in the region of18%. | Linked to perimeter number of enclosed courts. | - | - | - | - | - | - | - | 10278 |  | Each | One | NA | NA | NA | 25909.5082 | Option 2 | 32122.7146 | 23.98% | 46966.6624 | 35495.7269 | 37% | 10.5% | 35495.7269 | 37% | Indexed | NA | VOA_GPN_GOV_UK\7246041 | 2019-08-30 | Low | - | Medium | Risk taken from previous CG | - | - | NA | SPONS A&B | NA | (BEAMS Note 2) The ERC for this item should be added to all other rateable items on the hereditament (except land). Therefore the total of the ERC of the other Building Items and the P&M ERC (where applicable) to enable the correct contract size adjustment to be made. ERC of Building Component + ERC of P&M = Total ERC to which contract size adjustment should be applied. The appropriate % adjustment should be made in accordance with the scale for contract size adjustment specified under section 6 of the RCG 2021 Guidance notes. The currency ERC rates are set at £4m (Four Million Pounds) @ 1st April 2019 (AVD) for the RCG 2021 Publication. | - | - | 2 | TRUE
5846 | STN020 | 9451 | STN020 | Tennis Halls | Medium Quality | 4 court facility | - | - | The scale of the facility and support accommodation will depend upon the size of the sports hall and the extent of other activities to be included as part of the facility. For instance sports halls may be combined with swimming pools, ice rinks, etc. as part of a larger sports and leisure facility. Each project will have its own requirements, but every freestanding sports hall should have: Foyer and reception, Refreshment area, Changing and toilet accommodation, Facilities for disabled people, Office accommodation, Integral equipment storage, Hall viewing with seating, Provision for first aid, Plant room, Cleaners store. Facility will include hot air blown heating for thermal comfort and good lighting provisions. | Location Adjustment Applicable (See Guidance Notes) - ERC = UK mean of 1.00 | (BEAMS Note 2) The ERC for this item should be added to all other rateable items on the hereditament (except land). Therefore the total of the ERC of the other Building Items and the P&M ERC (where applicable) to enable the correct contract size adjustment to be made. ERC of Building Component + ERC of P&M = Total ERC to which contract size adjustment should be applied. The appropriate % adjustment should be made in accordance with the scale for contract size adjustment specified under section 6 of the RCG 2023 Guidance notes. The currency ERC rates are set at £4m (Four Million Pounds) @ 1st April 2021 (AVD) for the RCG 2023 Publication. | Rate applies to tennis hall function as opposed to a composite tennis centre. The later is subject to a see rate code in cost guide. | Rate to be applied to the tennis hall GIFA not the tennis centre area. | - | - | - | - | - | - | - | - |  | M2 | - | NA | NA | NA | #N/A | Option 1 | ERROR | 0% | 852.61 | 637.028 | 0% | 0% | 637.028 | 0% | VP4 ERC | NA | VOA_GPN_GOV_UK\7246041 | 2019-08-30 | Low | - | - | Risk taken from previous CG | - | - | NA | BCIS | NA | (BEAMS Note 2) The ERC for this item should be added to all other rateable items on the hereditament (except land). Therefore the total of the ERC of the other Building Items and the P&M ERC (where applicable) to enable the correct contract size adjustment to be made. ERC of Building Component + ERC of P&M = Total ERC to which contract size adjustment should be applied. The appropriate % adjustment should be made in accordance with the scale for contract size adjustment specified under section 6 of the RCG 2021 Guidance notes. The currency ERC rates are set at £4m (Four Million Pounds) @ 1st April 2019 (AVD) for the RCG 2021 Publication. | - | - | 2 | TRUE
5847 | ST2042 | 9438 | ST2042 | Town Halls | Civic Buildings | Air Conditioned | - | - | Conventional Town Halls have become obsolete with many being demolished or converted to create housing or general office accommodation. Regeneration in some locations have lead to some New Town Halls being constructed but only as a large multi million mixed use development incorporating housing and starter offices. Spons offer the follow indicative cost per m2 of traditional civic buildings which can be used as a guide: The rates include contractor prelims and overheads and profit but not any external works. Although specifications and designs vary, the rates are reflective of new build schemes of between 2.5m - 5m. Larger or smaller contract values should be adjusted by contract size adjustments. | Location Adjustment Applicable (See Guidance Notes) - ERC = UK mean of 1.00 | (BEAMS Note 2) The ERC for this item should be added to all other rateable items on the hereditament (except land). Therefore the total of the ERC of the other Building Items and the P&M ERC (where applicable) to enable the correct contract size adjustment to be made. ERC of Building Component + ERC of P&M = Total ERC to which contract size adjustment should be applied. The appropriate % adjustment should be made in accordance with the scale for contract size adjustment specified under section 6 of the RCG 2023 Guidance notes. The currency ERC rates are set at £4m (Four Million Pounds) @ 1st April 2021 (AVD) for the RCG 2023 Publication. | Rates based on 2Q2015 ; on location indices of 100. | - | - | - | - | - | - | - | - | - |  | M2 | - | NA | NA | NA | #N/A | Option 1 | ERROR | 0% | 2107.2776 | 1574.4534 | 0% | 0% | 1574.4534 | 0% | Indexed | NA | VOA_GPN_GOV_UK\7246041 | 2019-08-30 | Low | - | High | Risk taken from previous CG | - | - | NA | BCIS | NA | (BEAMS Note 2) The ERC for this item should be added to all other rateable items on the hereditament (except land). Therefore the total of the ERC of the other Building Items and the P&M ERC (where applicable) to enable the correct contract size adjustment to be made. ERC of Building Component + ERC of P&M = Total ERC to which contract size adjustment should be applied. The appropriate % adjustment should be made in accordance with the scale for contract size adjustment specified under section 6 of the RCG 2021 Guidance notes. The currency ERC rates are set at £4m (Four Million Pounds) @ 1st April 2019 (AVD) for the RCG 2021 Publication. | - | - | 2 | TRUE
5848 | ST3042 | 9439 | ST3042 | Town Halls | Civic Buildings | Non - Air Conditioned | - | - | Conventional Town Halls have become obsolete with many being demolished or converted to create housing or general office accommodation. Regeneration in some locations have lead to some New Town Halls being constructed but only as a large multi million mixed use development incorporating housing and starter offices. Spons offer the follow indicative cost per m2 of traditional civic buildings which can be used as a guide: The rates include contractor prelims and overheads and profit but not any external works. Although specifications and designs vary, the rates are reflective of new build schemes of between 2.5m - 5m. Larger or smaller contract values should be adjusted by contract size adjustments. | Location Adjustment Applicable (See Guidance Notes) - ERC = UK mean of 1.00 | (BEAMS Note 2) The ERC for this item should be added to all other rateable items on the hereditament (except land). Therefore the total of the ERC of the other Building Items and the P&M ERC (where applicable) to enable the correct contract size adjustment to be made. ERC of Building Component + ERC of P&M = Total ERC to which contract size adjustment should be applied. The appropriate % adjustment should be made in accordance with the scale for contract size adjustment specified under section 6 of the RCG 2023 Guidance notes. The currency ERC rates are set at £4m (Four Million Pounds) @ 1st April 2021 (AVD) for the RCG 2023 Publication. | Rates based on 2Q2015 ; on location indices of 100. | - | - | - | - | - | - | - | - | - |  | M2 | - | NA | NA | NA | #N/A | Option 1 | ERROR | 0% | 2100.3491 | 1569.2768 | 0% | 0% | 1569.2768 | 0% | Indexed | NA | VOA_GPN_GOV_UK\7246041 | 2019-08-30 | Low | - | High | Risk taken from previous CG | - | - | NA | BCIS | NA | (BEAMS Note 2) The ERC for this item should be added to all other rateable items on the hereditament (except land). Therefore the total of the ERC of the other Building Items and the P&M ERC (where applicable) to enable the correct contract size adjustment to be made. ERC of Building Component + ERC of P&M = Total ERC to which contract size adjustment should be applied. The appropriate % adjustment should be made in accordance with the scale for contract size adjustment specified under section 6 of the RCG 2021 Guidance notes. The currency ERC rates are set at £4m (Four Million Pounds) @ 1st April 2019 (AVD) for the RCG 2021 Publication. | - | - | 2 | TRUE
5849 | STS038 | 8726 | STS038 | Training centres | Residential training centre | 2 - 4 Storeys | Facilities Include purpose built meeting rooms to suit any occasion from board meetings, training programmes through to interviews. Each room has AV/IT equipment. | See BEAMS for Bespoke Advice | A residential training centre offering basic overnight accommodation with single bedrooms with en-suite, mid range confrence and leisure facilities with wet area. | Location Adjustment Applicable (See Guidance Notes) - ERC = UK mean of 1.00 | (BEAMS Note 2) The ERC for this item should be added to all other rateable items on the hereditament (except land). Therefore the total of the ERC of the other Building Items and the P&M ERC (where applicable) to enable the correct contract size adjustment to be made. ERC of Building Component + ERC of P&M = Total ERC to which contract size adjustment should be applied. The appropriate % adjustment should be made in accordance with the scale for contract size adjustment specified under section 6 of the RCG 2023 Guidance notes. The currency ERC rates are set at £4m (Four Million Pounds) @ 1st April 2021 (AVD) for the RCG 2023 Publication. | - | - | - | - | - | - | - | - | - | 77777 |  | STS | - | NA | NA | NA | #DIV/0! | Option 1 | ERROR | 0% | 2585.8444 | 1932.0149 | 0% | 0% | 1932.0149 | 0% | Indexed | NA | VOA_GPN_GOV_UK\7246041 | 2019-08-30 | Low | - | - | Risk taken from previous CG | - | - | NA | BCIS | NA | (BEAMS Note 2) The ERC for this item should be added to all other rateable items on the hereditament (except land). Therefore the total of the ERC of the other Building Items and the P&M ERC (where applicable) to enable the correct contract size adjustment to be made. ERC of Building Component + ERC of P&M = Total ERC to which contract size adjustment should be applied. The appropriate % adjustment should be made in accordance with the scale for contract size adjustment specified under section 6 of the RCG 2021 Guidance notes. The currency ERC rates are set at £4m (Four Million Pounds) @ 1st April 2019 (AVD) for the RCG 2021 Publication. | - | - | 2 | TRUE
5850 | 44500K | 4285 | 44500K | Transformer bays | Four transformers | - | - | - | Reinforced concrete bases to transformers with remainder of area in loose fill media. Surround to compound in steel un-climbable fencing built off concrete perimeter ground beam. Transformers within brick or concrete structures may have walls only or may have a roof over. Can often be found alongside sub-stations. | Location Adjustment Applicable (See Guidance Notes) - ERC = UK mean of 1.00 | (BEAMS Note 2) The ERC for this item should be added to all other rateable items on the hereditament (except land). Therefore the total of the ERC of the other Building Items and the P&M ERC (where applicable) to enable the correct contract size adjustment to be made. ERC of Building Component + ERC of P&M = Total ERC to which contract size adjustment should be applied. The appropriate % adjustment should be made in accordance with the scale for contract size adjustment specified under section 6 of the RCG 2023 Guidance notes. The currency ERC rates are set at £4m (Four Million Pounds) @ 1st April 2021 (AVD) for the RCG 2023 Publication. | Excludes transformers Includes foundations, gravel or concrete base, fencing or walls to 1.8m height, gates and all within the compound area. If the compound is roofed over add the rates in variations. | Measure external dimensions of fencing or walls. Note number of transformers. Do not enter compound. | - | - | Transformers | - | Flat roof - £260/m2 based on compound area Pitched roof - £325/m2 based on compound area. | - | - | 10280 |  | M2 | - | NA | NA | NA | 290.9213 | Option 2 | 360.6854 | 23.98% | 417.1693 | 315.2817 | 8.374% | -12.59% | 315.2817 | 8.374% | Indexed | NA | VOA_GPN_GOV_UK\7246041 | 2019-08-30 | Low | - | Medium | Risk taken from previous CG | - | - | NA | SPONS A&B | NA | (BEAMS Note 2) The ERC for this item should be added to all other rateable items on the hereditament (except land). Therefore the total of the ERC of the other Building Items and the P&M ERC (where applicable) to enable the correct contract size adjustment to be made. ERC of Building Component + ERC of P&M = Total ERC to which contract size adjustment should be applied. The appropriate % adjustment should be made in accordance with the scale for contract size adjustment specified under section 6 of the RCG 2021 Guidance notes. The currency ERC rates are set at £4m (Four Million Pounds) @ 1st April 2019 (AVD) for the RCG 2021 Publication. | - | - | 2 | TRUE
5851 | 44510K | 4287 | 44510K | Transformer bays | Four transformers | Lump sum all inclusive | - | - | Reinforced concrete bases to transformers with remainder of area in loose fill media. Surround to compound in steel un-climbable fencing built off concrete perimeter ground beam. Transformers within brick or concrete structures may have walls only or may have a roof over. Can often be found alongside sub-stations. | Location Adjustment Applicable (See Guidance Notes) - ERC = UK mean of 1.00 | (BEAMS Note 2) The ERC for this item should be added to all other rateable items on the hereditament (except land). Therefore the total of the ERC of the other Building Items and the P&M ERC (where applicable) to enable the correct contract size adjustment to be made. ERC of Building Component + ERC of P&M = Total ERC to which contract size adjustment should be applied. The appropriate % adjustment should be made in accordance with the scale for contract size adjustment specified under section 6 of the RCG 2023 Guidance notes. The currency ERC rates are set at £4m (Four Million Pounds) @ 1st April 2021 (AVD) for the RCG 2023 Publication. | Excludes transformers Includes foundations, gravel or concrete base, fencing or walls to 1.8m height, gates and all within the compound area. If the compound is roofed over add the rates in variations. | Measure external dimensions of fencing or walls. Note number of transformers. Do not enter compound. | - | - | Transformers | - | Flat roof - £260/m2 based on compound area Pitched roof - £325/m2 based on compound area. | - | - | 10280 |  | Each | - | NA | NA | NA | 13056.0561 | Option 2 | 16186.9519 | 23.98% | 18705.9627 | 14137.2989 | 8.282% | -12.66% | 14137.2989 | 8.282% | Indexed | NA | VOA_GPN_GOV_UK\7246041 | 2019-08-30 | Low | - | Medium | Risk taken from previous CG | - | - | NA | SPONS A&B | NA | (BEAMS Note 2) The ERC for this item should be added to all other rateable items on the hereditament (except land). Therefore the total of the ERC of the other Building Items and the P&M ERC (where applicable) to enable the correct contract size adjustment to be made. ERC of Building Component + ERC of P&M = Total ERC to which contract size adjustment should be applied. The appropriate % adjustment should be made in accordance with the scale for contract size adjustment specified under section 6 of the RCG 2021 Guidance notes. The currency ERC rates are set at £4m (Four Million Pounds) @ 1st April 2019 (AVD) for the RCG 2021 Publication. | - | - | 2 | TRUE
5852 | 44500A | 4282 | 44500A | Transformer bays | One transformer | - | - | - | Reinforced concrete bases to transformers with remainder of area in loose fill media. Surround to compound in steel un-climbable fencing built off concrete perimeter ground beam. Transformers within brick or concrete structures may have walls only or may have a roof over. Can often be found alongside sub-stations. | Location Adjustment Applicable (See Guidance Notes) - ERC = UK mean of 1.00 | (BEAMS Note 2) The ERC for this item should be added to all other rateable items on the hereditament (except land). Therefore the total of the ERC of the other Building Items and the P&M ERC (where applicable) to enable the correct contract size adjustment to be made. ERC of Building Component + ERC of P&M = Total ERC to which contract size adjustment should be applied. The appropriate % adjustment should be made in accordance with the scale for contract size adjustment specified under section 6 of the RCG 2023 Guidance notes. The currency ERC rates are set at £4m (Four Million Pounds) @ 1st April 2021 (AVD) for the RCG 2023 Publication. | Excludes transformers Includes foundations, gravel or concrete base, fencing or walls to 1.8m height, gates and all within the compound area. If the compound is roofed over add the rates in variations. | Measure external dimensions of fencing or walls. Note number of transformers. Do not enter compound. | - | - | Transformers | - | Flat roof - £260/m2 based on compound area Pitched roof - £325/m2 based on compound area. | - | - | 10280 |  | M2 | - | NA | NA | NA | 355.5705 | Option 2 | 440.8378 | 23.98% | 504.5105 | 381.291 | 7.234% | -13.51% | 381.291 | 7.234% | Indexed | NA | VOA_GPN_GOV_UK\7246041 | 2019-08-30 | Low | - | Medium | Risk taken from previous CG | - | - | NA | SPONS A&B | NA | (BEAMS Note 2) The ERC for this item should be added to all other rateable items on the hereditament (except land). Therefore the total of the ERC of the other Building Items and the P&M ERC (where applicable) to enable the correct contract size adjustment to be made. ERC of Building Component + ERC of P&M = Total ERC to which contract size adjustment should be applied. The appropriate % adjustment should be made in accordance with the scale for contract size adjustment specified under section 6 of the RCG 2021 Guidance notes. The currency ERC rates are set at £4m (Four Million Pounds) @ 1st April 2019 (AVD) for the RCG 2021 Publication. | - | - | 2 | TRUE
5853 | 44510A | 4476 | 44510A | Transformer bays | One transformer | Lump sum all inclusive | - | - | Reinforced concrete bases to transformers with remainder of area in loose fill media. Surround to compound in steel un-climbable fencing built off concrete perimeter ground beam. Transformers within brick or concrete structures may have walls only or may have a roof over. Can often be found alongside sub-stations. | Location Adjustment Applicable (See Guidance Notes) - ERC = UK mean of 1.00 | (BEAMS Note 2) The ERC for this item should be added to all other rateable items on the hereditament (except land). Therefore the total of the ERC of the other Building Items and the P&M ERC (where applicable) to enable the correct contract size adjustment to be made. ERC of Building Component + ERC of P&M = Total ERC to which contract size adjustment should be applied. The appropriate % adjustment should be made in accordance with the scale for contract size adjustment specified under section 6 of the RCG 2023 Guidance notes. The currency ERC rates are set at £4m (Four Million Pounds) @ 1st April 2021 (AVD) for the RCG 2023 Publication. | Excludes transformers Includes foundations, gravel or concrete base, fencing or walls to 1.8m height, gates and all within the compound area. If the compound is roofed over add the rates in variations. | Measure external dimensions of fencing or walls. Note number of transformers. Do not enter compound. | - | - | Transformers | - | Flat roof - £260/m2 based on compound area Pitched roof - £325/m2 based on compound area. | - | - | 10280 |  | Each | - | NA | NA | NA | 4294.5528 | Option 2 | 5324.4041 | 23.98% | 6098.946 | 4609.3657 | 7.331% | -13.43% | 4609.3657 | 7.331% | Indexed | NA | VOA_GPN_GOV_UK\7246041 | 2019-08-30 | Low | - | Medium | Risk taken from previous CG | - | - | NA | SPONS A&B | NA | (BEAMS Note 2) The ERC for this item should be added to all other rateable items on the hereditament (except land). Therefore the total of the ERC of the other Building Items and the P&M ERC (where applicable) to enable the correct contract size adjustment to be made. ERC of Building Component + ERC of P&M = Total ERC to which contract size adjustment should be applied. The appropriate % adjustment should be made in accordance with the scale for contract size adjustment specified under section 6 of the RCG 2021 Guidance notes. The currency ERC rates are set at £4m (Four Million Pounds) @ 1st April 2019 (AVD) for the RCG 2021 Publication. | - | - | 2 | TRUE
5854 | 44500G | 4284 | 44500G | Transformer bays | Three transformers | - | - | - | Reinforced concrete bases to transformers with remainder of area in loose fill media. Surround to compound in steel un-climbable fencing built off concrete perimeter ground beam. Transformers within brick or concrete structures may have walls only or may have a roof over. Can often be found alongside sub-stations. | Location Adjustment Applicable (See Guidance Notes) - ERC = UK mean of 1.00 | (BEAMS Note 2) The ERC for this item should be added to all other rateable items on the hereditament (except land). Therefore the total of the ERC of the other Building Items and the P&M ERC (where applicable) to enable the correct contract size adjustment to be made. ERC of Building Component + ERC of P&M = Total ERC to which contract size adjustment should be applied. The appropriate % adjustment should be made in accordance with the scale for contract size adjustment specified under section 6 of the RCG 2023 Guidance notes. The currency ERC rates are set at £4m (Four Million Pounds) @ 1st April 2021 (AVD) for the RCG 2023 Publication. | Excludes transformers Includes foundations, gravel or concrete base, fencing or walls to 1.8m height, gates and all within the compound area. If the compound is roofed over add the following rates to the above items. Flat roof - £260/m2 based on compound area Pitched roof - £325/m2 based on compound area | Measure external dimensions of fencing or walls. Note number of transformers. Do not enter compound. If access is restricted and measurements are not possible use lump sum figure for number of transformers (Code 44510G) | - | - | Transformers. | - | Flat roof - £260/m2 based on compound area Pitched roof - £325/m2 based on compound area. | - | - | 10280 |  | M2 | - | NA | NA | NA | 922.0205 | Option 2 | 1143.1248 | 23.98% | 1280.2385 | 967.5586 | 4.939% | -15.36% | 967.5586 | 4.939% | Indexed | NA | VOA_GPN_GOV_UK\7246041 | 2019-08-30 | Low | - | Medium | Risk taken from previous CG | - | - | NA | SPONS A&B | NA | (BEAMS Note 2) The ERC for this item should be added to all other rateable items on the hereditament (except land). Therefore the total of the ERC of the other Building Items and the P&M ERC (where applicable) to enable the correct contract size adjustment to be made. ERC of Building Component + ERC of P&M = Total ERC to which contract size adjustment should be applied. The appropriate % adjustment should be made in accordance with the scale for contract size adjustment specified under section 6 of the RCG 2021 Guidance notes. The currency ERC rates are set at £4m (Four Million Pounds) @ 1st April 2019 (AVD) for the RCG 2021 Publication. | - | - | 2 | TRUE
5855 | 44510G | 4286 | 44510G | Transformer bays | Three transformers | Lump sum all inclusive | Walls, roof and gates included | - | Reinforced concrete bases to transformers with remainder of area in loose fill media. Surround to compound in steel un-climbable fencing built off concrete perimeter ground beam. Transformers within brick or concrete structures may have walls only or may have a roof over. | Location Adjustment Applicable (See Guidance Notes) - ERC = UK mean of 1.00 | (BEAMS Note 2) The ERC for this item should be added to all other rateable items on the hereditament (except land). Therefore the total of the ERC of the other Building Items and the P&M ERC (where applicable) to enable the correct contract size adjustment to be made. ERC of Building Component + ERC of P&M = Total ERC to which contract size adjustment should be applied. The appropriate % adjustment should be made in accordance with the scale for contract size adjustment specified under section 6 of the RCG 2023 Guidance notes. The currency ERC rates are set at £4m (Four Million Pounds) @ 1st April 2021 (AVD) for the RCG 2023 Publication. | Excludes transformers Includes foundations, gravel or concrete base, fencing or walls to 1.8m height, gates and all within the compound area. If the compound is roofed over add the following rates to the above items. Flat roof - £260/m2 based on compound area Pitched roof - £325/m2 based on compound area | Measure external dimensions of fencing or walls. Note number of transformers. Do not enter compound. If possible measure external dimensions of fencing or walls and use code 44500G | - | - | Transformers | - | Flat roof - £260/m2 based on compound area Pitched roof - £325/m2 based on compound area. | - | - | 10280 |  | Each | - | NA | NA | NA | 25167.0027 | Option 2 | 31202.1533 | 23.98% | 34957.1772 | 26419.3867 | 4.976% | -15.33% | 26419.3867 | 4.976% | Indexed | NA | VOA_GPN_GOV_UK\7246041 | 2019-08-30 | Low | - | Medium | Risk taken from previous CG | - | - | NA | SPONS A&B | NA | (BEAMS Note 2) The ERC for this item should be added to all other rateable items on the hereditament (except land). Therefore the total of the ERC of the other Building Items and the P&M ERC (where applicable) to enable the correct contract size adjustment to be made. ERC of Building Component + ERC of P&M = Total ERC to which contract size adjustment should be applied. The appropriate % adjustment should be made in accordance with the scale for contract size adjustment specified under section 6 of the RCG 2021 Guidance notes. The currency ERC rates are set at £4m (Four Million Pounds) @ 1st April 2019 (AVD) for the RCG 2021 Publication. | - | - | 2 | TRUE
5856 | 44500F | 4283 | 44500F | Transformer bays | Two transformers | - | - | - | Reinforced concrete bases to transformers with remainder of area in loose fill media. Surround to compound in steel un-climbable fencing built off concrete perimeter ground beam. Transformers within brick or concrete structures may have walls only or may have a roof over. Can often be found alongside sub-stations. | Location Adjustment Applicable (See Guidance Notes) - ERC = UK mean of 1.00 | (BEAMS Note 2) The ERC for this item should be added to all other rateable items on the hereditament (except land). Therefore the total of the ERC of the other Building Items and the P&M ERC (where applicable) to enable the correct contract size adjustment to be made. ERC of Building Component + ERC of P&M = Total ERC to which contract size adjustment should be applied. The appropriate % adjustment should be made in accordance with the scale for contract size adjustment specified under section 6 of the RCG 2023 Guidance notes. The currency ERC rates are set at £4m (Four Million Pounds) @ 1st April 2021 (AVD) for the RCG 2023 Publication. | Excludes transformers Includes foundations, gravel or concrete base, fencing or walls to 1.8m height, gates and all within the compound area. If the compound is roofed over add the rates in variations. | Measure external dimensions of fencing or walls. Note number of transformers. Do not enter compound. | - | - | Transformers | - | Flat roof - £260/m2 based on compound area Pitched roof - £325/m2 based on compound area. | - | - | 10280 |  | M2 | - | NA | NA | NA | 314.0103 | Option 2 | 389.3113 | 23.98% | 448.1984 | 338.7324 | 7.873% | -12.99% | 338.7324 | 7.873% | Indexed | NA | VOA_GPN_GOV_UK\7246041 | 2019-08-30 | Low | - | Medium | Risk taken from previous CG | - | - | NA | SPONS A&B | NA | (BEAMS Note 2) The ERC for this item should be added to all other rateable items on the hereditament (except land). Therefore the total of the ERC of the other Building Items and the P&M ERC (where applicable) to enable the correct contract size adjustment to be made. ERC of Building Component + ERC of P&M = Total ERC to which contract size adjustment should be applied. The appropriate % adjustment should be made in accordance with the scale for contract size adjustment specified under section 6 of the RCG 2021 Guidance notes. The currency ERC rates are set at £4m (Four Million Pounds) @ 1st April 2019 (AVD) for the RCG 2021 Publication. | - | - | 2 | TRUE
5857 | 44510F | 4774 | 44510F | Transformer bays | Two transformers | Lump sum all inclusive | - | - | Reinforced concrete bases to transformers with remainder of area in loose fill media. Surround to compound in steel un-climbable fencing built off concrete perimeter ground beam. Transformers within brick or concrete structures may have walls only or may have a roof over. Can often be found alongside sub-stations. | Location Adjustment Applicable (See Guidance Notes) - ERC = UK mean of 1.00 | (BEAMS Note 2) The ERC for this item should be added to all other rateable items on the hereditament (except land). Therefore the total of the ERC of the other Building Items and the P&M ERC (where applicable) to enable the correct contract size adjustment to be made. ERC of Building Component + ERC of P&M = Total ERC to which contract size adjustment should be applied. The appropriate % adjustment should be made in accordance with the scale for contract size adjustment specified under section 6 of the RCG 2023 Guidance notes. The currency ERC rates are set at £4m (Four Million Pounds) @ 1st April 2021 (AVD) for the RCG 2023 Publication. | Excludes transformers Includes foundations, gravel or concrete base, fencing or walls to 1.8m height, gates and all within the compound area. If the compound is roofed over add the rates in variations. | Measure external dimensions of fencing or walls. Note number of transformers. Do not enter compound. | - | - | Transformers | - | Flat roof - £260/m2 based on compound area Pitched roof - £325/m2 based on compound area. | - | - | 10280 |  | Each | - | NA | NA | NA | 7234.5512 | Option 2 | 8969.4263 | 23.98% | 10324.6525 | 7803.0038 | 7.857% | -13% | 7803.0038 | 7.857% | Indexed | NA | VOA_GPN_GOV_UK\7246041 | 2019-08-30 | Low | - | Medium | Risk taken from previous CG | - | - | NA | SPONS A&B | NA | (BEAMS Note 2) The ERC for this item should be added to all other rateable items on the hereditament (except land). Therefore the total of the ERC of the other Building Items and the P&M ERC (where applicable) to enable the correct contract size adjustment to be made. ERC of Building Component + ERC of P&M = Total ERC to which contract size adjustment should be applied. The appropriate % adjustment should be made in accordance with the scale for contract size adjustment specified under section 6 of the RCG 2021 Guidance notes. The currency ERC rates are set at £4m (Four Million Pounds) @ 1st April 2019 (AVD) for the RCG 2021 Publication. | - | - | 2 | TRUE
5858 | 200B70 | 3875 | 200B70 | Uninterrupted power supply | Electrical switch | Maintains system until power is restored. | 415V | UPS output kva 100 | Uninterruptable Power Supply (UPS) - battery powered. UPS's are commonly found in data centres or businesses with critical IT systems, the UPS allows systems to continue running during a power interruption. Battery powered UPS's are typically fully packages systems containing both batteries and the associated electronics to turn the stored power into 415V 50HZ AC. power as supplied by the mains. UPS's are normally permanently connected across the power supply and will cut in for even the shortest fraction of a second power outage. | Considered Not Applicable at time of Publication | (BEAMS Note 1) The ERC for this item should be added to the total of the ERC of the other P&M items on the site and the Buildings ERC (where applicable) to enable the correct contract size adjustment to be made. ERC of P&M Items + ERC of Building Component’s = Total ERC (net figure rateable items only) to which contract size adjustment should be applied The 2023 Generic Contractors Test Spreadsheet has this facility built into the programme - it is recommended you undertake all contractors test valuations using this spreadsheet. (Details on the application of contract size adjustments can be found in the RCG 2023 Guidance notes). Where RV is calculated using the comparative method (rental method) the contract size adjustment should be made as follows: Select - SCAT code box ""P and M as an addition” within the 2023 Generic Contractors Test Spreadsheet facility. Or Where the spreadsheet is not used take the: Reciprocal of statutory de-capitalisation rate (i.e. 5% reciprocal = 20) multiply by rateable value of the buildings (before any overall end allowances are made and after making a notional deduction for the land value) and add to the ERC of P&M. Use resultant figure to calculate contract size adjustment. (Guidance Notes - Section 6) | Costs include internal batteries within the cabinet, but do not include external battery racks. | Record output in kVa. Record run time. | - | - | - | It is assumed that the item forms part of an "average size specialist industrial complex". Where it would be normal to find more than one item in such a hereditament the ERC stated has been adjusted to reflect any number, quantity discount These figures are NOT one off figures. | - | Photo 1 - Typical office UPS in the smaller systems the UPS slowly shuts the system down. Photo 2 - Some systems have remote power from battery banks or diesel generators . Photo 3 - A typical UPS cabinet. | Photo 1 Note: This system is not used if a continuous power supply is required. A different design UPS is used in such circumstances. Photo 2 - Some systems have remote power from battery banks or diesel generators . Photo 3 - A typical UPS cabinet. | 20172 |  | Each | Per unit | NA | NA | NA | 33779.0531 | Option 3 | 44238.6853 | 30.96% | 33191.847 | 28075.1513 | -16.89% | -36.54% | 28075.1513 | -16.89% | Indexed | NA | VOA_GPN_GOV_UK\7246041 | 2019-08-30 | Low | - | High | Risk taken from previous CG | - | - | NA | SPONS E | NA | (BEAMS Note 1) The ERC for this item should be added to the total of the ERC of the other P&M items on the site and the Buildings ERC (where applicable) to enable the correct contract size adjustment to be made. ERC of P&M Items + ERC of Building Component’s = Total ERC (net figure rateable items only) to which contract size adjustment should be applied The 2021 Generic Contractors Test Spreadsheet has this facility built into the programme - it is recommended you undertake all contractors test valuations using this spreadsheet. (Details on the application of contract size adjustments can be found in the RCG 2021 Guidance notes). Where RV is calculated using the comparative method (rental method) the contract size adjustment should be made as follows: Select - SCAT code box "P and M as an addition” within the 2021 Generic Contractors Test Spreadsheet facility. Or Where the spreadsheet is not used take the: Reciprocal of statutory de-capitalisation rate (i.e. 5% reciprocal = 20) multiply by rateable value of the buildings (before any overall end allowances are made and after making a notional deduction for the land value) and add to the ERC of P&M. Use resultant figure to calculate contract size adjustment. (Guidance Notes - Section 6) | Photo 1 - Typical office UPS in the smaller systems the UPS slowly shuts the system down. Photo 2 - Some systems have remote power from battery banks or diesel generators . Photo 3 - A typical UPS cabinet. | Photo 1 Note: This system is not used if a continuous power supply is required. A different design UPS is used in such circumstances. Photo 2 - Some systems have remote power from battery banks or diesel generators . Photo 3 - A typical UPS cabinet. | 1 | TRUE
5859 | 200B71 | 3876 | 200B71 | Uninterrupted power supply | Electrical switch | Maintains system until power is restored. | 415V | UPS output kva 160 | Uninterruptable Power Supply (UPS) - battery powered. UPS's are commonly found in data centres or businesses with critical IT systems, the UPS allows systems to continue running during a power interruption. Battery powered UPS's are typically fully packages systems containing both batteries and the associated electronics to turn the stored power into 415V 50HZ AC. power as supplied by the mains. UPS's are normally permanently connected across the power supply and will cut in for even the shortest fraction of a second power outage. | Considered Not Applicable at time of Publication | (BEAMS Note 1) The ERC for this item should be added to the total of the ERC of the other P&M items on the site and the Buildings ERC (where applicable) to enable the correct contract size adjustment to be made. ERC of P&M Items + ERC of Building Component’s = Total ERC (net figure rateable items only) to which contract size adjustment should be applied The 2023 Generic Contractors Test Spreadsheet has this facility built into the programme - it is recommended you undertake all contractors test valuations using this spreadsheet. (Details on the application of contract size adjustments can be found in the RCG 2023 Guidance notes). Where RV is calculated using the comparative method (rental method) the contract size adjustment should be made as follows: Select - SCAT code box ""P and M as an addition” within the 2023 Generic Contractors Test Spreadsheet facility. Or Where the spreadsheet is not used take the: Reciprocal of statutory de-capitalisation rate (i.e. 5% reciprocal = 20) multiply by rateable value of the buildings (before any overall end allowances are made and after making a notional deduction for the land value) and add to the ERC of P&M. Use resultant figure to calculate contract size adjustment. (Guidance Notes - Section 6) | Costs include internal batteries within the cabinet, but do not include external battery racks. | Record output in kVa. Record run time. | - | - | - | It is assumed that the item forms part of an average size specialist industrial complex. Where it would be normal to find more than one item in such a hereditament the ERC stated has been adjusted to reflect any number, quantity discount These figures are NOT one off figures. | - | Photo 1 - Typical office UPS in the smaller systems the UPS slowly shuts the system down. Photo 2 - Some systems have remote power from battery banks or diesel generators . Photo 3 - A typical UPS cabinet. | Photo 1 Note: This system is not used if a continuous power supply is required. A different design UPS is used in such circumstances. Photo 2 - Some systems have remote power from battery banks or diesel generators . Photo 3 - A typical UPS cabinet. | 20172 |  | Each | One | NA | NA | NA | 52545.1937 | Option 3 | 68815.7327 | 30.96% | 51306.3517 | 43397.211 | -17.41% | -36.94% | 43397.211 | -17.41% | Indexed | NA | VOA_GPN_GOV_UK\7246041 | 2019-08-30 | Low | - | High | Risk taken from previous CG | - | - | NA | SPONS E | NA | (BEAMS Note 1) The ERC for this item should be added to the total of the ERC of the other P&M items on the site and the Buildings ERC (where applicable) to enable the correct contract size adjustment to be made. ERC of P&M Items + ERC of Building Component’s = Total ERC (net figure rateable items only) to which contract size adjustment should be applied The 2021 Generic Contractors Test Spreadsheet has this facility built into the programme - it is recommended you undertake all contractors test valuations using this spreadsheet. (Details on the application of contract size adjustments can be found in the RCG 2021 Guidance notes). Where RV is calculated using the comparative method (rental method) the contract size adjustment should be made as follows: Select - SCAT code box "P and M as an addition” within the 2021 Generic Contractors Test Spreadsheet facility. Or Where the spreadsheet is not used take the: Reciprocal of statutory de-capitalisation rate (i.e. 5% reciprocal = 20) multiply by rateable value of the buildings (before any overall end allowances are made and after making a notional deduction for the land value) and add to the ERC of P&M. Use resultant figure to calculate contract size adjustment. (Guidance Notes - Section 6) | Photo 1 - Typical office UPS in the smaller systems the UPS slowly shuts the system down. Photo 2 - Some systems have remote power from battery banks or diesel generators . Photo 3 - A typical UPS cabinet. | Photo 1 Note: This system is not used if a continuous power supply is required. A different design UPS is used in such circumstances. Photo 2 - Some systems have remote power from battery banks or diesel generators . Photo 3 - A typical UPS cabinet. | 1 | TRUE
5860 | 200B72 | 3877 | 200B72 | Uninterrupted power supply | Electrical switch | Maintains system until power is restored. | 415V | UPS output kva 200 | Uninterruptable Power Supply (UPS) - battery powered. UPS's are commonly found in data centres or businesses with critical IT systems, the UPS allows systems to continue running during a power interruption. Battery powered UPS's are typically fully packages systems containing both batteries and the associated electronics to turn the stored power into 415V 50HZ AC. power as supplied by the mains. UPS's are normally permanently connected across the power supply and will cut in for even the shortest fraction of a second power outage. | Considered Not Applicable at time of Publication | (BEAMS Note 1) The ERC for this item should be added to the total of the ERC of the other P&M items on the site and the Buildings ERC (where applicable) to enable the correct contract size adjustment to be made. ERC of P&M Items + ERC of Building Component’s = Total ERC (net figure rateable items only) to which contract size adjustment should be applied The 2023 Generic Contractors Test Spreadsheet has this facility built into the programme - it is recommended you undertake all contractors test valuations using this spreadsheet. (Details on the application of contract size adjustments can be found in the RCG 2023 Guidance notes). Where RV is calculated using the comparative method (rental method) the contract size adjustment should be made as follows: Select - SCAT code box ""P and M as an addition” within the 2023 Generic Contractors Test Spreadsheet facility. Or Where the spreadsheet is not used take the: Reciprocal of statutory de-capitalisation rate (i.e. 5% reciprocal = 20) multiply by rateable value of the buildings (before any overall end allowances are made and after making a notional deduction for the land value) and add to the ERC of P&M. Use resultant figure to calculate contract size adjustment. (Guidance Notes - Section 6) | Costs include internal batteries within the cabinet, but do not include external battery racks. | Record output in kVa. Record run time. | - | - | - | It is assumed that the item forms part of an average size specialist industrial complex. Where it would be normal to find more than one item in such a hereditament the ERC stated has been adjusted to reflect any number, quantity discount These figures are NOT one off figures. | - | Photo 1 - Typical office UPS in the smaller systems the UPS slowly shuts the system down. Photo 2 - Some systems have remote power from battery banks or diesel generators . Photo 3 - A typical UPS cabinet. | Photo 1 Note: This system is not used if a continuous power supply is required. A different design UPS is used in such circumstances. Photo 2 - Some systems have remote power from battery banks or diesel generators . Photo 3 - A typical UPS cabinet. | 20172 |  | Each | One | NA | NA | NA | 58800.5739 | Option 3 | 77008.0818 | 30.96% | 61827.9503 | 52296.8505 | -11.06% | -32.09% | 52296.8505 | -11.06% | Indexed | NA | VOA_GPN_GOV_UK\7246041 | 2019-08-30 | Low | - | High | Risk taken from previous CG | - | - | NA | SPONS E | NA | (BEAMS Note 1) The ERC for this item should be added to the total of the ERC of the other P&M items on the site and the Buildings ERC (where applicable) to enable the correct contract size adjustment to be made. ERC of P&M Items + ERC of Building Component’s = Total ERC (net figure rateable items only) to which contract size adjustment should be applied The 2021 Generic Contractors Test Spreadsheet has this facility built into the programme - it is recommended you undertake all contractors test valuations using this spreadsheet. (Details on the application of contract size adjustments can be found in the RCG 2021 Guidance notes). Where RV is calculated using the comparative method (rental method) the contract size adjustment should be made as follows: Select - SCAT code box "P and M as an addition” within the 2021 Generic Contractors Test Spreadsheet facility. Or Where the spreadsheet is not used take the: Reciprocal of statutory de-capitalisation rate (i.e. 5% reciprocal = 20) multiply by rateable value of the buildings (before any overall end allowances are made and after making a notional deduction for the land value) and add to the ERC of P&M. Use resultant figure to calculate contract size adjustment. (Guidance Notes - Section 6) | Photo 1 - Typical office UPS in the smaller systems the UPS slowly shuts the system down. Photo 2 - Some systems have remote power from battery banks or diesel generators . Photo 3 - A typical UPS cabinet. | Photo 1 Note: This system is not used if a continuous power supply is required. A different design UPS is used in such circumstances. Photo 2 - Some systems have remote power from battery banks or diesel generators . Photo 3 - A typical UPS cabinet. | 1 | TRUE
5861 | 200B73 | 3878 | 200B73 | Uninterrupted power supply | Electrical switch | Maintains system until power is restored. | 415V | UPS output kva 250 | Uninterruptable Power Supply (UPS) - battery powered. UPS's are commonly found in data centres or businesses with critical IT systems, the UPS allows systems to continue running during a power interruption. Battery powered UPS's are typically fully packages systems containing both batteries and the associated electronics to turn the stored power into 415V 50HZ AC. power as supplied by the mains. UPS's are normally permanently connected across the power supply and will cut in for even the shortest fraction of a second power outage. | Considered Not Applicable at time of Publication | (BEAMS Note 1) The ERC for this item should be added to the total of the ERC of the other P&M items on the site and the Buildings ERC (where applicable) to enable the correct contract size adjustment to be made. ERC of P&M Items + ERC of Building Component’s = Total ERC (net figure rateable items only) to which contract size adjustment should be applied The 2023 Generic Contractors Test Spreadsheet has this facility built into the programme - it is recommended you undertake all contractors test valuations using this spreadsheet. (Details on the application of contract size adjustments can be found in the RCG 2023 Guidance notes). Where RV is calculated using the comparative method (rental method) the contract size adjustment should be made as follows: Select - SCAT code box ""P and M as an addition” within the 2023 Generic Contractors Test Spreadsheet facility. Or Where the spreadsheet is not used take the: Reciprocal of statutory de-capitalisation rate (i.e. 5% reciprocal = 20) multiply by rateable value of the buildings (before any overall end allowances are made and after making a notional deduction for the land value) and add to the ERC of P&M. Use resultant figure to calculate contract size adjustment. (Guidance Notes - Section 6) | Costs include internal batteries within the cabinet, but do not include external battery racks. | Record output in kVa. Record run time. | - | - | - | It is assumed that the item forms part of an average size specialist industrial complex. Where it would be normal to find more than one item in such a hereditament the ERC stated has been adjusted to reflect any number, quantity discount These figures are NOT one off figures. | - | Photo 1 - Typical office UPS in the smaller systems the UPS slowly shuts the system down. Photo 2 - Some systems have remote power from battery banks or diesel generators . Photo 3 - A typical UPS cabinet. | Photo 1 Note: This system is not used if a continuous power supply is required. A different design UPS is used in such circumstances. Photo 2 - Some systems have remote power from battery banks or diesel generators . Photo 3 - A typical UPS cabinet. | 20172 |  | Each | One | NA | NA | NA | 78817.7905 | Option 3 | 103223.5991 | 30.96% | 77447.643 | 65508.6864 | -16.89% | -36.54% | 65508.6864 | -16.89% | Indexed | NA | VOA_GPN_GOV_UK\7246041 | 2019-08-30 | Low | - | High | Risk taken from previous CG | - | - | NA | SPONS E | NA | (BEAMS Note 1) The ERC for this item should be added to the total of the ERC of the other P&M items on the site and the Buildings ERC (where applicable) to enable the correct contract size adjustment to be made. ERC of P&M Items + ERC of Building Component’s = Total ERC (net figure rateable items only) to which contract size adjustment should be applied The 2021 Generic Contractors Test Spreadsheet has this facility built into the programme - it is recommended you undertake all contractors test valuations using this spreadsheet. (Details on the application of contract size adjustments can be found in the RCG 2021 Guidance notes). Where RV is calculated using the comparative method (rental method) the contract size adjustment should be made as follows: Select - SCAT code box "P and M as an addition” within the 2021 Generic Contractors Test Spreadsheet facility. Or Where the spreadsheet is not used take the: Reciprocal of statutory de-capitalisation rate (i.e. 5% reciprocal = 20) multiply by rateable value of the buildings (before any overall end allowances are made and after making a notional deduction for the land value) and add to the ERC of P&M. Use resultant figure to calculate contract size adjustment. (Guidance Notes - Section 6) | Photo 1 - Typical office UPS in the smaller systems the UPS slowly shuts the system down. Photo 2 - Some systems have remote power from battery banks or diesel generators . Photo 3 - A typical UPS cabinet. | Photo 1 Note: This system is not used if a continuous power supply is required. A different design UPS is used in such circumstances. Photo 2 - Some systems have remote power from battery banks or diesel generators . Photo 3 - A typical UPS cabinet. | 1 | TRUE
5862 | 200B74 | 3879 | 200B74 | Uninterrupted power supply | Electrical switch | Maintains system until power is restored. | 415V | UPS output kva 300 | Uninterruptable Power Supply (UPS) - battery powered. UPS's are commonly found in data centres or businesses with critical IT systems, the UPS allows systems to continue running during a power interruption. Battery powered UPS's are typically fully packages systems containing both batteries and the associated electronics to turn the stored power into 415V 50HZ AC. power as supplied by the mains. UPS's are normally permanently connected across the power supply and will cut in for even the shortest fraction of a second power outage. | Considered Not Applicable at time of Publication | (BEAMS Note 1) The ERC for this item should be added to the total of the ERC of the other P&M items on the site and the Buildings ERC (where applicable) to enable the correct contract size adjustment to be made. ERC of P&M Items + ERC of Building Component’s = Total ERC (net figure rateable items only) to which contract size adjustment should be applied The 2023 Generic Contractors Test Spreadsheet has this facility built into the programme - it is recommended you undertake all contractors test valuations using this spreadsheet. (Details on the application of contract size adjustments can be found in the RCG 2023 Guidance notes). Where RV is calculated using the comparative method (rental method) the contract size adjustment should be made as follows: Select - SCAT code box ""P and M as an addition” within the 2023 Generic Contractors Test Spreadsheet facility. Or Where the spreadsheet is not used take the: Reciprocal of statutory de-capitalisation rate (i.e. 5% reciprocal = 20) multiply by rateable value of the buildings (before any overall end allowances are made and after making a notional deduction for the land value) and add to the ERC of P&M. Use resultant figure to calculate contract size adjustment. (Guidance Notes - Section 6) | Costs include internal batteries within the cabinet, but do not include external battery racks. | Record output in kVa. Record run time. | - | - | - | It is assumed that the item forms part of an average size specialist industrial complex. Where it would be normal to find more than one item in such a hereditament the ERC stated has been adjusted to reflect any number, quantity discount These figures are NOT one off figures. | - | Photo 1 - Typical office UPS in the smaller systems the UPS slowly shuts the system down. Photo 2 - Some systems have remote power from battery banks or diesel generators . Photo 3 - A typical UPS cabinet. | Photo 1 Note: This system is not used if a continuous power supply is required. A different design UPS is used in such circumstances. Photo 2 - Some systems have remote power from battery banks or diesel generators . Photo 3 - A typical UPS cabinet. | 20172 |  | Each | One | NA | NA | NA | 88826.3989 | Option 3 | 116331.3577 | 30.96% | 89596.2929 | 75784.5588 | -14.68% | -34.85% | 75784.5588 | -14.68% | Indexed | NA | VOA_GPN_GOV_UK\7246041 | 2019-08-30 | Low | - | High | Risk taken from previous CG | - | - | NA | SPONS E | NA | (BEAMS Note 1) The ERC for this item should be added to the total of the ERC of the other P&M items on the site and the Buildings ERC (where applicable) to enable the correct contract size adjustment to be made. ERC of P&M Items + ERC of Building Component’s = Total ERC (net figure rateable items only) to which contract size adjustment should be applied The 2021 Generic Contractors Test Spreadsheet has this facility built into the programme - it is recommended you undertake all contractors test valuations using this spreadsheet. (Details on the application of contract size adjustments can be found in the RCG 2021 Guidance notes). Where RV is calculated using the comparative method (rental method) the contract size adjustment should be made as follows: Select - SCAT code box "P and M as an addition” within the 2021 Generic Contractors Test Spreadsheet facility. Or Where the spreadsheet is not used take the: Reciprocal of statutory de-capitalisation rate (i.e. 5% reciprocal = 20) multiply by rateable value of the buildings (before any overall end allowances are made and after making a notional deduction for the land value) and add to the ERC of P&M. Use resultant figure to calculate contract size adjustment. (Guidance Notes - Section 6) | Photo 1 - Typical office UPS in the smaller systems the UPS slowly shuts the system down. Photo 2 - Some systems have remote power from battery banks or diesel generators . Photo 3 - A typical UPS cabinet. | Photo 1 Note: This system is not used if a continuous power supply is required. A different design UPS is used in such circumstances. Photo 2 - Some systems have remote power from battery banks or diesel generators . Photo 3 - A typical UPS cabinet. | 1 | TRUE
5863 | 200B75 | 3881 | 200B75 | Uninterrupted power supply | Electrical switch | Maintains system until power is restored. | 415V | UPS output kva 400 | Uninterruptable Power Supply (UPS) - battery powered. UPS's are commonly found in data centres or businesses with critical IT systems, the UPS allows systems to continue running during a power interruption. Battery powered UPS's are typically fully packages systems containing both batteries and the associated electronics to turn the stored power into 415V 50HZ AC. power as supplied by the mains. UPS's are normally permanently connected across the power supply and will cut in for even the shortest fraction of a second power outage. | Considered Not Applicable at time of Publication | (BEAMS Note 1) The ERC for this item should be added to the total of the ERC of the other P&M items on the site and the Buildings ERC (where applicable) to enable the correct contract size adjustment to be made. ERC of P&M Items + ERC of Building Component’s = Total ERC (net figure rateable items only) to which contract size adjustment should be applied The 2023 Generic Contractors Test Spreadsheet has this facility built into the programme - it is recommended you undertake all contractors test valuations using this spreadsheet. (Details on the application of contract size adjustments can be found in the RCG 2023 Guidance notes). Where RV is calculated using the comparative method (rental method) the contract size adjustment should be made as follows: Select - SCAT code box ""P and M as an addition” within the 2023 Generic Contractors Test Spreadsheet facility. Or Where the spreadsheet is not used take the: Reciprocal of statutory de-capitalisation rate (i.e. 5% reciprocal = 20) multiply by rateable value of the buildings (before any overall end allowances are made and after making a notional deduction for the land value) and add to the ERC of P&M. Use resultant figure to calculate contract size adjustment. (Guidance Notes - Section 6) | Costs include internal batteries within the cabinet, but do not include external battery racks. | Record output in kVa. Record run time. | - | - | - | It is assumed that the item forms part of an average size specialist industrial complex. Where it would be normal to find more than one item in such a hereditament the ERC stated has been adjusted to reflect any number, quantity discount These figures are NOT one off figures. | - | Photo 1 - Typical office UPS in the smaller systems the UPS slowly shuts the system down. Photo 2 - Some systems have remote power from battery banks or diesel generators . Photo 3 - A typical UPS cabinet. | Photo 1 Note: This system is not used if a continuous power supply is required. A different design UPS is used in such circumstances. Photo 2 - Some systems have remote power from battery banks or diesel generators . Photo 3 - A typical UPS cabinet. | 20172 |  | Each | One | NA | NA | NA | 106341.4634 | Option 3 | 139269.9352 | 30.96% | 119317.0971 | 100923.7466 | -5.095% | -27.53% | 100923.7466 | -5.095% | Indexed | NA | VOA_GPN_GOV_UK\7246041 | 2019-08-30 | Low | - | High | Risk taken from previous CG | - | - | NA | SPONS E | NA | (BEAMS Note 1) The ERC for this item should be added to the total of the ERC of the other P&M items on the site and the Buildings ERC (where applicable) to enable the correct contract size adjustment to be made. ERC of P&M Items + ERC of Building Component’s = Total ERC (net figure rateable items only) to which contract size adjustment should be applied The 2021 Generic Contractors Test Spreadsheet has this facility built into the programme - it is recommended you undertake all contractors test valuations using this spreadsheet. (Details on the application of contract size adjustments can be found in the RCG 2021 Guidance notes). Where RV is calculated using the comparative method (rental method) the contract size adjustment should be made as follows: Select - SCAT code box "P and M as an addition” within the 2021 Generic Contractors Test Spreadsheet facility. Or Where the spreadsheet is not used take the: Reciprocal of statutory de-capitalisation rate (i.e. 5% reciprocal = 20) multiply by rateable value of the buildings (before any overall end allowances are made and after making a notional deduction for the land value) and add to the ERC of P&M. Use resultant figure to calculate contract size adjustment. (Guidance Notes - Section 6) | Photo 1 - Typical office UPS in the smaller systems the UPS slowly shuts the system down. Photo 2 - Some systems have remote power from battery banks or diesel generators . Photo 3 - A typical UPS cabinet. | Photo 1 Note: This system is not used if a continuous power supply is required. A different design UPS is used in such circumstances. Photo 2 - Some systems have remote power from battery banks or diesel generators . Photo 3 - A typical UPS cabinet. | 1 | TRUE
5864 | 200B76 | 3883 | 200B76 | Uninterrupted power supply | Electrical switch | Maintains system until power is restored. | 415V | UPS output kva 500 | Uninterruptable Power Supply (UPS) - battery powered. UPS's are commonly found in data centres or businesses with critical IT systems, the UPS allows systems to continue running during a power interruption. Battery powered UPS's are typically fully packages systems containing both batteries and the associated electronics to turn the stored power into 415V 50HZ AC. power as supplied by the mains. UPS's are normally permanently connected across the power supply and will cut in for even the shortest fraction of a second power outage. | Considered Not Applicable at time of Publication | (BEAMS Note 1) The ERC for this item should be added to the total of the ERC of the other P&M items on the site and the Buildings ERC (where applicable) to enable the correct contract size adjustment to be made. ERC of P&M Items + ERC of Building Component’s = Total ERC (net figure rateable items only) to which contract size adjustment should be applied The 2023 Generic Contractors Test Spreadsheet has this facility built into the programme - it is recommended you undertake all contractors test valuations using this spreadsheet. (Details on the application of contract size adjustments can be found in the RCG 2023 Guidance notes). Where RV is calculated using the comparative method (rental method) the contract size adjustment should be made as follows: Select - SCAT code box ""P and M as an addition” within the 2023 Generic Contractors Test Spreadsheet facility. Or Where the spreadsheet is not used take the: Reciprocal of statutory de-capitalisation rate (i.e. 5% reciprocal = 20) multiply by rateable value of the buildings (before any overall end allowances are made and after making a notional deduction for the land value) and add to the ERC of P&M. Use resultant figure to calculate contract size adjustment. (Guidance Notes - Section 6) | Costs include internal batteries within the cabinet, but do not include external battery racks. | Record output in kVa. Record run time. | - | - | - | It is assumed that the item forms part of an average size specialist industrial complex. Where it would be normal to find more than one item in such a hereditament the ERC stated has been adjusted to reflect any number, quantity discount These figures are NOT one off figures. | - | Photo 1 - Typical office UPS in the smaller systems the UPS slowly shuts the system down. Photo 2 - Some systems have remote power from battery banks or diesel generators . Photo 3 - A typical UPS cabinet. | Photo 1 Note: This system is not used if a continuous power supply is required. A different design UPS is used in such circumstances. Photo 2 - Some systems have remote power from battery banks or diesel generators . Photo 3 - A typical UPS cabinet. | 20172 |  | Each | One | NA | NA | NA | 117601.1478 | Option 3 | 154016.1637 | 30.96% | 149363.3115 | 126338.181 | 7.429% | -17.97% | 126338.181 | 7.429% | Indexed | NA | VOA_GPN_GOV_UK\7246041 | 2019-08-30 | Low | - | High | Risk taken from previous CG | - | - | NA | SPONS E | NA | (BEAMS Note 1) The ERC for this item should be added to the total of the ERC of the other P&M items on the site and the Buildings ERC (where applicable) to enable the correct contract size adjustment to be made. ERC of P&M Items + ERC of Building Component’s = Total ERC (net figure rateable items only) to which contract size adjustment should be applied The 2021 Generic Contractors Test Spreadsheet has this facility built into the programme - it is recommended you undertake all contractors test valuations using this spreadsheet. (Details on the application of contract size adjustments can be found in the RCG 2021 Guidance notes). Where RV is calculated using the comparative method (rental method) the contract size adjustment should be made as follows: Select - SCAT code box "P and M as an addition” within the 2021 Generic Contractors Test Spreadsheet facility. Or Where the spreadsheet is not used take the: Reciprocal of statutory de-capitalisation rate (i.e. 5% reciprocal = 20) multiply by rateable value of the buildings (before any overall end allowances are made and after making a notional deduction for the land value) and add to the ERC of P&M. Use resultant figure to calculate contract size adjustment. (Guidance Notes - Section 6) | Photo 1 - Typical office UPS in the smaller systems the UPS slowly shuts the system down. Photo 2 - Some systems have remote power from battery banks or diesel generators . Photo 3 - A typical UPS cabinet. | Photo 1 Note: This system is not used if a continuous power supply is required. A different design UPS is used in such circumstances. Photo 2 - Some systems have remote power from battery banks or diesel generators . Photo 3 - A typical UPS cabinet. | 1 | TRUE
5865 | 200B77 | 3885 | 200B77 | Uninterrupted power supply | Electrical switch | Maintains system until power is restored. | 415V | UPS output kva 600 | Uninterruptable Power Supply (UPS) - battery powered. UPS's are commonly found in data centres or businesses with critical IT systems, the UPS allows systems to continue running during a power interruption. Battery powered UPS's are typically fully packages systems containing both batteries and the associated electronics to turn the stored power into 415V 50HZ AC. power as supplied by the mains. UPS's are normally permanently connected across the power supply and will cut in for even the shortest fraction of a second power outage. | Considered Not Applicable at time of Publication | (BEAMS Note 1) The ERC for this item should be added to the total of the ERC of the other P&M items on the site and the Buildings ERC (where applicable) to enable the correct contract size adjustment to be made. ERC of P&M Items + ERC of Building Component’s = Total ERC (net figure rateable items only) to which contract size adjustment should be applied The 2023 Generic Contractors Test Spreadsheet has this facility built into the programme - it is recommended you undertake all contractors test valuations using this spreadsheet. (Details on the application of contract size adjustments can be found in the RCG 2023 Guidance notes). Where RV is calculated using the comparative method (rental method) the contract size adjustment should be made as follows: Select - SCAT code box ""P and M as an addition” within the 2023 Generic Contractors Test Spreadsheet facility. Or Where the spreadsheet is not used take the: Reciprocal of statutory de-capitalisation rate (i.e. 5% reciprocal = 20) multiply by rateable value of the buildings (before any overall end allowances are made and after making a notional deduction for the land value) and add to the ERC of P&M. Use resultant figure to calculate contract size adjustment. (Guidance Notes - Section 6) | Costs include internal batteries within the cabinet, but do not include external battery racks. | Record output in kVa. Record run time. | - | - | - | It is assumed that the item forms part of an average size specialist industrial complex. Where it would be normal to find more than one item in such a hereditament the ERC stated has been adjusted to reflect any number, quantity discount These figures are NOT one off figures. | - | Photo 1 - Typical office UPS in the smaller systems the UPS slowly shuts the system down. Photo 2 - Some systems have remote power from battery banks or diesel generators . Photo 3 - A typical UPS cabinet. | Photo 1 Note: This system is not used if a continuous power supply is required. A different design UPS is used in such circumstances. Photo 2 - Some systems have remote power from battery banks or diesel generators . Photo 3 - A typical UPS cabinet. | 20172 |  | Each | One | NA | NA | NA | 146375.8967 | Option 3 | 191700.9697 | 30.96% | 172467.4403 | 145880.6883 | -0.3383% | -23.9% | 145880.6883 | -0.3383% | Indexed | NA | VOA_GPN_GOV_UK\7246041 | 2019-08-30 | Low | - | High | Risk taken from previous CG | - | - | NA | SPONS E | NA | (BEAMS Note 1) The ERC for this item should be added to the total of the ERC of the other P&M items on the site and the Buildings ERC (where applicable) to enable the correct contract size adjustment to be made. ERC of P&M Items + ERC of Building Component’s = Total ERC (net figure rateable items only) to which contract size adjustment should be applied The 2021 Generic Contractors Test Spreadsheet has this facility built into the programme - it is recommended you undertake all contractors test valuations using this spreadsheet. (Details on the application of contract size adjustments can be found in the RCG 2021 Guidance notes). Where RV is calculated using the comparative method (rental method) the contract size adjustment should be made as follows: Select - SCAT code box "P and M as an addition” within the 2021 Generic Contractors Test Spreadsheet facility. Or Where the spreadsheet is not used take the: Reciprocal of statutory de-capitalisation rate (i.e. 5% reciprocal = 20) multiply by rateable value of the buildings (before any overall end allowances are made and after making a notional deduction for the land value) and add to the ERC of P&M. Use resultant figure to calculate contract size adjustment. (Guidance Notes - Section 6) | Photo 1 - Typical office UPS in the smaller systems the UPS slowly shuts the system down. Photo 2 - Some systems have remote power from battery banks or diesel generators . Photo 3 - A typical UPS cabinet. | Photo 1 Note: This system is not used if a continuous power supply is required. A different design UPS is used in such circumstances. Photo 2 - Some systems have remote power from battery banks or diesel generators . Photo 3 - A typical UPS cabinet. | 1 | TRUE
5866 | 200B78 | 3886 | 200B78 | Uninterrupted power supply | Electrical switch | Maintains system until power is restored. | 415V | UPS output kva 1000 | Uninterruptable Power Supply (UPS) - battery powered. UPS's are commonly found in data centres or businesses with critical IT systems, the UPS allows systems to continue running during a power interruption. Battery powered UPS's are typically fully packages systems containing both batteries and the associated electronics to turn the stored power into 415V 50HZ AC. power as supplied by the mains. UPS's are normally permanently connected across the power supply and will cut in for even the shortest fraction of a second power outage. | Considered Not Applicable at time of Publication | (BEAMS Note 1) The ERC for this item should be added to the total of the ERC of the other P&M items on the site and the Buildings ERC (where applicable) to enable the correct contract size adjustment to be made. ERC of P&M Items + ERC of Building Component’s = Total ERC (net figure rateable items only) to which contract size adjustment should be applied The 2023 Generic Contractors Test Spreadsheet has this facility built into the programme - it is recommended you undertake all contractors test valuations using this spreadsheet. (Details on the application of contract size adjustments can be found in the RCG 2023 Guidance notes). Where RV is calculated using the comparative method (rental method) the contract size adjustment should be made as follows: Select - SCAT code box ""P and M as an addition” within the 2023 Generic Contractors Test Spreadsheet facility. Or Where the spreadsheet is not used take the: Reciprocal of statutory de-capitalisation rate (i.e. 5% reciprocal = 20) multiply by rateable value of the buildings (before any overall end allowances are made and after making a notional deduction for the land value) and add to the ERC of P&M. Use resultant figure to calculate contract size adjustment. (Guidance Notes - Section 6) | Costs include internal batteries within the cabinet, but do not include external battery racks. | Record output in kVa. Record run time. | - | - | - | It is assumed that the item forms part of an average size specialist industrial complex. Where it would be normal to find more than one item in such a hereditament the ERC stated has been adjusted to reflect any number, quantity discount These figures are NOT one off figures. | - | Photo 1 - Typical office UPS in the smaller systems the UPS slowly shuts the system down. Photo 2 - Some systems have remote power from battery banks or diesel generators . Photo 3 - A typical UPS cabinet. | Photo 1 Note: This system is not used if a continuous power supply is required. A different design UPS is used in such circumstances. Photo 2 - Some systems have remote power from battery banks or diesel generators . Photo 3 - A typical UPS cabinet. | 20172 |  | Each | One | NA | NA | NA | 273985.6528 | Option 3 | 358824.892 | 30.96% | 243406.8781 | 205884.4431 | -24.86% | -42.62% | 205884.4431 | -24.86% | Indexed | NA | VOA_GPN_GOV_UK\7246041 | 2019-08-30 | Low | - | High | Risk taken from previous CG | - | - | NA | SPONS E | NA | (BEAMS Note 1) The ERC for this item should be added to the total of the ERC of the other P&M items on the site and the Buildings ERC (where applicable) to enable the correct contract size adjustment to be made. ERC of P&M Items + ERC of Building Component’s = Total ERC (net figure rateable items only) to which contract size adjustment should be applied The 2021 Generic Contractors Test Spreadsheet has this facility built into the programme - it is recommended you undertake all contractors test valuations using this spreadsheet. (Details on the application of contract size adjustments can be found in the RCG 2021 Guidance notes). Where RV is calculated using the comparative method (rental method) the contract size adjustment should be made as follows: Select - SCAT code box "P and M as an addition” within the 2021 Generic Contractors Test Spreadsheet facility. Or Where the spreadsheet is not used take the: Reciprocal of statutory de-capitalisation rate (i.e. 5% reciprocal = 20) multiply by rateable value of the buildings (before any overall end allowances are made and after making a notional deduction for the land value) and add to the ERC of P&M. Use resultant figure to calculate contract size adjustment. (Guidance Notes - Section 6) | Photo 1 - Typical office UPS in the smaller systems the UPS slowly shuts the system down. Photo 2 - Some systems have remote power from battery banks or diesel generators . Photo 3 - A typical UPS cabinet. | Photo 1 Note: This system is not used if a continuous power supply is required. A different design UPS is used in such circumstances. Photo 2 - Some systems have remote power from battery banks or diesel generators . Photo 3 - A typical UPS cabinet. | 1 | TRUE
5867 | 200B79 | 3888 | 200B79 | Uninterrupted power supply | Electrical switch | Maintains system until power is restored. | 415V | UPS output kva 2000 | Uninterruptable Power Supply (UPS) - battery powered. UPS's are commonly found in data centres or businesses with critical IT systems, the UPS allows systems to continue running during a power interruption. Battery powered UPS's are typically fully packages systems containing both batteries and the associated electronics to turn the stored power into 415V 50HZ AC. power as supplied by the mains. UPS's are normally permanently connected across the power supply and will cut in for even the shortest fraction of a second power outage. | Considered Not Applicable at time of Publication | (BEAMS Note 1) The ERC for this item should be added to the total of the ERC of the other P&M items on the site and the Buildings ERC (where applicable) to enable the correct contract size adjustment to be made. ERC of P&M Items + ERC of Building Component’s = Total ERC (net figure rateable items only) to which contract size adjustment should be applied The 2023 Generic Contractors Test Spreadsheet has this facility built into the programme - it is recommended you undertake all contractors test valuations using this spreadsheet. (Details on the application of contract size adjustments can be found in the RCG 2023 Guidance notes). Where RV is calculated using the comparative method (rental method) the contract size adjustment should be made as follows: Select - SCAT code box ""P and M as an addition” within the 2023 Generic Contractors Test Spreadsheet facility. Or Where the spreadsheet is not used take the: Reciprocal of statutory de-capitalisation rate (i.e. 5% reciprocal = 20) multiply by rateable value of the buildings (before any overall end allowances are made and after making a notional deduction for the land value) and add to the ERC of P&M. Use resultant figure to calculate contract size adjustment. (Guidance Notes - Section 6) | Costs include internal batteries within the cabinet, but do not include external battery racks. | Record output in kVa. Record run time. | - | - | - | It is assumed that the item forms part of an average size specialist industrial complex. Where it would be normal to find more than one item in such a hereditament the ERC stated has been adjusted to reflect any number, quantity discount These figures are NOT one off figures. | - | Photo 1 - Typical office UPS in the smaller systems the UPS slowly shuts the system down. Photo 2 - Some systems have remote power from battery banks or diesel generators . Photo 3 - A typical UPS cabinet. | Photo 1 Note: This system is not used if a continuous power supply is required. A different design UPS is used in such circumstances. Photo 2 - Some systems have remote power from battery banks or diesel generators . Photo 3 - A typical UPS cabinet. | 20172 |  | Each | One | NA | NA | NA | 547971.3056 | Option 3 | 717649.784 | 30.96% | 442557.9601 | 374335.351 | -31.69% | -47.84% | 374335.351 | -31.69% | Indexed | NA | VOA_GPN_GOV_UK\7246041 | 2019-08-30 | Low | - | High | Risk taken from previous CG | - | - | NA | SPONS E | NA | (BEAMS Note 1) The ERC for this item should be added to the total of the ERC of the other P&M items on the site and the Buildings ERC (where applicable) to enable the correct contract size adjustment to be made. ERC of P&M Items + ERC of Building Component’s = Total ERC (net figure rateable items only) to which contract size adjustment should be applied The 2021 Generic Contractors Test Spreadsheet has this facility built into the programme - it is recommended you undertake all contractors test valuations using this spreadsheet. (Details on the application of contract size adjustments can be found in the RCG 2021 Guidance notes). Where RV is calculated using the comparative method (rental method) the contract size adjustment should be made as follows: Select - SCAT code box "P and M as an addition” within the 2021 Generic Contractors Test Spreadsheet facility. Or Where the spreadsheet is not used take the: Reciprocal of statutory de-capitalisation rate (i.e. 5% reciprocal = 20) multiply by rateable value of the buildings (before any overall end allowances are made and after making a notional deduction for the land value) and add to the ERC of P&M. Use resultant figure to calculate contract size adjustment. (Guidance Notes - Section 6) | Photo 1 - Typical office UPS in the smaller systems the UPS slowly shuts the system down. Photo 2 - Some systems have remote power from battery banks or diesel generators . Photo 3 - A typical UPS cabinet. | Photo 1 Note: This system is not used if a continuous power supply is required. A different design UPS is used in such circumstances. Photo 2 - Some systems have remote power from battery banks or diesel generators . Photo 3 - A typical UPS cabinet. | 1 | TRUE
5868 | 200B50 | 3637 | 200B50 | Uninterrupted power supply | Electrical switch - integral sealed battery | Close down system | 415V | UPS output kva 10 | Uninterruptable Power Supply (UPS) - battery powered. UPS's are commonly found in data centres or businesses with critical IT systems, the UPS allows systems to be shut down in a controlled way during a power interruption. Battery powered UPS's are typically fully packages systems containing both batteries and the associated electronics to turn the stored power into 415V 50HZ AC. power as supplied by the mains. UPS's are normally permanently connected across the power supply and will cut in for even the shortest fraction of a second power outage. | Considered Not Applicable at time of Publication | (BEAMS Note 1) The ERC for this item should be added to the total of the ERC of the other P&M items on the site and the Buildings ERC (where applicable) to enable the correct contract size adjustment to be made. ERC of P&M Items + ERC of Building Component’s = Total ERC (net figure rateable items only) to which contract size adjustment should be applied The 2023 Generic Contractors Test Spreadsheet has this facility built into the programme - it is recommended you undertake all contractors test valuations using this spreadsheet. (Details on the application of contract size adjustments can be found in the RCG 2023 Guidance notes). Where RV is calculated using the comparative method (rental method) the contract size adjustment should be made as follows: Select - SCAT code box ""P and M as an addition” within the 2023 Generic Contractors Test Spreadsheet facility. Or Where the spreadsheet is not used take the: Reciprocal of statutory de-capitalisation rate (i.e. 5% reciprocal = 20) multiply by rateable value of the buildings (before any overall end allowances are made and after making a notional deduction for the land value) and add to the ERC of P&M. Use resultant figure to calculate contract size adjustment. (Guidance Notes - Section 6) | Costs include internal batteries within the cabinet, but do not include diesel generator. | It is assumed that the voltage is 415 V (unless stated differently) at 50 hz Key identifying factors: Static or Rotary UPS Power Rating (in kW or kVA) Battery Run/autonomy time Battery in matching cubicles or on racks | - | - | - | t is assumed that the item forms part of an "average size industrial, commercial or office complex". Where it would be normal to find more than one item in such a hereditament the ERC stated has been adjusted to reflect any number / quantity, discount. These figures are NOT one off figures. | - | Photo 1 - A system of electrical switches with a built in battery system Photo 2 - A system of electrical switches with a built in battery system Note: The cabinets may be doubled up if required Photo 3 - A system of electrical switches with a built in battery system Note: A block of 3 units | Note: Cable runs in pits or ducts do not form part of these costs | 20171 |  | Each | Per unit | NA | NA | NA | 9383.0703 | Option 3 | 12288.5237 | 30.96% | 7755.6113 | 6560.0435 | -30.09% | -46.62% | 6560.0435 | -30.09% | Indexed | NA | VOA_GPN_GOV_UK\7246041 | 2019-08-30 | Low | - | High | Risk taken from previous CG | - | - | NA | SPONS E | NA | (BEAMS Note 1) The ERC for this item should be added to the total of the ERC of the other P&M items on the site and the Buildings ERC (where applicable) to enable the correct contract size adjustment to be made. ERC of P&M Items + ERC of Building Component’s = Total ERC (net figure rateable items only) to which contract size adjustment should be applied The 2021 Generic Contractors Test Spreadsheet has this facility built into the programme - it is recommended you undertake all contractors test valuations using this spreadsheet. (Details on the application of contract size adjustments can be found in the RCG 2021 Guidance notes). Where RV is calculated using the comparative method (rental method) the contract size adjustment should be made as follows: Select - SCAT code box "P and M as an addition” within the 2021 Generic Contractors Test Spreadsheet facility. Or Where the spreadsheet is not used take the: Reciprocal of statutory de-capitalisation rate (i.e. 5% reciprocal = 20) multiply by rateable value of the buildings (before any overall end allowances are made and after making a notional deduction for the land value) and add to the ERC of P&M. Use resultant figure to calculate contract size adjustment. (Guidance Notes - Section 6) | Photo 1 - A system of electrical switches with a built in battery system Photo 2 - A system of electrical switches with a built in battery system Note: The cabinets may be doubled up if required Photo 3 - A system of electrical switches with a built in battery system Note: A block of 3 units | Note: Cable runs in pits or ducts do not form part of these costs | 1 | TRUE
5869 | 200B51 | 3869 | 200B51 | Uninterrupted power supply | Electrical switch - integral sealed battery | Close down system | 415V | UPS output kva 15 | Uninterruptable Power Supply (UPS) - battery powered. UPS's are commonly found in data centres or businesses with critical IT systems, the UPS allows systems to be shut down in a controlled way during a power interruption. Battery powered UPS's are typically fully packages systems containing both batteries and the associated electronics to turn the stored power into 415V 50HZ AC. power as supplied by the mains. UPS's are normally permanently connected across the power supply and will cut in for even the shortest fraction of a second power outage. | Considered Not Applicable at time of Publication | (BEAMS Note 1) The ERC for this item should be added to the total of the ERC of the other P&M items on the site and the Buildings ERC (where applicable) to enable the correct contract size adjustment to be made. ERC of P&M Items + ERC of Building Component’s = Total ERC (net figure rateable items only) to which contract size adjustment should be applied The 2023 Generic Contractors Test Spreadsheet has this facility built into the programme - it is recommended you undertake all contractors test valuations using this spreadsheet. (Details on the application of contract size adjustments can be found in the RCG 2023 Guidance notes). Where RV is calculated using the comparative method (rental method) the contract size adjustment should be made as follows: Select - SCAT code box ""P and M as an addition” within the 2023 Generic Contractors Test Spreadsheet facility. Or Where the spreadsheet is not used take the: Reciprocal of statutory de-capitalisation rate (i.e. 5% reciprocal = 20) multiply by rateable value of the buildings (before any overall end allowances are made and after making a notional deduction for the land value) and add to the ERC of P&M. Use resultant figure to calculate contract size adjustment. (Guidance Notes - Section 6) | Costs include internal batteries within the cabinet, but do not include diesel generator. | It is assumed that the voltage is 415 V (unless stated differently) at 50 hz Key identifying factors: Static or Rotary UPS Power Rating (in kW or kVA) Battery Run/autonomy time Battery in matching cubicles or on racks | - | - | - | t is assumed that the item forms part of an "average size industrial, commercial or office complex". Where it would be normal to find more than one item in such a hereditament the ERC stated has been adjusted to reflect any number / quantity, discount. These figures are NOT one off figures. | - | Photo 1 - A system of electrical switches with a built in battery system Photo 2 - A system of electrical switches with a built in battery system Note: The cabinets may be doubled up if required Photo 3 - A system of electrical switches with a built in battery system Note: A block of 3 units | Note: Cable runs in pits or ducts do not form part of these costs | 20171 |  | Each | Per unit | NA | NA | NA | 13261.406 | Option 3 | 17367.7802 | 30.96% | 10792.7738 | 9129.0116 | -31.16% | -47.44% | 9129.0116 | -31.16% | Indexed | NA | VOA_GPN_GOV_UK\7246041 | 2019-08-30 | Low | - | High | Risk taken from previous CG | - | - | NA | SPONS E | NA | (BEAMS Note 1) The ERC for this item should be added to the total of the ERC of the other P&M items on the site and the Buildings ERC (where applicable) to enable the correct contract size adjustment to be made. ERC of P&M Items + ERC of Building Component’s = Total ERC (net figure rateable items only) to which contract size adjustment should be applied The 2021 Generic Contractors Test Spreadsheet has this facility built into the programme - it is recommended you undertake all contractors test valuations using this spreadsheet. (Details on the application of contract size adjustments can be found in the RCG 2021 Guidance notes). Where RV is calculated using the comparative method (rental method) the contract size adjustment should be made as follows: Select - SCAT code box "P and M as an addition” within the 2021 Generic Contractors Test Spreadsheet facility. Or Where the spreadsheet is not used take the: Reciprocal of statutory de-capitalisation rate (i.e. 5% reciprocal = 20) multiply by rateable value of the buildings (before any overall end allowances are made and after making a notional deduction for the land value) and add to the ERC of P&M. Use resultant figure to calculate contract size adjustment. (Guidance Notes - Section 6) | Photo 1 - A system of electrical switches with a built in battery system Photo 2 - A system of electrical switches with a built in battery system Note: The cabinets may be doubled up if required Photo 3 - A system of electrical switches with a built in battery system Note: A block of 3 units | Note: Cable runs in pits or ducts do not form part of these costs | 1 | TRUE
5870 | 200B52 | 3870 | 200B52 | Uninterrupted power supply | Electrical switch - integral sealed battery | Close down system | 415V | UPS output kva20 | Uninterruptable Power Supply (UPS) - battery powered. UPS's are commonly found in data centres or businesses with critical IT systems, the UPS allows systems to be shut down in a controlled way during a power interruption. Battery powered UPS's are typically fully packages systems containing both batteries and the associated electronics to turn the stored power into 415V 50HZ AC. power as supplied by the mains. UPS's are normally permanently connected across the power supply and will cut in for even the shortest fraction of a second power outage. | Considered Not Applicable at time of Publication | (BEAMS Note 1) The ERC for this item should be added to the total of the ERC of the other P&M items on the site and the Buildings ERC (where applicable) to enable the correct contract size adjustment to be made. ERC of P&M Items + ERC of Building Component’s = Total ERC (net figure rateable items only) to which contract size adjustment should be applied The 2023 Generic Contractors Test Spreadsheet has this facility built into the programme - it is recommended you undertake all contractors test valuations using this spreadsheet. (Details on the application of contract size adjustments can be found in the RCG 2023 Guidance notes). Where RV is calculated using the comparative method (rental method) the contract size adjustment should be made as follows: Select - SCAT code box ""P and M as an addition” within the 2023 Generic Contractors Test Spreadsheet facility. Or Where the spreadsheet is not used take the: Reciprocal of statutory de-capitalisation rate (i.e. 5% reciprocal = 20) multiply by rateable value of the buildings (before any overall end allowances are made and after making a notional deduction for the land value) and add to the ERC of P&M. Use resultant figure to calculate contract size adjustment. (Guidance Notes - Section 6) | Costs include internal batteries within the cabinet, but do not include diesel generator. | It is assumed that the voltage is 415 V (unless stated differently) at 50 hz Key identifying factors: Static or Rotary UPS Power Rating (in kW or kVA) Battery Run/autonomy time Battery in matching cubicles or on racks | - | - | - | t is assumed that the item forms part of an "average size industrial, commercial or office complex". Where it would be normal to find more than one item in such a hereditament the ERC stated has been adjusted to reflect any number / quantity, discount. These figures are NOT one off figures. | - | Photo 1 - A system of electrical switches with a built in battery system Photo 2 - A system of electrical switches with a built in battery system Note: The cabinets may be doubled up if required Photo 3 - A system of electrical switches with a built in battery system Note: A block of 3 units | Note: Cable runs in pits or ducts do not form part of these costs | 20171 |  | Each | Per unit | NA | NA | NA | 18140.6026 | Option 3 | 23757.8125 | 30.96% | 13287.5858 | 11239.2354 | -38.04% | -52.69% | 11239.2354 | -38.04% | Indexed | NA | VOA_GPN_GOV_UK\7246041 | 2019-08-30 | Low | - | High | Risk taken from previous CG | - | - | NA | SPONS E | NA | (BEAMS Note 1) The ERC for this item should be added to the total of the ERC of the other P&M items on the site and the Buildings ERC (where applicable) to enable the correct contract size adjustment to be made. ERC of P&M Items + ERC of Building Component’s = Total ERC (net figure rateable items only) to which contract size adjustment should be applied The 2021 Generic Contractors Test Spreadsheet has this facility built into the programme - it is recommended you undertake all contractors test valuations using this spreadsheet. (Details on the application of contract size adjustments can be found in the RCG 2021 Guidance notes). Where RV is calculated using the comparative method (rental method) the contract size adjustment should be made as follows: Select - SCAT code box "P and M as an addition” within the 2021 Generic Contractors Test Spreadsheet facility. Or Where the spreadsheet is not used take the: Reciprocal of statutory de-capitalisation rate (i.e. 5% reciprocal = 20) multiply by rateable value of the buildings (before any overall end allowances are made and after making a notional deduction for the land value) and add to the ERC of P&M. Use resultant figure to calculate contract size adjustment. (Guidance Notes - Section 6) | Photo 1 - A system of electrical switches with a built in battery system Photo 2 - A system of electrical switches with a built in battery system Note: The cabinets may be doubled up if required Photo 3 - A system of electrical switches with a built in battery system Note: A block of 3 units | Note: Cable runs in pits or ducts do not form part of these costs | 1 | TRUE
5871 | 200B53 | 3872 | 200B53 | Uninterrupted power supply | Electrical switch - integral sealed battery | Close down system | 415V | UPS output kva 40 | Uninterruptable Power Supply (UPS) - battery powered. UPS's are commonly found in data centres or businesses with critical IT systems, the UPS allows systems to be shut down in a controlled way during a power interruption. Battery powered UPS's are typically fully packages systems containing both batteries and the associated electronics to turn the stored power into 415V 50HZ AC. power as supplied by the mains. UPS's are normally permanently connected across the power supply and will cut in for even the shortest fraction of a second power outage. | Considered Not Applicable at time of Publication | (BEAMS Note 1) The ERC for this item should be added to the total of the ERC of the other P&M items on the site and the Buildings ERC (where applicable) to enable the correct contract size adjustment to be made. ERC of P&M Items + ERC of Building Component’s = Total ERC (net figure rateable items only) to which contract size adjustment should be applied The 2023 Generic Contractors Test Spreadsheet has this facility built into the programme - it is recommended you undertake all contractors test valuations using this spreadsheet. (Details on the application of contract size adjustments can be found in the RCG 2023 Guidance notes). Where RV is calculated using the comparative method (rental method) the contract size adjustment should be made as follows: Select - SCAT code box ""P and M as an addition” within the 2023 Generic Contractors Test Spreadsheet facility. Or Where the spreadsheet is not used take the: Reciprocal of statutory de-capitalisation rate (i.e. 5% reciprocal = 20) multiply by rateable value of the buildings (before any overall end allowances are made and after making a notional deduction for the land value) and add to the ERC of P&M. Use resultant figure to calculate contract size adjustment. (Guidance Notes - Section 6) | Costs include internal batteries within the cabinet, but do not include diesel generator. | It is assumed that the voltage is 415 V (unless stated differently) at 50 hz Key identifying factors: Static or Rotary UPS Power Rating (in kW or kVA) Battery Run/autonomy time Battery in matching cubicles or on racks | - | - | - | t is assumed that the item forms part of an "average size industrial, commercial or office complex". Where it would be normal to find more than one item in such a hereditament the ERC stated has been adjusted to reflect any number / quantity, discount. These figures are NOT one off figures. | - | Photo 1 - A system of electrical switches with a built in battery system Photo 2 - A system of electrical switches with a built in battery system Note: The cabinets may be doubled up if required Photo 3 - A system of electrical switches with a built in battery system Note: A block of 3 units | Note: Cable runs in pits or ducts do not form part of these costs | 20171 |  | Each | Per unit | NA | NA | NA | 20267.4319 | Option 3 | 26543.2112 | 30.96% | 19904.2612 | 16835.9159 | -16.93% | -36.57% | 16835.9159 | -16.93% | Indexed | NA | VOA_GPN_GOV_UK\7246041 | 2019-08-30 | Low | - | High | Risk taken from previous CG | - | - | NA | SPONS E | NA | (BEAMS Note 1) The ERC for this item should be added to the total of the ERC of the other P&M items on the site and the Buildings ERC (where applicable) to enable the correct contract size adjustment to be made. ERC of P&M Items + ERC of Building Component’s = Total ERC (net figure rateable items only) to which contract size adjustment should be applied The 2021 Generic Contractors Test Spreadsheet has this facility built into the programme - it is recommended you undertake all contractors test valuations using this spreadsheet. (Details on the application of contract size adjustments can be found in the RCG 2021 Guidance notes). Where RV is calculated using the comparative method (rental method) the contract size adjustment should be made as follows: Select - SCAT code box "P and M as an addition” within the 2021 Generic Contractors Test Spreadsheet facility. Or Where the spreadsheet is not used take the: Reciprocal of statutory de-capitalisation rate (i.e. 5% reciprocal = 20) multiply by rateable value of the buildings (before any overall end allowances are made and after making a notional deduction for the land value) and add to the ERC of P&M. Use resultant figure to calculate contract size adjustment. (Guidance Notes - Section 6) | Photo 1 - A system of electrical switches with a built in battery system Photo 2 - A system of electrical switches with a built in battery system Note: The cabinets may be doubled up if required Photo 3 - A system of electrical switches with a built in battery system Note: A block of 3 units | Note: Cable runs in pits or ducts do not form part of these costs | 1 | TRUE
5872 | 200B54 | 3873 | 200B54 | Uninterrupted power supply | Electrical switch - integral sealed battery | Close down system | 415V | UPS output kva 60 | Uninterruptable Power Supply (UPS) - battery powered. UPS's are commonly found in data centres or businesses with critical IT systems, the UPS allows systems to be shut down in a controlled way during a power interruption. Battery powered UPS's are typically fully packages systems containing both batteries and the associated electronics to turn the stored power into 415V 50HZ AC. power as supplied by the mains. UPS's are normally permanently connected across the power supply and will cut in for even the shortest fraction of a second power outage. | Considered Not Applicable at time of Publication | (BEAMS Note 1) The ERC for this item should be added to the total of the ERC of the other P&M items on the site and the Buildings ERC (where applicable) to enable the correct contract size adjustment to be made. ERC of P&M Items + ERC of Building Component’s = Total ERC (net figure rateable items only) to which contract size adjustment should be applied The 2023 Generic Contractors Test Spreadsheet has this facility built into the programme - it is recommended you undertake all contractors test valuations using this spreadsheet. (Details on the application of contract size adjustments can be found in the RCG 2023 Guidance notes). Where RV is calculated using the comparative method (rental method) the contract size adjustment should be made as follows: Select - SCAT code box ""P and M as an addition” within the 2023 Generic Contractors Test Spreadsheet facility. Or Where the spreadsheet is not used take the: Reciprocal of statutory de-capitalisation rate (i.e. 5% reciprocal = 20) multiply by rateable value of the buildings (before any overall end allowances are made and after making a notional deduction for the land value) and add to the ERC of P&M. Use resultant figure to calculate contract size adjustment. (Guidance Notes - Section 6) | Costs include internal batteries within the cabinet, but do not include diesel generator. | It is assumed that the voltage is 415 V (unless stated differently) at 50 hz Key identifying factors: Static or Rotary UPS Power Rating (in kW or kVA) Battery Run/autonomy time Battery in matching cubicles or on racks | - | - | - | t is assumed that the item forms part of an "average size industrial, commercial or office complex". Where it would be normal to find more than one item in such a hereditament the ERC stated has been adjusted to reflect any number / quantity, discount. These figures are NOT one off figures. | - | Photo 1 - A system of electrical switches with a built in battery system Photo 2 - A system of electrical switches with a built in battery system Note: The cabinets may be doubled up if required Photo 3 - A system of electrical switches with a built in battery system Note: A block of 3 units | Note: Cable runs in pits or ducts do not form part of these costs | 20171 |  | Each | Per unit | NA | NA | NA | 28774.7489 | Option 3 | 37684.806 | 30.96% | 23212.5989 | 19634.2562 | -31.77% | -47.9% | 19634.2562 | -31.77% | Indexed | NA | VOA_GPN_GOV_UK\7246041 | 2019-08-30 | Low | - | High | Risk taken from previous CG | - | - | NA | SPONS E | NA | (BEAMS Note 1) The ERC for this item should be added to the total of the ERC of the other P&M items on the site and the Buildings ERC (where applicable) to enable the correct contract size adjustment to be made. ERC of P&M Items + ERC of Building Component’s = Total ERC (net figure rateable items only) to which contract size adjustment should be applied The 2021 Generic Contractors Test Spreadsheet has this facility built into the programme - it is recommended you undertake all contractors test valuations using this spreadsheet. (Details on the application of contract size adjustments can be found in the RCG 2021 Guidance notes). Where RV is calculated using the comparative method (rental method) the contract size adjustment should be made as follows: Select - SCAT code box "P and M as an addition” within the 2021 Generic Contractors Test Spreadsheet facility. Or Where the spreadsheet is not used take the: Reciprocal of statutory de-capitalisation rate (i.e. 5% reciprocal = 20) multiply by rateable value of the buildings (before any overall end allowances are made and after making a notional deduction for the land value) and add to the ERC of P&M. Use resultant figure to calculate contract size adjustment. (Guidance Notes - Section 6) | Photo 1 - A system of electrical switches with a built in battery system Photo 2 - A system of electrical switches with a built in battery system Note: The cabinets may be doubled up if required Photo 3 - A system of electrical switches with a built in battery system Note: A block of 3 units | Note: Cable runs in pits or ducts do not form part of these costs | 1 | TRUE
5873 | 200B01 | 3615 | 200B01 | Uninterrupted power supply | Rotary | Maintains full system power. | 415V | UPS output kw [E] 120 | A rotary flywheel UPS uses a constantly spinning flywheel powered from the mains to store sufficient (kinetic) energy to instantly generate electrical power if the main supply fails, for a short period whilst a conventional diesel generator runs up to speed. | Considered Not Applicable at time of Publication | (BEAMS Note 1) The ERC for this item should be added to the total of the ERC of the other P&M items on the site and the Buildings ERC (where applicable) to enable the correct contract size adjustment to be made. ERC of P&M Items + ERC of Building Component’s = Total ERC (net figure rateable items only) to which contract size adjustment should be applied The 2023 Generic Contractors Test Spreadsheet has this facility built into the programme - it is recommended you undertake all contractors test valuations using this spreadsheet. (Details on the application of contract size adjustments can be found in the RCG 2023 Guidance notes). Where RV is calculated using the comparative method (rental method) the contract size adjustment should be made as follows: Select - SCAT code box ""P and M as an addition” within the 2023 Generic Contractors Test Spreadsheet facility. Or Where the spreadsheet is not used take the: Reciprocal of statutory de-capitalisation rate (i.e. 5% reciprocal = 20) multiply by rateable value of the buildings (before any overall end allowances are made and after making a notional deduction for the land value) and add to the ERC of P&M. Use resultant figure to calculate contract size adjustment. (Guidance Notes - Section 6) | Costs include the diesel generator , assumed to be 414 volt / 50HZ | Key identifying factors: Static or Rotary UPS Power Rating (in kW or kVA) Battery Run/autonomy time Battery in matching cubicles or on racks | - | - | - | It is assumed that the item forms part of an average size industrial, commercial or office complex. Where it would be normal to find more than one item in such a hereditament the ERC stated has been adjusted to reflect any number / quantity, discount. These figures are NOT one off figures. | - | Photo 1 - Alternator and flywheel set with diesel engine at far end. Photo 2 - Fuel tank | - | 20170 |  | Each | one | NA | NA | NA | 311517.934 | Option 3 | 407978.9868 | 30.96% | 86233.7202 | 72940.3441 | -76.59% | -82.12% | 72940.3441 | -76.59% | Indexed | NA | VOA_GPN_GOV_UK\7246041 | 2019-08-30 | Low | - | High | Risk taken from previous CG | - | - | NA | SPONS E | NA | (BEAMS Note 1) The ERC for this item should be added to the total of the ERC of the other P&M items on the site and the Buildings ERC (where applicable) to enable the correct contract size adjustment to be made. ERC of P&M Items + ERC of Building Component’s = Total ERC (net figure rateable items only) to which contract size adjustment should be applied The 2021 Generic Contractors Test Spreadsheet has this facility built into the programme - it is recommended you undertake all contractors test valuations using this spreadsheet. (Details on the application of contract size adjustments can be found in the RCG 2021 Guidance notes). Where RV is calculated using the comparative method (rental method) the contract size adjustment should be made as follows: Select - SCAT code box "P and M as an addition” within the 2021 Generic Contractors Test Spreadsheet facility. Or Where the spreadsheet is not used take the: Reciprocal of statutory de-capitalisation rate (i.e. 5% reciprocal = 20) multiply by rateable value of the buildings (before any overall end allowances are made and after making a notional deduction for the land value) and add to the ERC of P&M. Use resultant figure to calculate contract size adjustment. (Guidance Notes - Section 6) | Photo 1 - Alternator and flywheel set with diesel engine at far end. Photo 2 - Fuel tank | - | 1 | TRUE
5874 | 200B02 | 3616 | 200B02 | Uninterrupted power supply | Rotary | Maintains full system power. | 415V | UPS output kw [E] 250 | A rotary flywheel UPS uses a constantly spinning flywheel powered from the mains to store sufficient (kinetic) energy to instantly generate electrical power if the main supply fails, for a short period whilst a conventional diesel generator runs up to speed. | Considered Not Applicable at time of Publication | (BEAMS Note 1) The ERC for this item should be added to the total of the ERC of the other P&M items on the site and the Buildings ERC (where applicable) to enable the correct contract size adjustment to be made. ERC of P&M Items + ERC of Building Component’s = Total ERC (net figure rateable items only) to which contract size adjustment should be applied The 2023 Generic Contractors Test Spreadsheet has this facility built into the programme - it is recommended you undertake all contractors test valuations using this spreadsheet. (Details on the application of contract size adjustments can be found in the RCG 2023 Guidance notes). Where RV is calculated using the comparative method (rental method) the contract size adjustment should be made as follows: Select - SCAT code box ""P and M as an addition” within the 2023 Generic Contractors Test Spreadsheet facility. Or Where the spreadsheet is not used take the: Reciprocal of statutory de-capitalisation rate (i.e. 5% reciprocal = 20) multiply by rateable value of the buildings (before any overall end allowances are made and after making a notional deduction for the land value) and add to the ERC of P&M. Use resultant figure to calculate contract size adjustment. (Guidance Notes - Section 6) | Costs include the diesel generator , assumed to be 414 volt / 50HZ | Key identifying factors: Static or Rotary UPS Power Rating (in kW or kVA) Battery Run/autonomy time Battery in matching cubicles or on racks | - | - | - | It is assumed that the item forms part of an average size industrial, commercial or office complex. Where it would be normal to find more than one item in such a hereditament the ERC stated has been adjusted to reflect any number / quantity, discount. These figures are NOT one off figures. | - | Photo 1 - Alternator and flywheel set with diesel engine at far end. Photo 2 - Fuel tank | - | 20170 |  | Each | one | NA | NA | NA | 336539.4548 | Option 3 | 440748.3833 | 30.96% | 151858.1236 | 128448.4048 | -61.83% | -70.86% | 128448.4048 | -61.83% | Indexed | NA | VOA_GPN_GOV_UK\7246041 | 2019-08-30 | Low | - | High | Risk taken from previous CG | - | - | NA | SPONS E | NA | (BEAMS Note 1) The ERC for this item should be added to the total of the ERC of the other P&M items on the site and the Buildings ERC (where applicable) to enable the correct contract size adjustment to be made. ERC of P&M Items + ERC of Building Component’s = Total ERC (net figure rateable items only) to which contract size adjustment should be applied The 2021 Generic Contractors Test Spreadsheet has this facility built into the programme - it is recommended you undertake all contractors test valuations using this spreadsheet. (Details on the application of contract size adjustments can be found in the RCG 2021 Guidance notes). Where RV is calculated using the comparative method (rental method) the contract size adjustment should be made as follows: Select - SCAT code box "P and M as an addition” within the 2021 Generic Contractors Test Spreadsheet facility. Or Where the spreadsheet is not used take the: Reciprocal of statutory de-capitalisation rate (i.e. 5% reciprocal = 20) multiply by rateable value of the buildings (before any overall end allowances are made and after making a notional deduction for the land value) and add to the ERC of P&M. Use resultant figure to calculate contract size adjustment. (Guidance Notes - Section 6) | Photo 1 - Alternator and flywheel set with diesel engine at far end. Photo 2 - Fuel tank | - | 1 | TRUE
5875 | 200B03 | 3617 | 200B03 | Uninterrupted power supply | Rotary | Maintains full system power. | 415V | UPS output kw [E] 330 | A rotary flywheel UPS uses a constantly spinning flywheel powered from the mains to store sufficient (kinetic) energy to instantly generate electrical power if the main supply fails, for a short period whilst a conventional diesel generator runs up to speed. | Considered Not Applicable at time of Publication | (BEAMS Note 1) The ERC for this item should be added to the total of the ERC of the other P&M items on the site and the Buildings ERC (where applicable) to enable the correct contract size adjustment to be made. ERC of P&M Items + ERC of Building Component’s = Total ERC (net figure rateable items only) to which contract size adjustment should be applied The 2023 Generic Contractors Test Spreadsheet has this facility built into the programme - it is recommended you undertake all contractors test valuations using this spreadsheet. (Details on the application of contract size adjustments can be found in the RCG 2023 Guidance notes). Where RV is calculated using the comparative method (rental method) the contract size adjustment should be made as follows: Select - SCAT code box ""P and M as an addition” within the 2023 Generic Contractors Test Spreadsheet facility. Or Where the spreadsheet is not used take the: Reciprocal of statutory de-capitalisation rate (i.e. 5% reciprocal = 20) multiply by rateable value of the buildings (before any overall end allowances are made and after making a notional deduction for the land value) and add to the ERC of P&M. Use resultant figure to calculate contract size adjustment. (Guidance Notes - Section 6) | Costs include the diesel generator , assumed to be 414 volt / 50HZ | Key identifying factors: Static or Rotary UPS Power Rating (in kW or kVA) Battery Run/autonomy time Battery in matching cubicles or on racks | - | - | - | It is assumed that the item forms part of an average size industrial, commercial or office complex. Where it would be normal to find more than one item in such a hereditament the ERC stated has been adjusted to reflect any number / quantity, discount. These figures are NOT one off figures. | - | Photo 1 - Alternator and flywheel set with diesel engine at far end. Photo 2 - Fuel tank | - | 20170 |  | Each | one | NA | NA | NA | 361560.9756 | Option 3 | 473517.7798 | 30.96% | 182229.7483 | 154138.0857 | -57.37% | -67.45% | 154138.0857 | -57.37% | Indexed | NA | VOA_GPN_GOV_UK\7246041 | 2019-08-30 | Low | - | High | Risk taken from previous CG | - | - | NA | SPONS E | NA | (BEAMS Note 1) The ERC for this item should be added to the total of the ERC of the other P&M items on the site and the Buildings ERC (where applicable) to enable the correct contract size adjustment to be made. ERC of P&M Items + ERC of Building Component’s = Total ERC (net figure rateable items only) to which contract size adjustment should be applied The 2021 Generic Contractors Test Spreadsheet has this facility built into the programme - it is recommended you undertake all contractors test valuations using this spreadsheet. (Details on the application of contract size adjustments can be found in the RCG 2021 Guidance notes). Where RV is calculated using the comparative method (rental method) the contract size adjustment should be made as follows: Select - SCAT code box "P and M as an addition” within the 2021 Generic Contractors Test Spreadsheet facility. Or Where the spreadsheet is not used take the: Reciprocal of statutory de-capitalisation rate (i.e. 5% reciprocal = 20) multiply by rateable value of the buildings (before any overall end allowances are made and after making a notional deduction for the land value) and add to the ERC of P&M. Use resultant figure to calculate contract size adjustment. (Guidance Notes - Section 6) | Photo 1 - Alternator and flywheel set with diesel engine at far end. Photo 2 - Fuel tank | - | 1 | TRUE
5876 | 200B04 | 3621 | 200B04 | Uninterrupted power supply | Rotary | Maintains full system power. | 415V | UPS output [E] 500 | A rotary flywheel UPS uses a constantly spinning flywheel powered from the mains to store sufficient (kinetic) energy to instantly generate electrical power if the main supply fails, for a short period whilst a conventional diesel generator runs up to speed. | Considered Not Applicable at time of Publication | (BEAMS Note 1) The ERC for this item should be added to the total of the ERC of the other P&M items on the site and the Buildings ERC (where applicable) to enable the correct contract size adjustment to be made. ERC of P&M Items + ERC of Building Component’s = Total ERC (net figure rateable items only) to which contract size adjustment should be applied The 2023 Generic Contractors Test Spreadsheet has this facility built into the programme - it is recommended you undertake all contractors test valuations using this spreadsheet. (Details on the application of contract size adjustments can be found in the RCG 2023 Guidance notes). Where RV is calculated using the comparative method (rental method) the contract size adjustment should be made as follows: Select - SCAT code box ""P and M as an addition” within the 2023 Generic Contractors Test Spreadsheet facility. Or Where the spreadsheet is not used take the: Reciprocal of statutory de-capitalisation rate (i.e. 5% reciprocal = 20) multiply by rateable value of the buildings (before any overall end allowances are made and after making a notional deduction for the land value) and add to the ERC of P&M. Use resultant figure to calculate contract size adjustment. (Guidance Notes - Section 6) | Costs include the diesel generator , assumed to be 414 volt / 50HZ | Key identifying factors: Static or Rotary UPS Power Rating (in kW or kVA) Battery Run/autonomy time Battery in matching cubicles or on racks | - | - | - | It is assumed that the item forms part of an average size industrial, commercial or office complex. Where it would be normal to find more than one item in such a hereditament the ERC stated has been adjusted to reflect any number / quantity, discount. These figures are NOT one off figures. | - | Photo 1 - Alternator and flywheel set with diesel engine at far end. Photo 2 - Fuel tank | - | 20170 |  | Each | one | NA | NA | NA | 436625.538 | Option 3 | 571825.9694 | 30.96% | 267921.118 | 226619.6856 | -48.1% | -60.37% | 226619.6856 | -48.1% | Indexed | NA | VOA_GPN_GOV_UK\7246041 | 2019-08-30 | Low | - | High | Risk taken from previous CG | - | - | NA | SPONS E | NA | (BEAMS Note 1) The ERC for this item should be added to the total of the ERC of the other P&M items on the site and the Buildings ERC (where applicable) to enable the correct contract size adjustment to be made. ERC of P&M Items + ERC of Building Component’s = Total ERC (net figure rateable items only) to which contract size adjustment should be applied The 2021 Generic Contractors Test Spreadsheet has this facility built into the programme - it is recommended you undertake all contractors test valuations using this spreadsheet. (Details on the application of contract size adjustments can be found in the RCG 2021 Guidance notes). Where RV is calculated using the comparative method (rental method) the contract size adjustment should be made as follows: Select - SCAT code box "P and M as an addition” within the 2021 Generic Contractors Test Spreadsheet facility. Or Where the spreadsheet is not used take the: Reciprocal of statutory de-capitalisation rate (i.e. 5% reciprocal = 20) multiply by rateable value of the buildings (before any overall end allowances are made and after making a notional deduction for the land value) and add to the ERC of P&M. Use resultant figure to calculate contract size adjustment. (Guidance Notes - Section 6) | Photo 1 - Alternator and flywheel set with diesel engine at far end. Photo 2 - Fuel tank | - | 1 | TRUE
5877 | 200B05 | 3622 | 200B05 | Uninterrupted power supply | Rotary | Maintains full system power. | 415V | UPS output [E] 625 | A rotary flywheel UPS uses a constantly spinning flywheel powered from the mains to store sufficient (kinetic) energy to instantly generate electrical power if the main supply fails, for a short period whilst a conventional diesel generator runs up to speed. | Considered Not Applicable at time of Publication | (BEAMS Note 1) The ERC for this item should be added to the total of the ERC of the other P&M items on the site and the Buildings ERC (where applicable) to enable the correct contract size adjustment to be made. ERC of P&M Items + ERC of Building Component’s = Total ERC (net figure rateable items only) to which contract size adjustment should be applied The 2023 Generic Contractors Test Spreadsheet has this facility built into the programme - it is recommended you undertake all contractors test valuations using this spreadsheet. (Details on the application of contract size adjustments can be found in the RCG 2023 Guidance notes). Where RV is calculated using the comparative method (rental method) the contract size adjustment should be made as follows: Select - SCAT code box ""P and M as an addition” within the 2023 Generic Contractors Test Spreadsheet facility. Or Where the spreadsheet is not used take the: Reciprocal of statutory de-capitalisation rate (i.e. 5% reciprocal = 20) multiply by rateable value of the buildings (before any overall end allowances are made and after making a notional deduction for the land value) and add to the ERC of P&M. Use resultant figure to calculate contract size adjustment. (Guidance Notes - Section 6) | Costs include the diesel generator , assumed to be 414 volt / 50HZ | Key identifying factors: Static or Rotary UPS Power Rating (in kW or kVA) Battery Run/autonomy time Battery in matching cubicles or on racks | - | - | - | It is assumed that the item forms part of an average size industrial, commercial or office complex. Where it would be normal to find more than one item in such a hereditament the ERC stated has been adjusted to reflect any number / quantity, discount. These figures are NOT one off figures. | - | Photo 1 - Alternator and flywheel set with diesel engine at far end. Photo 2 - Fuel tank | - | 20170 |  | Each | one | NA | NA | NA | 516694.4046 | Option 3 | 676688.0383 | 30.96% | 325410.2648 | 275246.5816 | -46.73% | -59.32% | 275246.5816 | -46.73% | Indexed | NA | VOA_GPN_GOV_UK\7246041 | 2019-08-30 | Low | - | High | Risk taken from previous CG | - | - | NA | SPONS E | NA | (BEAMS Note 1) The ERC for this item should be added to the total of the ERC of the other P&M items on the site and the Buildings ERC (where applicable) to enable the correct contract size adjustment to be made. ERC of P&M Items + ERC of Building Component’s = Total ERC (net figure rateable items only) to which contract size adjustment should be applied The 2021 Generic Contractors Test Spreadsheet has this facility built into the programme - it is recommended you undertake all contractors test valuations using this spreadsheet. (Details on the application of contract size adjustments can be found in the RCG 2021 Guidance notes). Where RV is calculated using the comparative method (rental method) the contract size adjustment should be made as follows: Select - SCAT code box "P and M as an addition” within the 2021 Generic Contractors Test Spreadsheet facility. Or Where the spreadsheet is not used take the: Reciprocal of statutory de-capitalisation rate (i.e. 5% reciprocal = 20) multiply by rateable value of the buildings (before any overall end allowances are made and after making a notional deduction for the land value) and add to the ERC of P&M. Use resultant figure to calculate contract size adjustment. (Guidance Notes - Section 6) | Photo 1 - Alternator and flywheel set with diesel engine at far end. Photo 2 - Fuel tank | - | 1 | TRUE
5878 | 200B06 | 3623 | 200B06 | Uninterrupted power supply | Rotary | Maintains full system power. | 415V | UPS output [E] 800 | A rotary flywheel UPS uses a constantly spinning flywheel powered from the mains to store sufficient (kinetic) energy to instantly generate electrical power if the main supply fails, for a short period whilst a conventional diesel generator runs up to speed. | Considered Not Applicable at time of Publication | (BEAMS Note 1) The ERC for this item should be added to the total of the ERC of the other P&M items on the site and the Buildings ERC (where applicable) to enable the correct contract size adjustment to be made. ERC of P&M Items + ERC of Building Component’s = Total ERC (net figure rateable items only) to which contract size adjustment should be applied The 2023 Generic Contractors Test Spreadsheet has this facility built into the programme - it is recommended you undertake all contractors test valuations using this spreadsheet. (Details on the application of contract size adjustments can be found in the RCG 2023 Guidance notes). Where RV is calculated using the comparative method (rental method) the contract size adjustment should be made as follows: Select - SCAT code box ""P and M as an addition” within the 2023 Generic Contractors Test Spreadsheet facility. Or Where the spreadsheet is not used take the: Reciprocal of statutory de-capitalisation rate (i.e. 5% reciprocal = 20) multiply by rateable value of the buildings (before any overall end allowances are made and after making a notional deduction for the land value) and add to the ERC of P&M. Use resultant figure to calculate contract size adjustment. (Guidance Notes - Section 6) | Costs include the diesel generator , assumed to be 414 volt / 50HZ | Key identifying factors: Static or Rotary UPS Power Rating (in kW or kVA) Battery Run/autonomy time Battery in matching cubicles or on racks | - | - | - | It is assumed that the item forms part of an average size industrial, commercial or office complex. Where it would be normal to find more than one item in such a hereditament the ERC stated has been adjusted to reflect any number / quantity, discount. These figures are NOT one off figures. | - | Photo 1 - Alternator and flywheel set with diesel engine at far end. Photo 2 - Fuel tank | - | 20170 |  | Each | one | NA | NA | NA | 613027.2597 | Option 3 | 802850.2149 | 30.96% | 406762.831 | 344058.2271 | -43.88% | -57.15% | 344058.2271 | -43.88% | Indexed | NA | VOA_GPN_GOV_UK\7246041 | 2019-08-30 | Low | - | High | Risk taken from previous CG | - | - | NA | SPONS E | NA | (BEAMS Note 1) The ERC for this item should be added to the total of the ERC of the other P&M items on the site and the Buildings ERC (where applicable) to enable the correct contract size adjustment to be made. ERC of P&M Items + ERC of Building Component’s = Total ERC (net figure rateable items only) to which contract size adjustment should be applied The 2021 Generic Contractors Test Spreadsheet has this facility built into the programme - it is recommended you undertake all contractors test valuations using this spreadsheet. (Details on the application of contract size adjustments can be found in the RCG 2021 Guidance notes). Where RV is calculated using the comparative method (rental method) the contract size adjustment should be made as follows: Select - SCAT code box "P and M as an addition” within the 2021 Generic Contractors Test Spreadsheet facility. Or Where the spreadsheet is not used take the: Reciprocal of statutory de-capitalisation rate (i.e. 5% reciprocal = 20) multiply by rateable value of the buildings (before any overall end allowances are made and after making a notional deduction for the land value) and add to the ERC of P&M. Use resultant figure to calculate contract size adjustment. (Guidance Notes - Section 6) | Photo 1 - Alternator and flywheel set with diesel engine at far end. Photo 2 - Fuel tank | - | 1 | TRUE
5879 | 200B07 | 3626 | 200B07 | Uninterrupted power supply | Rotary | Maintains full system power. | 415V | UPS output [E] 1200 | A rotary flywheel UPS uses a constantly spinning flywheel powered from the mains to store sufficient (kinetic) energy to instantly generate electrical power if the main supply fails, for a short period whilst a conventional diesel generator runs up to speed. | Considered Not Applicable at time of Publication | (BEAMS Note 1) The ERC for this item should be added to the total of the ERC of the other P&M items on the site and the Buildings ERC (where applicable) to enable the correct contract size adjustment to be made. ERC of P&M Items + ERC of Building Component’s = Total ERC (net figure rateable items only) to which contract size adjustment should be applied The 2023 Generic Contractors Test Spreadsheet has this facility built into the programme - it is recommended you undertake all contractors test valuations using this spreadsheet. (Details on the application of contract size adjustments can be found in the RCG 2023 Guidance notes). Where RV is calculated using the comparative method (rental method) the contract size adjustment should be made as follows: Select - SCAT code box ""P and M as an addition” within the 2023 Generic Contractors Test Spreadsheet facility. Or Where the spreadsheet is not used take the: Reciprocal of statutory de-capitalisation rate (i.e. 5% reciprocal = 20) multiply by rateable value of the buildings (before any overall end allowances are made and after making a notional deduction for the land value) and add to the ERC of P&M. Use resultant figure to calculate contract size adjustment. (Guidance Notes - Section 6) | Costs include the diesel generator , assumed to be 414 volt / 50HZ | Key identifying factors: Static or Rotary UPS Power Rating (in kW or kVA) Battery Run/autonomy time Battery in matching cubicles or on racks | - | - | - | It is assumed that the item forms part of an average size industrial, commercial or office complex. Where it would be normal to find more than one item in such a hereditament the ERC stated has been adjusted to reflect any number / quantity, discount. These figures are NOT one off figures. | - | Photo 1 - Alternator and flywheel set with diesel engine at far end. Photo 2 - Fuel tank | - | 20170 |  | Each | one | NA | NA | NA | 776918.2209 | Option 3 | 1017489.7622 | 30.96% | 557536.2537 | 471589.1432 | -39.3% | -53.65% | 471589.1432 | -39.3% | Indexed | NA | VOA_GPN_GOV_UK\7246041 | 2019-08-30 | Low | - | High | Risk taken from previous CG | - | - | NA | SPONS E | NA | (BEAMS Note 1) The ERC for this item should be added to the total of the ERC of the other P&M items on the site and the Buildings ERC (where applicable) to enable the correct contract size adjustment to be made. ERC of P&M Items + ERC of Building Component’s = Total ERC (net figure rateable items only) to which contract size adjustment should be applied The 2021 Generic Contractors Test Spreadsheet has this facility built into the programme - it is recommended you undertake all contractors test valuations using this spreadsheet. (Details on the application of contract size adjustments can be found in the RCG 2021 Guidance notes). Where RV is calculated using the comparative method (rental method) the contract size adjustment should be made as follows: Select - SCAT code box "P and M as an addition” within the 2021 Generic Contractors Test Spreadsheet facility. Or Where the spreadsheet is not used take the: Reciprocal of statutory de-capitalisation rate (i.e. 5% reciprocal = 20) multiply by rateable value of the buildings (before any overall end allowances are made and after making a notional deduction for the land value) and add to the ERC of P&M. Use resultant figure to calculate contract size adjustment. (Guidance Notes - Section 6) | Photo 1 - Alternator and flywheel set with diesel engine at far end. Photo 2 - Fuel tank | - | 1 | TRUE
5880 | 200B08 | 3627 | 200B08 | Uninterrupted power supply | Rotary | Maintains full system power. | 415V | UPS output [E] 400 | A rotary flywheel UPS uses a constantly spinning flywheel powered from the mains to store sufficient (kinetic) energy to instantly generate electrical power if the main supply fails, for a short period whilst a conventional diesel generator runs up to speed. | Considered Not Applicable at time of Publication | (BEAMS Note 1) The ERC for this item should be added to the total of the ERC of the other P&M items on the site and the Buildings ERC (where applicable) to enable the correct contract size adjustment to be made. ERC of P&M Items + ERC of Building Component’s = Total ERC (net figure rateable items only) to which contract size adjustment should be applied The 2023 Generic Contractors Test Spreadsheet has this facility built into the programme - it is recommended you undertake all contractors test valuations using this spreadsheet. (Details on the application of contract size adjustments can be found in the RCG 2023 Guidance notes). Where RV is calculated using the comparative method (rental method) the contract size adjustment should be made as follows: Select - SCAT code box ""P and M as an addition” within the 2023 Generic Contractors Test Spreadsheet facility. Or Where the spreadsheet is not used take the: Reciprocal of statutory de-capitalisation rate (i.e. 5% reciprocal = 20) multiply by rateable value of the buildings (before any overall end allowances are made and after making a notional deduction for the land value) and add to the ERC of P&M. Use resultant figure to calculate contract size adjustment. (Guidance Notes - Section 6) | Costs include the diesel generator , assumed to be 414 volt / 50HZ | Key identifying factors: Static or Rotary UPS Power Rating (in kW or kVA) Battery Run/autonomy time Battery in matching cubicles or on racks | - | - | - | It is assumed that the item forms part of an average size industrial, commercial or office complex. Where it would be normal to find more than one item in such a hereditament the ERC stated has been adjusted to reflect any number / quantity, discount. These figures are NOT one off figures. | - | Photo 1 - Alternator and flywheel set with diesel engine at far end. Photo 2 - Fuel tank | - | 20170 |  | Each | one | NA | NA | NA | 384080.3443 | Option 3 | 503010.2367 | 30.96% | 216940.1765 | 183497.7211 | -52.22% | -63.52% | 183497.7211 | -52.22% | Indexed | NA | VOA_GPN_GOV_UK\7246041 | 2019-08-30 | Low | - | High | Risk taken from previous CG | - | - | NA | SPONS E | NA | (BEAMS Note 1) The ERC for this item should be added to the total of the ERC of the other P&M items on the site and the Buildings ERC (where applicable) to enable the correct contract size adjustment to be made. ERC of P&M Items + ERC of Building Component’s = Total ERC (net figure rateable items only) to which contract size adjustment should be applied The 2021 Generic Contractors Test Spreadsheet has this facility built into the programme - it is recommended you undertake all contractors test valuations using this spreadsheet. (Details on the application of contract size adjustments can be found in the RCG 2021 Guidance notes). Where RV is calculated using the comparative method (rental method) the contract size adjustment should be made as follows: Select - SCAT code box "P and M as an addition” within the 2021 Generic Contractors Test Spreadsheet facility. Or Where the spreadsheet is not used take the: Reciprocal of statutory de-capitalisation rate (i.e. 5% reciprocal = 20) multiply by rateable value of the buildings (before any overall end allowances are made and after making a notional deduction for the land value) and add to the ERC of P&M. Use resultant figure to calculate contract size adjustment. (Guidance Notes - Section 6) | Photo 1 - Alternator and flywheel set with diesel engine at far end. Photo 2 - Fuel tank | - | 1 | TRUE
5881 | 200B09 | 3628 | 200B09 | Uninterrupted power supply | Rotary | Maintains full system power. | 415V | UPS output [E] 700 | A rotary flywheel UPS uses a constantly spinning flywheel powered from the mains to store sufficient (kinetic) energy to instantly generate electrical power if the main supply fails, for a short period whilst a conventional diesel generator runs up to speed. | Considered Not Applicable at time of Publication | (BEAMS Note 1) The ERC for this item should be added to the total of the ERC of the other P&M items on the site and the Buildings ERC (where applicable) to enable the correct contract size adjustment to be made. ERC of P&M Items + ERC of Building Component’s = Total ERC (net figure rateable items only) to which contract size adjustment should be applied The 2023 Generic Contractors Test Spreadsheet has this facility built into the programme - it is recommended you undertake all contractors test valuations using this spreadsheet. (Details on the application of contract size adjustments can be found in the RCG 2023 Guidance notes). Where RV is calculated using the comparative method (rental method) the contract size adjustment should be made as follows: Select - SCAT code box ""P and M as an addition” within the 2023 Generic Contractors Test Spreadsheet facility. Or Where the spreadsheet is not used take the: Reciprocal of statutory de-capitalisation rate (i.e. 5% reciprocal = 20) multiply by rateable value of the buildings (before any overall end allowances are made and after making a notional deduction for the land value) and add to the ERC of P&M. Use resultant figure to calculate contract size adjustment. (Guidance Notes - Section 6) | Costs include the diesel generator , assumed to be 414 volt / 50HZ | Key identifying factors: Static or Rotary UPS Power Rating (in kW or kVA) Battery Run/autonomy time Battery in matching cubicles or on racks | - | - | - | It is assumed that the item forms part of an average size industrial, commercial or office complex. Where it would be normal to find more than one item in such a hereditament the ERC stated has been adjusted to reflect any number / quantity, discount. These figures are NOT one off figures. | - | Photo 1 - Alternator and flywheel set with diesel engine at far end. Photo 2 - Fuel tank | - | 20170 |  | Each | one | NA | NA | NA | 589256.8149 | Option 3 | 771719.2882 | 30.96% | 348188.9833 | 294513.8424 | -50.02% | -61.84% | 294513.8424 | -50.02% | Indexed | NA | VOA_GPN_GOV_UK\7246041 | 2019-08-30 | Low | - | High | Risk taken from previous CG | - | - | NA | SPONS E | NA | (BEAMS Note 1) The ERC for this item should be added to the total of the ERC of the other P&M items on the site and the Buildings ERC (where applicable) to enable the correct contract size adjustment to be made. ERC of P&M Items + ERC of Building Component’s = Total ERC (net figure rateable items only) to which contract size adjustment should be applied The 2021 Generic Contractors Test Spreadsheet has this facility built into the programme - it is recommended you undertake all contractors test valuations using this spreadsheet. (Details on the application of contract size adjustments can be found in the RCG 2021 Guidance notes). Where RV is calculated using the comparative method (rental method) the contract size adjustment should be made as follows: Select - SCAT code box "P and M as an addition” within the 2021 Generic Contractors Test Spreadsheet facility. Or Where the spreadsheet is not used take the: Reciprocal of statutory de-capitalisation rate (i.e. 5% reciprocal = 20) multiply by rateable value of the buildings (before any overall end allowances are made and after making a notional deduction for the land value) and add to the ERC of P&M. Use resultant figure to calculate contract size adjustment. (Guidance Notes - Section 6) | Photo 1 - Alternator and flywheel set with diesel engine at far end. Photo 2 - Fuel tank | - | 1 | TRUE
5882 | 200B10 | 3634 | 200B10 | Uninterrupted power supply | Rotary | Maintains full system power. | 415V | UPS output [E] 1000 | A rotary flywheel UPS uses a constantly spinning flywheel powered from the mains to store sufficient (kinetic) energy to instantly generate electrical power if the main supply fails, for a short period whilst a conventional diesel generator runs up to speed. | Considered Not Applicable at time of Publication | (BEAMS Note 1) The ERC for this item should be added to the total of the ERC of the other P&M items on the site and the Buildings ERC (where applicable) to enable the correct contract size adjustment to be made. ERC of P&M Items + ERC of Building Component’s = Total ERC (net figure rateable items only) to which contract size adjustment should be applied The 2023 Generic Contractors Test Spreadsheet has this facility built into the programme - it is recommended you undertake all contractors test valuations using this spreadsheet. (Details on the application of contract size adjustments can be found in the RCG 2023 Guidance notes). Where RV is calculated using the comparative method (rental method) the contract size adjustment should be made as follows: Select - SCAT code box ""P and M as an addition” within the 2023 Generic Contractors Test Spreadsheet facility. Or Where the spreadsheet is not used take the: Reciprocal of statutory de-capitalisation rate (i.e. 5% reciprocal = 20) multiply by rateable value of the buildings (before any overall end allowances are made and after making a notional deduction for the land value) and add to the ERC of P&M. Use resultant figure to calculate contract size adjustment. (Guidance Notes - Section 6) | Costs include the diesel generator , assumed to be 414 volt / 50HZ | Key identifying factors: Static or Rotary UPS Power Rating (in kW or kVA) Battery Run/autonomy time Battery in matching cubicles or on racks | - | - | - | It is assumed that the item forms part of an average size industrial, commercial or office complex. Where it would be normal to find more than one item in such a hereditament the ERC stated has been adjusted to reflect any number / quantity, discount. These figures are NOT one off figures. | - | Photo 1 - Alternator and flywheel set with diesel engine at far end. Photo 2 - Fuel tank | - | 20170 |  | Each | one | NA | NA | NA | 635546.6284 | Option 3 | 832342.6718 | 30.96% | 475098.9866 | 401860.0092 | -36.77% | -51.72% | 401860.0092 | -36.77% | Indexed | NA | VOA_GPN_GOV_UK\7246041 | 2019-08-30 | Low | - | High | Risk taken from previous CG | - | - | NA | SPONS E | NA | (BEAMS Note 1) The ERC for this item should be added to the total of the ERC of the other P&M items on the site and the Buildings ERC (where applicable) to enable the correct contract size adjustment to be made. ERC of P&M Items + ERC of Building Component’s = Total ERC (net figure rateable items only) to which contract size adjustment should be applied The 2021 Generic Contractors Test Spreadsheet has this facility built into the programme - it is recommended you undertake all contractors test valuations using this spreadsheet. (Details on the application of contract size adjustments can be found in the RCG 2021 Guidance notes). Where RV is calculated using the comparative method (rental method) the contract size adjustment should be made as follows: Select - SCAT code box "P and M as an addition” within the 2021 Generic Contractors Test Spreadsheet facility. Or Where the spreadsheet is not used take the: Reciprocal of statutory de-capitalisation rate (i.e. 5% reciprocal = 20) multiply by rateable value of the buildings (before any overall end allowances are made and after making a notional deduction for the land value) and add to the ERC of P&M. Use resultant figure to calculate contract size adjustment. (Guidance Notes - Section 6) | Photo 1 - Alternator and flywheel set with diesel engine at far end. Photo 2 - Fuel tank | - | 1 | TRUE
5883 | 200BA1 | 8857 | 200BA1 | Uninterrupted power supply | Rotary | Maintains full system power. | 415V | UPS output [E] 500 | Rotary Flywheel Power ac comes in and passes through a Rectifier and is converted to dc. The dc current charges up batteries. The current then runs a rotary flywheel, which is a heavy spinning wheel. The wheel turns a shaft, which turns an alternator producing ac current. After the alternator is often a thyristor to regulate the current. Before the batteries is a diesel generator (often a DC generator). The batteries are in batches of 128 and are usually 2 volts. (The life of a battery if well-maintained will be 8 years) The running time is approx. 10 minutes. When the mains fail the mains fail devise starts the diesel alternator. In the interim the block of batteries maintain the current and the rotary flywheel continues turning and generating. The millisecond before the batteries come in the flywheel is free running but due to its weight it keeps turning and generating and thus there is no loss of power to the main system. After 1 minute the diesel engine will be at full capacity and will take over from the batteries in supplying the flywheel with power. It will also re-charge the batteries. The batteries will last approx 10 minutes. The diesel generator will run for approx 2 days giving enough time for the mains supply to be restored. | Considered Not Applicable at time of Publication | (BEAMS Note 1) The ERC for this item should be added to the total of the ERC of the other P&M items on the site and the Buildings ERC (where applicable) to enable the correct contract size adjustment to be made. ERC of P&M Items + ERC of Building Component’s = Total ERC (net figure rateable items only) to which contract size adjustment should be applied The 2023 Generic Contractors Test Spreadsheet has this facility built into the programme - it is recommended you undertake all contractors test valuations using this spreadsheet. (Details on the application of contract size adjustments can be found in the RCG 2023 Guidance notes). Where RV is calculated using the comparative method (rental method) the contract size adjustment should be made as follows: Select - SCAT code box ""P and M as an addition” within the 2023 Generic Contractors Test Spreadsheet facility. Or Where the spreadsheet is not used take the: Reciprocal of statutory de-capitalisation rate (i.e. 5% reciprocal = 20) multiply by rateable value of the buildings (before any overall end allowances are made and after making a notional deduction for the land value) and add to the ERC of P&M. Use resultant figure to calculate contract size adjustment. (Guidance Notes - Section 6) | Costs do not include battery banks, rectifier, inverter or thyristor but do include the diesel generator. It is assumed that the voltage is 415 V (unless stated differently) at 50 hz | Key identifying factors: Static or Rotary UPS Power Rating (in kW or kVA) Battery Run/autonomy time Battery in matching cubicles or on racks | - | - | - | It is assumed that the item forms part of an average size industrial, commercial or office complex. Where it would be normal to find more than one item in such a hereditament the ERC stated has been adjusted to reflect any number / quantity, discount. These figures are NOT one off figures. | - | Photo 1 - Alternator and flywheel set with diesel engine at far end. Photo 2 - Fuel tank | - | 20170 |  | Each | one | NA | NA | NA | #N/A | Option 1 | ERROR | 0% | 267921.118 | 215288.7013 | 0% | 0% | 215288.7013 | 0% | Indexed | NA | VOA_GPN_GOV_UK\7246041 | 2019-08-30 | Low | - | High | Risk taken from previous CG | - | - | NA | SPONS E | NA | (BEAMS Note 1) The ERC for this item should be added to the total of the ERC of the other P&M items on the site and the Buildings ERC (where applicable) to enable the correct contract size adjustment to be made. ERC of P&M Items + ERC of Building Component’s = Total ERC (net figure rateable items only) to which contract size adjustment should be applied The 2021 Generic Contractors Test Spreadsheet has this facility built into the programme - it is recommended you undertake all contractors test valuations using this spreadsheet. (Details on the application of contract size adjustments can be found in the RCG 2021 Guidance notes). Where RV is calculated using the comparative method (rental method) the contract size adjustment should be made as follows: Select - SCAT code box "P and M as an addition” within the 2021 Generic Contractors Test Spreadsheet facility. Or Where the spreadsheet is not used take the: Reciprocal of statutory de-capitalisation rate (i.e. 5% reciprocal = 20) multiply by rateable value of the buildings (before any overall end allowances are made and after making a notional deduction for the land value) and add to the ERC of P&M. Use resultant figure to calculate contract size adjustment. (Guidance Notes - Section 6) | Photo 1 - Alternator and flywheel set with diesel engine at far end. Photo 2 - Fuel tank | - | 1 | TRUE
5884 | UNIV01 | 9886 | UNIV01 | Universities | Buildings | Advanced science | - | - | The rate used here has been produced by detailed interrogation of the cost data information returned to UUK and forwarded on to the VOA for analysis. This has been captured on a UUK developed form loosely based on the VOA FOR return. No cognizance has been made of the costs from BCIS or the Spons price books, these being considered too generic. | Location Adjustment Applicable (See Guidance Notes) - ERC = UK mean of 1.00 | (BEAMS Note 2) The ERC for this item should be added to all other rateable items on the hereditament (except land). Therefore the total of the ERC of the other Building Items and the P&M ERC (where applicable) to enable the correct contract size adjustment to be made. ERC of Building Component + ERC of P&M = Total ERC to which contract size adjustment should be applied. The appropriate % adjustment should be made in accordance with the scale for contract size adjustment specified under section 6 of the RCG 2023 Guidance notes. The currency ERC rates are set at £4m (Four Million Pounds) @ 1st April 2021 (AVD) for the RCG 2023 Publication. | This code covers Advanced Science buildings | - | - | - | - | - | - | - | - | - |  | M2 | - | NA | NA | NA | #N/A | Option 1 | ERROR | 0% | 5130.84 | 3833.5094 | 0% | 0% | 3833.5094 | 0% | VP4 ERC | NA | VOA_GPN_GOV_UK\7246041 | 2019-08-30 | Low | - | High | Risk taken from previous CG | - | - | NA | FOR | NA | (BEAMS Note 2) The ERC for this item should be added to all other rateable items on the hereditament (except land). Therefore the total of the ERC of the other Building Items and the P&M ERC (where applicable) to enable the correct contract size adjustment to be made. ERC of Building Component + ERC of P&M = Total ERC to which contract size adjustment should be applied. The appropriate % adjustment should be made in accordance with the scale for contract size adjustment specified under section 6 of the RCG 2021 Guidance notes. The currency ERC rates are set at £4m (Four Million Pounds) @ 1st April 2019 (AVD) for the RCG 2021 Publication. | - | - | 2 | TRUE
5885 | UNIV07 | 9892 | UNIV07 | Universities | Buildings | Greenhouses | - | - | The rate used here has been produced by detailed interrogation of the cost data information returned to UUK and forwarded on to the VOA for analysis. This has been captured on a UUK developed form loosely based on the VOA FOR return. No cognizance has been made of the costs from BCIS or the Spons price books, these being considered too generic. | Location Adjustment Applicable (See Guidance Notes) - ERC = UK mean of 1.00 | (BEAMS Note 2) The ERC for this item should be added to all other rateable items on the hereditament (except land). Therefore the total of the ERC of the other Building Items and the P&M ERC (where applicable) to enable the correct contract size adjustment to be made. ERC of Building Component + ERC of P&M = Total ERC to which contract size adjustment should be applied. The appropriate % adjustment should be made in accordance with the scale for contract size adjustment specified under section 6 of the RCG 2023 Guidance notes. The currency ERC rates are set at £4m (Four Million Pounds) @ 1st April 2021 (AVD) for the RCG 2023 Publication. | This code covers Greenhouses and simple hutted structures | - | - | - | - | - | - | - | - | - |  | M2 | - | NA | NA | NA | #N/A | Option 1 | ERROR | 0% | 275.77 | 206.0417 | 0% | 0% | 206.0417 | 0% | VP4 ERC | NA | VOA_GPN_GOV_UK\7246041 | 2019-08-30 | Low | - | High | Risk taken from previous CG | - | - | NA | FOR | NA | (BEAMS Note 2) The ERC for this item should be added to all other rateable items on the hereditament (except land). Therefore the total of the ERC of the other Building Items and the P&M ERC (where applicable) to enable the correct contract size adjustment to be made. ERC of Building Component + ERC of P&M = Total ERC to which contract size adjustment should be applied. The appropriate % adjustment should be made in accordance with the scale for contract size adjustment specified under section 6 of the RCG 2021 Guidance notes. The currency ERC rates are set at £4m (Four Million Pounds) @ 1st April 2019 (AVD) for the RCG 2021 Publication. | - | - | 2 | TRUE
5886 | UNIV04 | 9889 | UNIV04 | Universities | Buildings | Other Academic buildings | - | - | The rate used here has been produced by detailed interrogation of the cost data information returned to UUK and forwarded on to the VOA for analysis. This has been captured on a UUK developed form loosely based on the VOA FOR return. No cognizance has been made of the costs from BCIS or the Spons price books, these being considered too generic. | Location Adjustment Applicable (See Guidance Notes) - ERC = UK mean of 1.00 | (BEAMS Note 2) The ERC for this item should be added to all other rateable items on the hereditament (except land). Therefore the total of the ERC of the other Building Items and the P&M ERC (where applicable) to enable the correct contract size adjustment to be made. ERC of Building Component + ERC of P&M = Total ERC to which contract size adjustment should be applied. The appropriate % adjustment should be made in accordance with the scale for contract size adjustment specified under section 6 of the RCG 2023 Guidance notes. The currency ERC rates are set at £4m (Four Million Pounds) @ 1st April 2021 (AVD) for the RCG 2023 Publication. | This code covers other principal buildings | - | - | - | - | - | - | - | - | - |  | M2 | - | NA | NA | NA | #N/A | Option 1 | ERROR | 0% | 2468.015 | 1843.9785 | 0% | 0% | 1843.9785 | 0% | VP4 ERC | NA | VOA_GPN_GOV_UK\7246041 | 2019-08-30 | Low | - | High | Risk taken from previous CG | - | - | NA | FOR | NA | (BEAMS Note 2) The ERC for this item should be added to all other rateable items on the hereditament (except land). Therefore the total of the ERC of the other Building Items and the P&M ERC (where applicable) to enable the correct contract size adjustment to be made. ERC of Building Component + ERC of P&M = Total ERC to which contract size adjustment should be applied. The appropriate % adjustment should be made in accordance with the scale for contract size adjustment specified under section 6 of the RCG 2021 Guidance notes. The currency ERC rates are set at £4m (Four Million Pounds) @ 1st April 2019 (AVD) for the RCG 2021 Publication. | - | - | 2 | TRUE
5887 | UNIV02 | 9887 | UNIV02 | Universities | Buildings | Postgraduate Research | - | - | The rate used here has been produced by detailed interrogation of the cost data information returned to UUK and forwarded on to the VOA for analysis. This has been captured on a UUK developed form loosely based on the VOA FOR return. No cognizance has been made of the costs from BCIS or the Spons price books, these being considered too generic. | Location Adjustment Applicable (See Guidance Notes) - ERC = UK mean of 1.00 | (BEAMS Note 2) The ERC for this item should be added to all other rateable items on the hereditament (except land). Therefore the total of the ERC of the other Building Items and the P&M ERC (where applicable) to enable the correct contract size adjustment to be made. ERC of Building Component + ERC of P&M = Total ERC to which contract size adjustment should be applied. The appropriate % adjustment should be made in accordance with the scale for contract size adjustment specified under section 6 of the RCG 2023 Guidance notes. The currency ERC rates are set at £4m (Four Million Pounds) @ 1st April 2021 (AVD) for the RCG 2023 Publication. | This code covers Post Grad/Research Science/Tiered Auditoria | - | - | - | - | - | - | - | - | - |  | M2 | - | NA | NA | NA | #N/A | Option 1 | ERROR | 0% | 3387.67 | 2531.0992 | 0% | 0% | 2531.0992 | 0% | VP4 ERC | NA | VOA_GPN_GOV_UK\7246041 | 2019-08-30 | Low | - | High | Risk taken from previous CG | - | - | NA | FOR | NA | (BEAMS Note 2) The ERC for this item should be added to all other rateable items on the hereditament (except land). Therefore the total of the ERC of the other Building Items and the P&M ERC (where applicable) to enable the correct contract size adjustment to be made. ERC of Building Component + ERC of P&M = Total ERC to which contract size adjustment should be applied. The appropriate % adjustment should be made in accordance with the scale for contract size adjustment specified under section 6 of the RCG 2021 Guidance notes. The currency ERC rates are set at £4m (Four Million Pounds) @ 1st April 2019 (AVD) for the RCG 2021 Publication. | - | - | 2 | TRUE
5888 | UNIV03 | 9888 | UNIV03 | Universities | Buildings | Teaching science | - | - | The rate used here has been produced by detailed interrogation of the cost data information returned to UUK and forwarded on to the VOA for analysis. This has been captured on a UUK developed form loosely based on the VOA FOR return. No cognizance has been made of the costs from BCIS or the Spons price books, these being considered too generic. | Location Adjustment Applicable (See Guidance Notes) - ERC = UK mean of 1.00 | (BEAMS Note 2) The ERC for this item should be added to all other rateable items on the hereditament (except land). Therefore the total of the ERC of the other Building Items and the P&M ERC (where applicable) to enable the correct contract size adjustment to be made. ERC of Building Component + ERC of P&M = Total ERC to which contract size adjustment should be applied. The appropriate % adjustment should be made in accordance with the scale for contract size adjustment specified under section 6 of the RCG 2023 Guidance notes. The currency ERC rates are set at £4m (Four Million Pounds) @ 1st April 2021 (AVD) for the RCG 2023 Publication. | This code covers Teaching Science buildings | - | - | - | - | - | - | - | - | - |  | M2 | - | NA | NA | NA | #N/A | Option 1 | ERROR | 0% | 2536.325 | 1895.0164 | 0% | 0% | 1895.0164 | 0% | VP4 ERC | NA | VOA_GPN_GOV_UK\7246041 | 2019-08-30 | Low | - | High | Risk taken from previous CG | - | - | NA | FOR | NA | (BEAMS Note 2) The ERC for this item should be added to all other rateable items on the hereditament (except land). Therefore the total of the ERC of the other Building Items and the P&M ERC (where applicable) to enable the correct contract size adjustment to be made. ERC of Building Component + ERC of P&M = Total ERC to which contract size adjustment should be applied. The appropriate % adjustment should be made in accordance with the scale for contract size adjustment specified under section 6 of the RCG 2021 Guidance notes. The currency ERC rates are set at £4m (Four Million Pounds) @ 1st April 2019 (AVD) for the RCG 2021 Publication. | - | - | 2 | TRUE
5889 | STS039 | 8763 | STS039 | Universities | Subject to scheme | - | - | - | - | Location Adjustment Applicable (See Guidance Notes) - ERC = UK mean of 1.00 | (BEAMS Note 2) The ERC for this item should be added to all other rateable items on the hereditament (except land). Therefore the total of the ERC of the other Building Items and the P&M ERC (where applicable) to enable the correct contract size adjustment to be made. ERC of Building Component + ERC of P&M = Total ERC to which contract size adjustment should be applied. The appropriate % adjustment should be made in accordance with the scale for contract size adjustment specified under section 6 of the RCG 2023 Guidance notes. The currency ERC rates are set at £4m (Four Million Pounds) @ 1st April 2021 (AVD) for the RCG 2023 Publication. | - | - | - | - | - | - | - | - | - | 77777 |  | M2 | - | NA | NA | NA | 0 | Option 1 | 0 | 0% | 0 | 0 | 0% | 0% | 0 | 0% | Indexed | NA | VOA_GPN_GOV_UK\7246041 | 2019-08-30 | Low | - | High | Risk taken from previous CG | - | - | NA | FOR | NA | (BEAMS Note 2) The ERC for this item should be added to all other rateable items on the hereditament (except land). Therefore the total of the ERC of the other Building Items and the P&M ERC (where applicable) to enable the correct contract size adjustment to be made. ERC of Building Component + ERC of P&M = Total ERC to which contract size adjustment should be applied. The appropriate % adjustment should be made in accordance with the scale for contract size adjustment specified under section 6 of the RCG 2021 Guidance notes. The currency ERC rates are set at £4m (Four Million Pounds) @ 1st April 2019 (AVD) for the RCG 2021 Publication. | - | - | 2 | TRUE
5890 | STS040 | 8764 | STS040 | Vehicle testing stations | Operational depot and vehicle maintenance workshop | 2 storey | 1000 - 2000m2 | See BEAMS for Bespoke Advice | 2 storey depot and vehicle maintenance building. RC ground beams, pad foundations and ground slab. Steel frame. Composite metal pitched roof cladding and roof lights. PCC upper floor. Steel stairs. Composite metal cladding and facing brick external walls with curtain walling. Roller shutters and steel external doors. Glazed entrance and windows. Block internal walls and proprietary partitions. Timber doors. Plasterboard, plaster, tile, weighrock wall finishes. Resin screed, raised access, vinyl, carpet flooring. Suspended mineral fibre ceilings. Fittings. Sanitary ware. Heating and comfort cooling. Ventilation. Power and light. CCTV, access control, data, fire and intruder alarms. | Location Adjustment Applicable (See Guidance Notes) - ERC = UK mean of 1.00 | (BEAMS Note 2) The ERC for this item should be added to all other rateable items on the hereditament (except land). Therefore the total of the ERC of the other Building Items and the P&M ERC (where applicable) to enable the correct contract size adjustment to be made. ERC of Building Component + ERC of P&M = Total ERC to which contract size adjustment should be applied. The appropriate % adjustment should be made in accordance with the scale for contract size adjustment specified under section 6 of the RCG 2023 Guidance notes. The currency ERC rates are set at £4m (Four Million Pounds) @ 1st April 2021 (AVD) for the RCG 2023 Publication. | - | - | - | - | - | - | - | - | - | 77777 |  | STS | - | NA | NA | NA | 0 | Option 1 | 0 | 0% | 0 | 0 | 0% | 0% | 0 | 0% | Indexed | NA | VOA_GPN_GOV_UK\7246041 | 2019-08-30 | Low | - | - | Risk taken from previous CG | - | - | NA | BCIS | NA | (BEAMS Note 2) The ERC for this item should be added to all other rateable items on the hereditament (except land). Therefore the total of the ERC of the other Building Items and the P&M ERC (where applicable) to enable the correct contract size adjustment to be made. ERC of Building Component + ERC of P&M = Total ERC to which contract size adjustment should be applied. The appropriate % adjustment should be made in accordance with the scale for contract size adjustment specified under section 6 of the RCG 2021 Guidance notes. The currency ERC rates are set at £4m (Four Million Pounds) @ 1st April 2019 (AVD) for the RCG 2021 Publication. | - | - | 2 | TRUE
5891 | 63500U | 4121 | 63500U | Visitors centres | High quality | Application of Use - This Beacon is a Wildlife centre, remote rural location, site sensitive in appearance combining energy efficiency with sustainable natural resources. | Accommodation: Exhibition areas, restaurant and kitchen, shop, classroom, and field laboratory with staff and ancillary accommodation. Large galleries with under floor heating, Specialist design glass/timber structure. | 3 storey (Gross Internal Area 600 m2) | Specification for beacon rate includes lower ground, ground, and first floors, Steeply sloping site and curved building plan shape, Building Construction: Foundations: no details available Frame: no details available Upper Floors: Concrete floor slabs Roof: Pitched timber frame with timber shingles, (60%) and metal skin External Walls: Slate walls to ground floor and timber cladding and glass panels to upper floors Windows and Doors: large glazed areas as part of specialised design Internal Walls: No detail available Internal Finishes: Carpeting to lower ground floor and floating oak tongued and grooved boarded to upper floors Building Services: Electric under floor heating to all floors, no air handling. External Works: Drainage to septic tank Accommodation: Exhibition areas, restaurant and kitchen, shop, classroom, and field laboratory with staff and ancillary accommodation. Large galleries with under floor heating, Specialist design glass/timber structure. Structural element provides about 70% of cost. | Location Adjustment Applicable (See Guidance Notes) - ERC = UK mean of 1.00 | (BEAMS Note 2) The ERC for this item should be added to all other rateable items on the hereditament (except land). Therefore the total of the ERC of the other Building Items and the P&M ERC (where applicable) to enable the correct contract size adjustment to be made. ERC of Building Component + ERC of P&M = Total ERC to which contract size adjustment should be applied. The appropriate % adjustment should be made in accordance with the scale for contract size adjustment specified under section 6 of the RCG 2023 Guidance notes. The currency ERC rates are set at £4m (Four Million Pounds) @ 1st April 2021 (AVD) for the RCG 2023 Publication. | The cost for this class of hereditament will usually be between £1100/m2 and £2500/m2 The above ERC reflects the actual size of the beacon. Variations for quality are normally + or 20% Costs exclude external works | - | - | - | - | - | - | - | - | 10281 |  | M2 | - | NA | NA | NA | 1570.3315 | Option 1 | 1848.6045 | 17.72% | 2656.3675 | 1984.7062 | 26.39% | 7.362% | 1984.7062 | 26.39% | Indexed | NA | VOA_GPN_GOV_UK\7246041 | 2019-08-30 | Low | - | High | Risk taken from previous CG | - | - | NA | BCIS | NA | (BEAMS Note 2) The ERC for this item should be added to all other rateable items on the hereditament (except land). Therefore the total of the ERC of the other Building Items and the P&M ERC (where applicable) to enable the correct contract size adjustment to be made. ERC of Building Component + ERC of P&M = Total ERC to which contract size adjustment should be applied. The appropriate % adjustment should be made in accordance with the scale for contract size adjustment specified under section 6 of the RCG 2021 Guidance notes. The currency ERC rates are set at £4m (Four Million Pounds) @ 1st April 2019 (AVD) for the RCG 2021 Publication. | - | - | 2 | TRUE
5892 | 63500K | 5546 | 63500K | Visitors centres | Medium quality | Beacon for Visitors Centres medium quality . | Accommodation: Cafe/lecture room, kitchen and servery, foyer and exhibition area, toilets, stores and plant room. | Single storey (Gross Internal Area 270m2) | Building Construction Foundations: strip concrete; Frame: part steel and part concrete; Upper Floors: none; Roof: trussed timber with non-asbestos slates; External Walls: cavity block work, rendered externally; Windows and Doors: Softwood windows and aluminium doors; Internal Walls: block work with plaster and some tile finishes. Internal Finishes: vinyl floor coverings with plasterboard and Artex ceilings Building Services: Gas central heating, electrics and intruder alarm. External Works: No detail available Accommodation: Cafe/lecture room, kitchen and servery, foyer and exhibition area, toilets, stores and plant room. | Location Adjustment Applicable (See Guidance Notes) - ERC = UK mean of 1.00 | (BEAMS Note 2) The ERC for this item should be added to all other rateable items on the hereditament (except land). Therefore the total of the ERC of the other Building Items and the P&M ERC (where applicable) to enable the correct contract size adjustment to be made. ERC of Building Component + ERC of P&M = Total ERC to which contract size adjustment should be applied. The appropriate % adjustment should be made in accordance with the scale for contract size adjustment specified under section 6 of the RCG 2023 Guidance notes. The currency ERC rates are set at £4m (Four Million Pounds) @ 1st April 2021 (AVD) for the RCG 2023 Publication. | The cost for this class of hereditament will usually be between £1100/m2 and £2500/m2 The above ERC reflects the actual size of the beacon. Variations for quality are normally + or 20% Costs exclude external works | Measure to GIA- record and measure external; works | The plant and machinery listed in the description has been included in this costing. | - | - | - | - | Photo 1 - Single storey building | - | 10281 |  | M2 | - | NA | NA | NA | 986.0221 | Option 1 | 1160.7517 | 17.72% | 1669.045 | 1247.0278 | 26.47% | 7.433% | 1247.0278 | 26.47% | Indexed | NA | VOA_GPN_GOV_UK\7246041 | 2019-08-30 | Low | - | High | Risk taken from previous CG | - | - | NA | BCIS | NA | (BEAMS Note 2) The ERC for this item should be added to all other rateable items on the hereditament (except land). Therefore the total of the ERC of the other Building Items and the P&M ERC (where applicable) to enable the correct contract size adjustment to be made. ERC of Building Component + ERC of P&M = Total ERC to which contract size adjustment should be applied. The appropriate % adjustment should be made in accordance with the scale for contract size adjustment specified under section 6 of the RCG 2021 Guidance notes. The currency ERC rates are set at £4m (Four Million Pounds) @ 1st April 2019 (AVD) for the RCG 2021 Publication. | Photo 1 - Single storey building | - | 2 | TRUE
5893 | 215RC1 | 7555 | 215RC1 | Walkways | Reinforced concrete | Cantilevered | 225mm thick | - | Concrete walkway - nominally 225mm thick - reinforced. Built out from side of concrete wall or block - Average 1m wide. May have cast in supports. | Location Adjustment Applicable (See Guidance Notes) - ERC = UK mean of 1.00 | (BEAMS Note 2) The ERC for this item should be added to all other rateable items on the hereditament (except land). Therefore the total of the ERC of the other Building Items and the P&M ERC (where applicable) to enable the correct contract size adjustment to be made. ERC of Building Component + ERC of P&M = Total ERC to which contract size adjustment should be applied. The appropriate % adjustment should be made in accordance with the scale for contract size adjustment specified under section 6 of the RCG 2023 Guidance notes. The currency ERC rates are set at £4m (Four Million Pounds) @ 1st April 2021 (AVD) for the RCG 2023 Publication. | Assumed attached to other structural item | Measure length and width = m2 Thickness Age | - | - | - | - | - | - | - | 10571 |  | m2 | - | 3 - INDUSTRIAL | David Grace | Jim Allen | 96.1035 | Option 2 | 119.1495 | 23.98% | 240 | 181.3834 | 88.74% | 52.23% | 181.3834 | 88.74% | AECOM | Mohammed Imran | VOA_GPN_GOV_UK\7254880 | 2021-10-01 | Low | - | Low | Costs provided by AECOM (industry experts) | - | - | NA | SPONS A&B | 2 | (BEAMS Note 2) Standard | - | - | 2 | TRUE
5894 | 30PR28 | 6958 | 30PR28 | Walls | Concrete sections | "L" or "T" shape | 2m ht | - | Precast concrete section - often interlocking, used for dividing material or for containment of materials. Sizes range up to 4 m high and are usually 1 m or 1.2m wide. Variations can be "A "shaped with hollow cores. Thickness usually 100mm. | Location Adjustment Applicable (See Guidance Notes) - ERC = UK mean of 1.00 | (BEAMS Note 2) The ERC for this item should be added to all other rateable items on the hereditament (except land). Therefore the total of the ERC of the other Building Items and the P&M ERC (where applicable) to enable the correct contract size adjustment to be made. ERC of Building Component + ERC of P&M = Total ERC to which contract size adjustment should be applied. The appropriate % adjustment should be made in accordance with the scale for contract size adjustment specified under section 6 of the RCG 2023 Guidance notes. The currency ERC rates are set at £4m (Four Million Pounds) @ 1st April 2021 (AVD) for the RCG 2023 Publication. | - | Size, Height and Age | - | - | - | - | - | Photo 1 - Typical inverted "T" shaped sections. Photo 2 - Typical "T" shaped sections visible with "L" shaped section with attached baffles. | - | 10607 |  | M | - | NA | NA | NA | 375.581 | Option 2 | 558.7026 | 48.76% | 538.6754 | 473.2045 | 25.99% | -15.3% | 473.2045 | 25.99% | Indexed | NA | VOA_GPN_GOV_UK\7246041 | 2019-08-30 | Low | - | Medium | Risk taken from previous CG | - | - | NA | SPONS Landscaping | NA | (BEAMS Note 2) The ERC for this item should be added to all other rateable items on the hereditament (except land). Therefore the total of the ERC of the other Building Items and the P&M ERC (where applicable) to enable the correct contract size adjustment to be made. ERC of Building Component + ERC of P&M = Total ERC to which contract size adjustment should be applied. The appropriate % adjustment should be made in accordance with the scale for contract size adjustment specified under section 6 of the RCG 2021 Guidance notes. The currency ERC rates are set at £4m (Four Million Pounds) @ 1st April 2019 (AVD) for the RCG 2021 Publication. | Photo 1 - Typical inverted "T" shaped sections. Photo 2 - Typical "T" shaped sections visible with "L" shaped section with attached baffles. | - | 2 | TRUE
5895 | 30PR29 | 6959 | 30PR29 | Walls | Concrete sections | "L" or "T" shape | 3m ht | - | Precast concrete section - often interlocking, used for dividing material or for containment of materials. Sizes range up to 4 m high and are usually 1 m or 1.2m wide. Variations can be "A "shaped with hollow cores. Thickness usually 100mm. | Location Adjustment Applicable (See Guidance Notes) - ERC = UK mean of 1.00 | (BEAMS Note 2) The ERC for this item should be added to all other rateable items on the hereditament (except land). Therefore the total of the ERC of the other Building Items and the P&M ERC (where applicable) to enable the correct contract size adjustment to be made. ERC of Building Component + ERC of P&M = Total ERC to which contract size adjustment should be applied. The appropriate % adjustment should be made in accordance with the scale for contract size adjustment specified under section 6 of the RCG 2023 Guidance notes. The currency ERC rates are set at £4m (Four Million Pounds) @ 1st April 2021 (AVD) for the RCG 2023 Publication. | - | Size, Height and Age | - | - | - | - | - | Photo 1 - Typical inverted "T" shaped sections. Photo 2 - Typical "T" shaped sections visible with "L" shaped section with attached baffles. | - | 10607 |  | M | - | NA | NA | NA | 450.2354 | Option 2 | 669.7561 | 48.76% | 970.5649 | 852.602 | 89.37% | 27.3% | 852.602 | 89.37% | Indexed | NA | VOA_GPN_GOV_UK\7246041 | 2019-08-30 | Low | - | Medium | Risk taken from previous CG | - | - | NA | SPONS Landscaping | NA | (BEAMS Note 2) The ERC for this item should be added to all other rateable items on the hereditament (except land). Therefore the total of the ERC of the other Building Items and the P&M ERC (where applicable) to enable the correct contract size adjustment to be made. ERC of Building Component + ERC of P&M = Total ERC to which contract size adjustment should be applied. The appropriate % adjustment should be made in accordance with the scale for contract size adjustment specified under section 6 of the RCG 2021 Guidance notes. The currency ERC rates are set at £4m (Four Million Pounds) @ 1st April 2019 (AVD) for the RCG 2021 Publication. | Photo 1 - Typical inverted "T" shaped sections. Photo 2 - Typical "T" shaped sections visible with "L" shaped section with attached baffles. | - | 2 | TRUE
5896 | 30PR30 | 6960 | 30PR30 | Walls | Concrete sections | "L" or "T" shape | 4m ht | - | Precast concrete section - often interlocking, used for dividing material or for containment of materials. Sizes range up to 4 m high and are usually 1 m or 1.2m wide. Variations can be "A "shaped with hollow cores. Thickness usually 100mm. | Location Adjustment Applicable (See Guidance Notes) - ERC = UK mean of 1.00 | (BEAMS Note 2) The ERC for this item should be added to all other rateable items on the hereditament (except land). Therefore the total of the ERC of the other Building Items and the P&M ERC (where applicable) to enable the correct contract size adjustment to be made. ERC of Building Component + ERC of P&M = Total ERC to which contract size adjustment should be applied. The appropriate % adjustment should be made in accordance with the scale for contract size adjustment specified under section 6 of the RCG 2023 Guidance notes. The currency ERC rates are set at £4m (Four Million Pounds) @ 1st April 2021 (AVD) for the RCG 2023 Publication. | - | Size, Height and Age | - | - | - | - | - | Photo 1 - Typical inverted "T" shaped sections. Photo 2 - Typical "T" shaped sections visible with "L" shaped section with attached baffles. | - | 10607 |  | M | - | NA | NA | NA | 523.3505 | Option 2 | 778.52 | 48.76% | 1125.9977 | 989.1434 | 89% | 27.05% | 989.1434 | 89% | Indexed | NA | VOA_GPN_GOV_UK\7246041 | 2019-08-30 | Low | - | Medium | Risk taken from previous CG | - | - | NA | SPONS Landscaping | NA | (BEAMS Note 2) The ERC for this item should be added to all other rateable items on the hereditament (except land). Therefore the total of the ERC of the other Building Items and the P&M ERC (where applicable) to enable the correct contract size adjustment to be made. ERC of Building Component + ERC of P&M = Total ERC to which contract size adjustment should be applied. The appropriate % adjustment should be made in accordance with the scale for contract size adjustment specified under section 6 of the RCG 2021 Guidance notes. The currency ERC rates are set at £4m (Four Million Pounds) @ 1st April 2019 (AVD) for the RCG 2021 Publication. | Photo 1 - Typical inverted "T" shaped sections. Photo 2 - Typical "T" shaped sections visible with "L" shaped section with attached baffles. | - | 2 | TRUE
5897 | 30PR31 | 6948 | 30PR31 | Walls | Concrete sections | Large blocks | 1.0m x 0.5m x 0.5m | - | Precast concrete blocks 1.0m 0.5m x 0.5m approx. Used in industrial locations for massive supports or ballast. | Location Adjustment Applicable (See Guidance Notes) - ERC = UK mean of 1.00 | (BEAMS Note 2) The ERC for this item should be added to all other rateable items on the hereditament (except land). Therefore the total of the ERC of the other Building Items and the P&M ERC (where applicable) to enable the correct contract size adjustment to be made. ERC of Building Component + ERC of P&M = Total ERC to which contract size adjustment should be applied. The appropriate % adjustment should be made in accordance with the scale for contract size adjustment specified under section 6 of the RCG 2023 Guidance notes. The currency ERC rates are set at £4m (Four Million Pounds) @ 1st April 2021 (AVD) for the RCG 2023 Publication. | - | Check block sizes. Count number. | - | - | - | - | - | Photo 1 - Large concrete blocks used for ballast or support. Photo 2 - Blocks used as support. | - | 10608 |  | M | - | NA | NA | NA | 115.445 | Option 2 | 151.4428 | 31.18% | 257.4265 | 179.1736 | 55.2% | 18.31% | 179.1736 | 55.2% | Indexed | NA | VOA_GPN_GOV_UK\7246041 | 2019-08-30 | Low | - | Medium | Risk taken from previous CG | - | - | NA | SPONS Civils | NA | (BEAMS Note 2) The ERC for this item should be added to all other rateable items on the hereditament (except land). Therefore the total of the ERC of the other Building Items and the P&M ERC (where applicable) to enable the correct contract size adjustment to be made. ERC of Building Component + ERC of P&M = Total ERC to which contract size adjustment should be applied. The appropriate % adjustment should be made in accordance with the scale for contract size adjustment specified under section 6 of the RCG 2021 Guidance notes. The currency ERC rates are set at £4m (Four Million Pounds) @ 1st April 2019 (AVD) for the RCG 2021 Publication. | Photo 1 - Large concrete blocks used for ballast or support. Photo 2 - Blocks used as support. | - | 2 | TRUE
5898 | 30P1DS | 6942 | 30P1DS | Walls | Dry stone | Coursed and battered | 1.2m ht | Excludes concrete foundation | Dry stone wall, tapered from base to top. Constructed of stone typical to the locality. Stone work to be coursed to suit local requirements. | Location Adjustment Applicable (See Guidance Notes) - ERC = UK mean of 1.00 | (BEAMS Note 2) The ERC for this item should be added to all other rateable items on the hereditament (except land). Therefore the total of the ERC of the other Building Items and the P&M ERC (where applicable) to enable the correct contract size adjustment to be made. ERC of Building Component + ERC of P&M = Total ERC to which contract size adjustment should be applied. The appropriate % adjustment should be made in accordance with the scale for contract size adjustment specified under section 6 of the RCG 2023 Guidance notes. The currency ERC rates are set at £4m (Four Million Pounds) @ 1st April 2021 (AVD) for the RCG 2023 Publication. | Cost based on 1.2m high wall. | Measure height and length Note if strip foundation is used and record. | - | - | - | - | Add for strip foundation if required. | Photo 1 - Typical stone wall with tapered sides and laid generally to course. Photo 2 - 1.4m high dry stone wall coursed. Photo 3 - Dry stone wall 1.4m high - un-coursed. | - | 10366 |  | M | - | NA | NA | NA | 142.3821 | Option 2 | 211.8032 | 48.76% | 309.679 | 272.0405 | 91.06% | 28.44% | 272.0405 | 91.06% | Indexed | NA | VOA_GPN_GOV_UK\7246041 | 2019-08-30 | Low | - | Medium | Risk taken from previous CG | - | - | NA | SPONS Landscaping | NA | (BEAMS Note 2) The ERC for this item should be added to all other rateable items on the hereditament (except land). Therefore the total of the ERC of the other Building Items and the P&M ERC (where applicable) to enable the correct contract size adjustment to be made. ERC of Building Component + ERC of P&M = Total ERC to which contract size adjustment should be applied. The appropriate % adjustment should be made in accordance with the scale for contract size adjustment specified under section 6 of the RCG 2021 Guidance notes. The currency ERC rates are set at £4m (Four Million Pounds) @ 1st April 2019 (AVD) for the RCG 2021 Publication. | Photo 1 - Typical stone wall with tapered sides and laid generally to course. Photo 2 - 1.4m high dry stone wall coursed. Photo 3 - Dry stone wall 1.4m high - un-coursed. | - | 2 | TRUE
5899 | 30PG01 | 6943 | 30PG01 | Walls | Gabions | Wire mesh modular units | 1.0m x 1.0m x 0.5m | - | Galvanised wire mesh cages filled in layers with wired ties between layers. Layer of stone or pebbles depending on design and location. Sizes of cages may vary from 0.5 x 1.0m x 0.5 m to 3.0m x 1.0m x 1.0m. | Location Adjustment Applicable (See Guidance Notes) - ERC = UK mean of 1.00 | (BEAMS Note 2) The ERC for this item should be added to all other rateable items on the hereditament (except land). Therefore the total of the ERC of the other Building Items and the P&M ERC (where applicable) to enable the correct contract size adjustment to be made. ERC of Building Component + ERC of P&M = Total ERC to which contract size adjustment should be applied. The appropriate % adjustment should be made in accordance with the scale for contract size adjustment specified under section 6 of the RCG 2023 Guidance notes. The currency ERC rates are set at £4m (Four Million Pounds) @ 1st April 2021 (AVD) for the RCG 2023 Publication. | Cost include for foundation. | Length and Height. | - | - | - | - | - | Photo 1 - Base for gabion wall construction Photo 2 - included wall. Possibly as retaining wall with rock filled gabions. Photo 3 - Typical stepped gabion. | - | 10304 |  | M2 | - | NA | NA | NA | 33.0942 | Option 2 | 41.0304 | 23.98% | 65.5059 | 49.507 | 49.59% | 20.66% | 49.507 | 49.59% | Indexed | NA | VOA_GPN_GOV_UK\7246041 | 2019-08-30 | Low | - | Medium | Risk taken from previous CG | - | - | NA | SPONS A&B | NA | (BEAMS Note 2) The ERC for this item should be added to all other rateable items on the hereditament (except land). Therefore the total of the ERC of the other Building Items and the P&M ERC (where applicable) to enable the correct contract size adjustment to be made. ERC of Building Component + ERC of P&M = Total ERC to which contract size adjustment should be applied. The appropriate % adjustment should be made in accordance with the scale for contract size adjustment specified under section 6 of the RCG 2021 Guidance notes. The currency ERC rates are set at £4m (Four Million Pounds) @ 1st April 2019 (AVD) for the RCG 2021 Publication. | Photo 1 - Base for gabion wall construction Photo 2 - included wall. Possibly as retaining wall with rock filled gabions. Photo 3 - Typical stepped gabion. | - | 2 | TRUE
5900 | 30PG02 | 6944 | 30PG02 | Walls | Gabions | Wire mesh modular units | 2.0m x 1.0m x 1.0m | - | Galvanised wire mesh cages filled in layers with wired ties between layers. Layer of stone or pebbles depending on design and location. Sizes of cages may vary from 0.5 x 1.0m x 0.5 m to 3.0m x 1.0m x 1.0m. | Location Adjustment Applicable (See Guidance Notes) - ERC = UK mean of 1.00 | (BEAMS Note 2) The ERC for this item should be added to all other rateable items on the hereditament (except land). Therefore the total of the ERC of the other Building Items and the P&M ERC (where applicable) to enable the correct contract size adjustment to be made. ERC of Building Component + ERC of P&M = Total ERC to which contract size adjustment should be applied. The appropriate % adjustment should be made in accordance with the scale for contract size adjustment specified under section 6 of the RCG 2023 Guidance notes. The currency ERC rates are set at £4m (Four Million Pounds) @ 1st April 2021 (AVD) for the RCG 2023 Publication. | Cost include for foundation. | Length and Height. | - | - | - | - | - | Photo 1 - Base for gabion wall construction Photo 2 - included wall. Possibly as retaining wall with rock filled gabions. Photo 3 - Typical stepped gabion. | - | 10304 |  | M2 | - | NA | NA | NA | 88.5078 | Option 2 | 109.7323 | 23.98% | 124.1165 | 93.8028 | 5.983% | -14.52% | 93.8028 | 5.983% | Indexed | NA | VOA_GPN_GOV_UK\7246041 | 2019-08-30 | Low | - | Medium | Risk taken from previous CG | - | - | NA | SPONS A&B | NA | (BEAMS Note 2) The ERC for this item should be added to all other rateable items on the hereditament (except land). Therefore the total of the ERC of the other Building Items and the P&M ERC (where applicable) to enable the correct contract size adjustment to be made. ERC of Building Component + ERC of P&M = Total ERC to which contract size adjustment should be applied. The appropriate % adjustment should be made in accordance with the scale for contract size adjustment specified under section 6 of the RCG 2021 Guidance notes. The currency ERC rates are set at £4m (Four Million Pounds) @ 1st April 2019 (AVD) for the RCG 2021 Publication. | Photo 1 - Base for gabion wall construction Photo 2 - included wall. Possibly as retaining wall with rock filled gabions. Photo 3 - Typical stepped gabion. | - | 2 | TRUE
5901 | 30PG03 | 6945 | 30PG03 | Walls | Gabions | Wire mesh modular units | 3.0m x 1.0m x 1.0m | - | Galvanised wire mesh cages filled in layers with wired ties between layers. Layer of stone or pebbles depending on design and location. Sizes of cages may vary from 0.5 x 1.0m x 0.5 m to 3.0m x 1.0m x 1.0m. | Location Adjustment Applicable (See Guidance Notes) - ERC = UK mean of 1.00 | (BEAMS Note 2) The ERC for this item should be added to all other rateable items on the hereditament (except land). Therefore the total of the ERC of the other Building Items and the P&M ERC (where applicable) to enable the correct contract size adjustment to be made. ERC of Building Component + ERC of P&M = Total ERC to which contract size adjustment should be applied. The appropriate % adjustment should be made in accordance with the scale for contract size adjustment specified under section 6 of the RCG 2023 Guidance notes. The currency ERC rates are set at £4m (Four Million Pounds) @ 1st April 2021 (AVD) for the RCG 2023 Publication. | Cost include for foundation. | Length and Height. | - | - | - | - | - | Photo 1 - Base for gabion wall construction Photo 2 - included wall. Possibly as retaining wall with rock filled gabions. Photo 3 - Typical stepped gabion. | - | 10304 |  | M2 | - | NA | NA | NA | 94.6649 | Option 2 | 117.3659 | 23.98% | 120.6688 | 91.1972 | -3.663% | -22.3% | 91.1972 | -3.663% | Indexed | NA | VOA_GPN_GOV_UK\7246041 | 2019-08-30 | Low | - | Medium | Risk taken from previous CG | - | - | NA | SPONS A&B | NA | (BEAMS Note 2) The ERC for this item should be added to all other rateable items on the hereditament (except land). Therefore the total of the ERC of the other Building Items and the P&M ERC (where applicable) to enable the correct contract size adjustment to be made. ERC of Building Component + ERC of P&M = Total ERC to which contract size adjustment should be applied. The appropriate % adjustment should be made in accordance with the scale for contract size adjustment specified under section 6 of the RCG 2021 Guidance notes. The currency ERC rates are set at £4m (Four Million Pounds) @ 1st April 2019 (AVD) for the RCG 2021 Publication. | Photo 1 - Base for gabion wall construction Photo 2 - included wall. Possibly as retaining wall with rock filled gabions. Photo 3 - Typical stepped gabion. | - | 2 | TRUE
5902 | 30PR20 | 6952 | 30PR20 | Walls | Railway sleeper | Concrete supports - 2.6 m centres | 1.0m | - | H section concrete posts set into base with railway sleepers (usually second-hand) set on edge between flanges. Typically used for separation of materials or material containment. Constructed in bays with heights variable depending on the column height and the number of sleepers used. | Location Adjustment Applicable (See Guidance Notes) - ERC = UK mean of 1.00 | (BEAMS Note 2) The ERC for this item should be added to all other rateable items on the hereditament (except land). Therefore the total of the ERC of the other Building Items and the P&M ERC (where applicable) to enable the correct contract size adjustment to be made. ERC of Building Component + ERC of P&M = Total ERC to which contract size adjustment should be applied. The appropriate % adjustment should be made in accordance with the scale for contract size adjustment specified under section 6 of the RCG 2023 Guidance notes. The currency ERC rates are set at £4m (Four Million Pounds) @ 1st April 2021 (AVD) for the RCG 2023 Publication. | Cost include the erection of the posts. | Length, Height, Age and Condition. | - | - | - | - | - | - | - | 10605 |  | M2 | - | NA | NA | NA | 61.5706 | Option 2 | 91.5906 | 48.76% | 100.8533 | 88.5956 | 43.89% | -3.27% | 88.5956 | 43.89% | Indexed | NA | VOA_GPN_GOV_UK\7246041 | 2019-08-30 | Low | - | Medium | Risk taken from previous CG | - | - | NA | SPONS Landscaping | NA | (BEAMS Note 2) The ERC for this item should be added to all other rateable items on the hereditament (except land). Therefore the total of the ERC of the other Building Items and the P&M ERC (where applicable) to enable the correct contract size adjustment to be made. ERC of Building Component + ERC of P&M = Total ERC to which contract size adjustment should be applied. The appropriate % adjustment should be made in accordance with the scale for contract size adjustment specified under section 6 of the RCG 2021 Guidance notes. The currency ERC rates are set at £4m (Four Million Pounds) @ 1st April 2019 (AVD) for the RCG 2021 Publication. | - | - | 2 | TRUE
5903 | 30PR21 | 6953 | 30PR21 | Walls | Railway sleeper | Concrete supports - 2.6 m centres | 1.5m | - | H section concrete posts set into base with railway sleepers (usually second-hand) set on edge between flanges. Typically used for separation of materials or material containment. Constructed in bays with heights variable depending on the column height and the number of sleepers used. | Location Adjustment Applicable (See Guidance Notes) - ERC = UK mean of 1.00 | (BEAMS Note 2) The ERC for this item should be added to all other rateable items on the hereditament (except land). Therefore the total of the ERC of the other Building Items and the P&M ERC (where applicable) to enable the correct contract size adjustment to be made. ERC of Building Component + ERC of P&M = Total ERC to which contract size adjustment should be applied. The appropriate % adjustment should be made in accordance with the scale for contract size adjustment specified under section 6 of the RCG 2023 Guidance notes. The currency ERC rates are set at £4m (Four Million Pounds) @ 1st April 2021 (AVD) for the RCG 2023 Publication. | Cost include the erection of the posts. | Length, Height, Age and Condition. | - | - | - | - | - | - | - | 10605 |  | M2 | - | NA | NA | NA | 57.7225 | Option 2 | 85.8662 | 48.76% | 93.7343 | 82.3418 | 42.65% | -4.105% | 82.3418 | 42.65% | Indexed | NA | VOA_GPN_GOV_UK\7246041 | 2019-08-30 | Low | - | Medium | Risk taken from previous CG | - | - | NA | SPONS Landscaping | NA | (BEAMS Note 2) The ERC for this item should be added to all other rateable items on the hereditament (except land). Therefore the total of the ERC of the other Building Items and the P&M ERC (where applicable) to enable the correct contract size adjustment to be made. ERC of Building Component + ERC of P&M = Total ERC to which contract size adjustment should be applied. The appropriate % adjustment should be made in accordance with the scale for contract size adjustment specified under section 6 of the RCG 2021 Guidance notes. The currency ERC rates are set at £4m (Four Million Pounds) @ 1st April 2019 (AVD) for the RCG 2021 Publication. | - | - | 2 | TRUE
5904 | 30PR22 | 6954 | 30PR22 | Walls | Railway sleeper | Concrete supports - 2.6 m centres | 1.75m | - | H section concrete posts set into base with railway sleepers (usually second-hand) set on edge between flanges. Typically used for separation of materials or material containment. Constructed in bays with heights variable depending on the column height and the number of sleepers used. | Location Adjustment Applicable (See Guidance Notes) - ERC = UK mean of 1.00 | (BEAMS Note 2) The ERC for this item should be added to all other rateable items on the hereditament (except land). Therefore the total of the ERC of the other Building Items and the P&M ERC (where applicable) to enable the correct contract size adjustment to be made. ERC of Building Component + ERC of P&M = Total ERC to which contract size adjustment should be applied. The appropriate % adjustment should be made in accordance with the scale for contract size adjustment specified under section 6 of the RCG 2023 Guidance notes. The currency ERC rates are set at £4m (Four Million Pounds) @ 1st April 2021 (AVD) for the RCG 2023 Publication. | Cost include the erection of the posts. | Length, Height, Age and Condition. | - | - | - | - | - | - | - | 10605 |  | M2 | - | NA | NA | NA | 51.5654 | Option 2 | 76.7071 | 48.76% | 77.1231 | 67.7495 | 31.39% | -11.68% | 67.7495 | 31.39% | Indexed | NA | VOA_GPN_GOV_UK\7246041 | 2019-08-30 | Low | - | Medium | Risk taken from previous CG | - | - | NA | SPONS Landscaping | NA | (BEAMS Note 2) The ERC for this item should be added to all other rateable items on the hereditament (except land). Therefore the total of the ERC of the other Building Items and the P&M ERC (where applicable) to enable the correct contract size adjustment to be made. ERC of Building Component + ERC of P&M = Total ERC to which contract size adjustment should be applied. The appropriate % adjustment should be made in accordance with the scale for contract size adjustment specified under section 6 of the RCG 2021 Guidance notes. The currency ERC rates are set at £4m (Four Million Pounds) @ 1st April 2019 (AVD) for the RCG 2021 Publication. | - | - | 2 | TRUE
5905 | 30PR23 | 6946 | 30PR23 | Walls | Railway sleeper | Concrete supports - 2.6 m centres | 2.0m | - | H section concrete posts set into base with railway sleepers (usually second-hand) set on edge between flanges. Typically used for separation of materials or material containment. Constructed in bays with heights variable depending on the column height and the number of sleepers used. | Location Adjustment Applicable (See Guidance Notes) - ERC = UK mean of 1.00 | (BEAMS Note 2) The ERC for this item should be added to all other rateable items on the hereditament (except land). Therefore the total of the ERC of the other Building Items and the P&M ERC (where applicable) to enable the correct contract size adjustment to be made. ERC of Building Component + ERC of P&M = Total ERC to which contract size adjustment should be applied. The appropriate % adjustment should be made in accordance with the scale for contract size adjustment specified under section 6 of the RCG 2023 Guidance notes. The currency ERC rates are set at £4m (Four Million Pounds) @ 1st April 2021 (AVD) for the RCG 2023 Publication. | Cost include the erection of the posts. | Length, Height, Age and Condition. | - | - | - | - | - | - | - | 10605 |  | M2 | - | NA | NA | NA | 46.9476 | Option 2 | 69.8378 | 48.76% | 72.3771 | 63.5803 | 35.43% | -8.96% | 63.5803 | 35.43% | Indexed | NA | VOA_GPN_GOV_UK\7246041 | 2019-08-30 | Low | - | Medium | Risk taken from previous CG | - | - | NA | SPONS Landscaping | NA | (BEAMS Note 2) The ERC for this item should be added to all other rateable items on the hereditament (except land). Therefore the total of the ERC of the other Building Items and the P&M ERC (where applicable) to enable the correct contract size adjustment to be made. ERC of Building Component + ERC of P&M = Total ERC to which contract size adjustment should be applied. The appropriate % adjustment should be made in accordance with the scale for contract size adjustment specified under section 6 of the RCG 2021 Guidance notes. The currency ERC rates are set at £4m (Four Million Pounds) @ 1st April 2019 (AVD) for the RCG 2021 Publication. | - | - | 2 | TRUE
5906 | 30PR24 | 6955 | 30PR24 | Walls | Railway sleeper | Steel section supports - 2.6m centres | 1.0m | - | H section steel posts set into base with railway sleepers (usually second-hand) set on edge between flanges. Typically used for separation of materials or material containment. Constructed in bays with heights variable depending on the column height and the number of sleepers used. | Location Adjustment Applicable (See Guidance Notes) - ERC = UK mean of 1.00 | (BEAMS Note 2) The ERC for this item should be added to all other rateable items on the hereditament (except land). Therefore the total of the ERC of the other Building Items and the P&M ERC (where applicable) to enable the correct contract size adjustment to be made. ERC of Building Component + ERC of P&M = Total ERC to which contract size adjustment should be applied. The appropriate % adjustment should be made in accordance with the scale for contract size adjustment specified under section 6 of the RCG 2023 Guidance notes. The currency ERC rates are set at £4m (Four Million Pounds) @ 1st April 2021 (AVD) for the RCG 2023 Publication. | - | Length, Height, Age and Condition. | - | - | - | - | - | Photo 1 - H section steel columns with railway sleeper walls in bays. | - | 10606 |  | M2 | - | NA | NA | NA | 46.178 | Option 2 | 68.6929 | 48.76% | 75.9366 | 66.7072 | 44.46% | -2.891% | 66.7072 | 44.46% | Indexed | NA | VOA_GPN_GOV_UK\7246041 | 2019-08-30 | Low | - | Medium | Risk taken from previous CG | - | - | NA | SPONS Landscaping | NA | (BEAMS Note 2) The ERC for this item should be added to all other rateable items on the hereditament (except land). Therefore the total of the ERC of the other Building Items and the P&M ERC (where applicable) to enable the correct contract size adjustment to be made. ERC of Building Component + ERC of P&M = Total ERC to which contract size adjustment should be applied. The appropriate % adjustment should be made in accordance with the scale for contract size adjustment specified under section 6 of the RCG 2021 Guidance notes. The currency ERC rates are set at £4m (Four Million Pounds) @ 1st April 2019 (AVD) for the RCG 2021 Publication. | Photo 1 - H section steel columns with railway sleeper walls in bays. | - | 2 | TRUE
5907 | 30PR25 | 6947 | 30PR25 | Walls | Railway sleeper | Steel section supports - 2.6m centres | 1.5m | - | H section steel posts set into base with railway sleepers (usually second-hand) set on edge between flanges. Typically used for separation of materials or material containment. Constructed in bays with heights variable depending on the column height and the number of sleepers used. | Location Adjustment Applicable (See Guidance Notes) - ERC = UK mean of 1.00 | (BEAMS Note 2) The ERC for this item should be added to all other rateable items on the hereditament (except land). Therefore the total of the ERC of the other Building Items and the P&M ERC (where applicable) to enable the correct contract size adjustment to be made. ERC of Building Component + ERC of P&M = Total ERC to which contract size adjustment should be applied. The appropriate % adjustment should be made in accordance with the scale for contract size adjustment specified under section 6 of the RCG 2023 Guidance notes. The currency ERC rates are set at £4m (Four Million Pounds) @ 1st April 2021 (AVD) for the RCG 2023 Publication. | - | Length, Height, Age and Condition. | - | - | - | - | - | Photo 1 - H section steel columns with railway sleeper walls in bays. | - | 10606 |  | M2 | - | NA | NA | NA | 40.7906 | Option 2 | 60.6788 | 48.76% | 66.4445 | 58.3688 | 43.09% | -3.807% | 58.3688 | 43.09% | Indexed | NA | VOA_GPN_GOV_UK\7246041 | 2019-08-30 | Low | - | Medium | Risk taken from previous CG | - | - | NA | SPONS Landscaping | NA | (BEAMS Note 2) The ERC for this item should be added to all other rateable items on the hereditament (except land). Therefore the total of the ERC of the other Building Items and the P&M ERC (where applicable) to enable the correct contract size adjustment to be made. ERC of Building Component + ERC of P&M = Total ERC to which contract size adjustment should be applied. The appropriate % adjustment should be made in accordance with the scale for contract size adjustment specified under section 6 of the RCG 2021 Guidance notes. The currency ERC rates are set at £4m (Four Million Pounds) @ 1st April 2019 (AVD) for the RCG 2021 Publication. | Photo 1 - H section steel columns with railway sleeper walls in bays. | - | 2 | TRUE
5908 | 30PR26 | 6956 | 30PR26 | Walls | Railway sleeper | Steel section supports - 2.6m centres | 1.75m | - | H section steel posts set into base with railway sleepers (usually second-hand) set on edge between flanges. Typically used for separation of materials or material containment. Constructed in bays with heights variable depending on the column height and the number of sleepers used. | Location Adjustment Applicable (See Guidance Notes) - ERC = UK mean of 1.00 | (BEAMS Note 2) The ERC for this item should be added to all other rateable items on the hereditament (except land). Therefore the total of the ERC of the other Building Items and the P&M ERC (where applicable) to enable the correct contract size adjustment to be made. ERC of Building Component + ERC of P&M = Total ERC to which contract size adjustment should be applied. The appropriate % adjustment should be made in accordance with the scale for contract size adjustment specified under section 6 of the RCG 2023 Guidance notes. The currency ERC rates are set at £4m (Four Million Pounds) @ 1st April 2021 (AVD) for the RCG 2023 Publication. | - | Length, Height, Age and Condition. | - | - | - | - | - | Photo 1 - H section steel columns with railway sleeper walls in bays. | - | 10606 |  | M2 | - | NA | NA | NA | 36.1728 | Option 2 | 53.8095 | 48.76% | 54.5794 | 47.9458 | 32.55% | -10.9% | 47.9458 | 32.55% | Indexed | NA | VOA_GPN_GOV_UK\7246041 | 2019-08-30 | Low | - | Medium | Risk taken from previous CG | - | - | NA | SPONS Landscaping | NA | (BEAMS Note 2) The ERC for this item should be added to all other rateable items on the hereditament (except land). Therefore the total of the ERC of the other Building Items and the P&M ERC (where applicable) to enable the correct contract size adjustment to be made. ERC of Building Component + ERC of P&M = Total ERC to which contract size adjustment should be applied. The appropriate % adjustment should be made in accordance with the scale for contract size adjustment specified under section 6 of the RCG 2021 Guidance notes. The currency ERC rates are set at £4m (Four Million Pounds) @ 1st April 2019 (AVD) for the RCG 2021 Publication. | Photo 1 - H section steel columns with railway sleeper walls in bays. | - | 2 | TRUE
5909 | 30PR27 | 6957 | 30PR27 | Walls | Railway sleeper | Steel section supports - 2.6m centres | 2.0m | - | H section steel posts set into base with railway sleepers (usually second-hand) set on edge between flanges. Typically used for separation of materials or material containment. Constructed in bays with heights variable depending on the column height and the number of sleepers used. | Location Adjustment Applicable (See Guidance Notes) - ERC = UK mean of 1.00 | (BEAMS Note 2) The ERC for this item should be added to all other rateable items on the hereditament (except land). Therefore the total of the ERC of the other Building Items and the P&M ERC (where applicable) to enable the correct contract size adjustment to be made. ERC of Building Component + ERC of P&M = Total ERC to which contract size adjustment should be applied. The appropriate % adjustment should be made in accordance with the scale for contract size adjustment specified under section 6 of the RCG 2023 Guidance notes. The currency ERC rates are set at £4m (Four Million Pounds) @ 1st April 2021 (AVD) for the RCG 2023 Publication. | - | Length, Height, Age and Condition. | - | - | - | - | - | Photo 1 - H section steel columns with railway sleeper walls in bays. | - | 10606 |  | M2 | - | NA | NA | NA | 31.555 | Option 2 | 46.9402 | 48.76% | 48.6469 | 42.7343 | 35.43% | -8.96% | 42.7343 | 35.43% | Indexed | NA | VOA_GPN_GOV_UK\7246041 | 2019-08-30 | Low | - | Medium | Risk taken from previous CG | - | - | NA | SPONS Landscaping | NA | (BEAMS Note 2) The ERC for this item should be added to all other rateable items on the hereditament (except land). Therefore the total of the ERC of the other Building Items and the P&M ERC (where applicable) to enable the correct contract size adjustment to be made. ERC of Building Component + ERC of P&M = Total ERC to which contract size adjustment should be applied. The appropriate % adjustment should be made in accordance with the scale for contract size adjustment specified under section 6 of the RCG 2021 Guidance notes. The currency ERC rates are set at £4m (Four Million Pounds) @ 1st April 2019 (AVD) for the RCG 2021 Publication. | Photo 1 - H section steel columns with railway sleeper walls in bays. | - | 2 | TRUE
5910 | 30PR02 | 6939 | 30PR02 | Walls | Retaining | Brick - 225mm thick - Class B engineering | 2m | Including foundation | Solid brick wall, often in engineering brick , from mass foundation. 225 mm thick. Wall backfilled with earth or loose fill to assist drainage and topped with soil. | Location Adjustment Applicable (See Guidance Notes) - ERC = UK mean of 1.00 | (BEAMS Note 2) The ERC for this item should be added to all other rateable items on the hereditament (except land). Therefore the total of the ERC of the other Building Items and the P&M ERC (where applicable) to enable the correct contract size adjustment to be made. ERC of Building Component + ERC of P&M = Total ERC to which contract size adjustment should be applied. The appropriate % adjustment should be made in accordance with the scale for contract size adjustment specified under section 6 of the RCG 2023 Guidance notes. The currency ERC rates are set at £4m (Four Million Pounds) @ 1st April 2021 (AVD) for the RCG 2023 Publication. | Cost include for foundation. | Length and Height = m2 | - | - | - | - | - | - | - | 10300 |  | m2 | - | 3 - INDUSTRIAL | David Grace | Jim Allen | 446.3872 | Option 2 | 553.4327 | 23.98% | 560 | 423.228 | -5.188% | -23.53% | 423.228 | -5.188% | AECOM | Mohammed Imran | VOA_GPN_GOV_UK\7254880 | 2021-10-05 | Low | - | Low | Costs provided by AECOM (industry experts) | - | - | NA | SPONS A&B | 2 | (BEAMS Note 2) Standard | - | - | 2 | TRUE
5911 | 30PR03 | 3765 | 30PR03 | Walls | Retaining | Brick - 225mm thick - Class B engineering | 3m | Including foundation | Solid brick wall, often in engineering brick , from mass foundation. 225 mm thick. Wall backfilled with earth or loose fill to assist drainage and topped with soil. | Location Adjustment Applicable (See Guidance Notes) - ERC = UK mean of 1.00 | (BEAMS Note 2) The ERC for this item should be added to all other rateable items on the hereditament (except land). Therefore the total of the ERC of the other Building Items and the P&M ERC (where applicable) to enable the correct contract size adjustment to be made. ERC of Building Component + ERC of P&M = Total ERC to which contract size adjustment should be applied. The appropriate % adjustment should be made in accordance with the scale for contract size adjustment specified under section 6 of the RCG 2023 Guidance notes. The currency ERC rates are set at £4m (Four Million Pounds) @ 1st April 2021 (AVD) for the RCG 2023 Publication. | Cost include for foundation. | Length and Height = m2 | - | - | - | - | - | - | - | 10300 |  | m2 | - | 3 - INDUSTRIAL | David Grace | Jim Allen | 397.1307 | Option 2 | 492.3643 | 23.98% | 650 | 491.2468 | 23.7% | -0.227% | 491.2468 | 23.7% | AECOM | Mohammed Imran | VOA_GPN_GOV_UK\7254880 | 2021-10-05 | Low | - | Low | Costs provided by AECOM (industry experts) | - | - | NA | SPONS A&B | 2 | (BEAMS Note 2) Standard | - | - | 2 | TRUE
5912 | 30PR01 | 6949 | 30PR01 | Walls | Retaining | Brick - 225mm thick - Class B engineering | 1m | Including foundation | Solid brick wall, often in engineering brick , from mass foundation. 225 mm thick. Wall backfilled with earth or loose fill to assist drainage and topped with soil. | Location Adjustment Applicable (See Guidance Notes) - ERC = UK mean of 1.00 | (BEAMS Note 2) The ERC for this item should be added to all other rateable items on the hereditament (except land). Therefore the total of the ERC of the other Building Items and the P&M ERC (where applicable) to enable the correct contract size adjustment to be made. ERC of Building Component + ERC of P&M = Total ERC to which contract size adjustment should be applied. The appropriate % adjustment should be made in accordance with the scale for contract size adjustment specified under section 6 of the RCG 2023 Guidance notes. The currency ERC rates are set at £4m (Four Million Pounds) @ 1st April 2021 (AVD) for the RCG 2023 Publication. | Cost include for foundation. | Length and Height = m2 | - | - | - | - | - | - | - | 10300 |  | m2 | - | 3 - INDUSTRIAL | David Grace | Jim Allen | 230.8899 | Option 2 | 286.2583 | 23.98% | 420 | 317.421 | 37.48% | 10.89% | 317.421 | 37.48% | AECOM | Mohammed Imran | VOA_GPN_GOV_UK\7254880 | 2021-10-05 | Low | - | Low | Costs provided by AECOM (industry experts) | - | - | NA | SPONS A&B | 2 | (BEAMS Note 2) Standard | - | - | 2 | TRUE
5913 | 30PR07 | 7374 | 30PR07 | Walls | Retaining | Crib system | 1m | Including foundation | Precast concrete sections built up from mass concrete foundation. Timber system also available. Void will be infilled with soil or stone. | Location Adjustment Applicable (See Guidance Notes) - ERC = UK mean of 1.00 | (BEAMS Note 2) The ERC for this item should be added to all other rateable items on the hereditament (except land). Therefore the total of the ERC of the other Building Items and the P&M ERC (where applicable) to enable the correct contract size adjustment to be made. ERC of Building Component + ERC of P&M = Total ERC to which contract size adjustment should be applied. The appropriate % adjustment should be made in accordance with the scale for contract size adjustment specified under section 6 of the RCG 2023 Guidance notes. The currency ERC rates are set at £4m (Four Million Pounds) @ 1st April 2021 (AVD) for the RCG 2023 Publication. | Costs are per m2 based on height of wall. Foundation cost included. | Length, Height, Age and Condition. | - | - | - | - | - | Photo 1 - Precast concrete crib system of interlocking sections built up from mass concrete foundation. Crib sections filled with soil or stone. | - | 10302 |  | M | Area | NA | NA | NA | 242.4344 | Option 2 | 360.6379 | 48.76% | 584.8201 | 513.7408 | 111.9% | 42.45% | 513.7408 | 111.9% | Indexed | NA | VOA_GPN_GOV_UK\7246041 | 2019-08-30 | Low | - | Medium | Risk taken from previous CG | - | - | NA | SPONS Landscaping | NA | (BEAMS Note 2) The ERC for this item should be added to all other rateable items on the hereditament (except land). Therefore the total of the ERC of the other Building Items and the P&M ERC (where applicable) to enable the correct contract size adjustment to be made. ERC of Building Component + ERC of P&M = Total ERC to which contract size adjustment should be applied. The appropriate % adjustment should be made in accordance with the scale for contract size adjustment specified under section 6 of the RCG 2021 Guidance notes. The currency ERC rates are set at £4m (Four Million Pounds) @ 1st April 2019 (AVD) for the RCG 2021 Publication. | Photo 1 - Precast concrete crib system of interlocking sections built up from mass concrete foundation. Crib sections filled with soil or stone. | - | 2 | TRUE
5914 | 30PR08 | 6950 | 30PR08 | Walls | Retaining | Crib system | 2m | Including foundation | Precast concrete sections built up from mass concrete foundation. Timber system also available. Void will be infilled with soil or stone. | Location Adjustment Applicable (See Guidance Notes) - ERC = UK mean of 1.00 | (BEAMS Note 2) The ERC for this item should be added to all other rateable items on the hereditament (except land). Therefore the total of the ERC of the other Building Items and the P&M ERC (where applicable) to enable the correct contract size adjustment to be made. ERC of Building Component + ERC of P&M = Total ERC to which contract size adjustment should be applied. The appropriate % adjustment should be made in accordance with the scale for contract size adjustment specified under section 6 of the RCG 2023 Guidance notes. The currency ERC rates are set at £4m (Four Million Pounds) @ 1st April 2021 (AVD) for the RCG 2023 Publication. | Costs are per m2 based on height of wall. Foundation cost included. | Length, Height, Age and Condition. | - | - | - | - | - | Photo 1 - Precast concrete crib system of interlocking sections built up from mass concrete foundation. Crib sections filled with soil or stone. | - | 10302 |  | M | Area | NA | NA | NA | 234.7381 | Option 2 | 349.1891 | 48.76% | 568.9785 | 499.8246 | 112.9% | 43.14% | 499.8246 | 112.9% | Indexed | NA | VOA_GPN_GOV_UK\7246041 | 2019-08-30 | Low | - | Medium | Risk taken from previous CG | - | - | NA | SPONS Landscaping | NA | (BEAMS Note 2) The ERC for this item should be added to all other rateable items on the hereditament (except land). Therefore the total of the ERC of the other Building Items and the P&M ERC (where applicable) to enable the correct contract size adjustment to be made. ERC of Building Component + ERC of P&M = Total ERC to which contract size adjustment should be applied. The appropriate % adjustment should be made in accordance with the scale for contract size adjustment specified under section 6 of the RCG 2021 Guidance notes. The currency ERC rates are set at £4m (Four Million Pounds) @ 1st April 2019 (AVD) for the RCG 2021 Publication. | Photo 1 - Precast concrete crib system of interlocking sections built up from mass concrete foundation. Crib sections filled with soil or stone. | - | 2 | TRUE
5915 | 30PR09 | 6951 | 30PR09 | Walls | Retaining | Crib system | 3m | Including foundation | Precast concrete sections built up from mass concrete foundation. Timber system also available. Void will be infilled with soil or stone. | Location Adjustment Applicable (See Guidance Notes) - ERC = UK mean of 1.00 | (BEAMS Note 2) The ERC for this item should be added to all other rateable items on the hereditament (except land). Therefore the total of the ERC of the other Building Items and the P&M ERC (where applicable) to enable the correct contract size adjustment to be made. ERC of Building Component + ERC of P&M = Total ERC to which contract size adjustment should be applied. The appropriate % adjustment should be made in accordance with the scale for contract size adjustment specified under section 6 of the RCG 2023 Guidance notes. The currency ERC rates are set at £4m (Four Million Pounds) @ 1st April 2021 (AVD) for the RCG 2023 Publication. | Costs are per m2 based on height of wall. Foundation cost included. | Length, Height, Age and Condition. | - | - | - | - | - | Photo 1 - Precast concrete crib system of interlocking sections built up from mass concrete foundation. Crib sections filled with soil or stone. | - | 10302 |  | M | Area | NA | NA | NA | 227.0418 | Option 2 | 337.7403 | 48.76% | 551.8167 | 484.7487 | 113.5% | 43.53% | 484.7487 | 113.5% | Indexed | NA | VOA_GPN_GOV_UK\7246041 | 2019-08-30 | Low | - | Medium | Risk taken from previous CG | - | - | NA | SPONS Landscaping | NA | (BEAMS Note 2) The ERC for this item should be added to all other rateable items on the hereditament (except land). Therefore the total of the ERC of the other Building Items and the P&M ERC (where applicable) to enable the correct contract size adjustment to be made. ERC of Building Component + ERC of P&M = Total ERC to which contract size adjustment should be applied. The appropriate % adjustment should be made in accordance with the scale for contract size adjustment specified under section 6 of the RCG 2021 Guidance notes. The currency ERC rates are set at £4m (Four Million Pounds) @ 1st April 2019 (AVD) for the RCG 2021 Publication. | Photo 1 - Precast concrete crib system of interlocking sections built up from mass concrete foundation. Crib sections filled with soil or stone. | - | 2 | TRUE
5916 | 30PR04 | 7370 | 30PR04 | Walls | Retaining | Stone faced with concrete behind | 1m | Including foundation | Stone walling , often built to batter to support earth bank. Foundation cost included. | Location Adjustment Applicable (See Guidance Notes) - ERC = UK mean of 1.00 | (BEAMS Note 2) The ERC for this item should be added to all other rateable items on the hereditament (except land). Therefore the total of the ERC of the other Building Items and the P&M ERC (where applicable) to enable the correct contract size adjustment to be made. ERC of Building Component + ERC of P&M = Total ERC to which contract size adjustment should be applied. The appropriate % adjustment should be made in accordance with the scale for contract size adjustment specified under section 6 of the RCG 2023 Guidance notes. The currency ERC rates are set at £4m (Four Million Pounds) @ 1st April 2021 (AVD) for the RCG 2023 Publication. | Cost includes coping stones. | Length and Height = m2 | - | - | - | - | - | - | - | 10301 |  | m2 | - | 3 - INDUSTRIAL | David Grace | Jim Allen | 477.1725 | Option 2 | 709.827 | 48.76% | 730 | 641.2754 | 34.39% | -9.658% | 641.2754 | 34.39% | AECOM | Mohammed Imran | VOA_GPN_GOV_UK\7254880 | 2021-10-05 | Low | - | Low | Costs provided by AECOM (industry experts) | - | - | NA | SPONS Landscaping | 2 | (BEAMS Note 2) Standard | - | - | 2 | TRUE
5917 | 30PR05 | 7371 | 30PR05 | Walls | Retaining | Stone faced with concrete behind | 2m | Including foundation | Stone walling , often built to batter to support earth bank. Foundation cost included. | Location Adjustment Applicable (See Guidance Notes) - ERC = UK mean of 1.00 | (BEAMS Note 2) The ERC for this item should be added to all other rateable items on the hereditament (except land). Therefore the total of the ERC of the other Building Items and the P&M ERC (where applicable) to enable the correct contract size adjustment to be made. ERC of Building Component + ERC of P&M = Total ERC to which contract size adjustment should be applied. The appropriate % adjustment should be made in accordance with the scale for contract size adjustment specified under section 6 of the RCG 2023 Guidance notes. The currency ERC rates are set at £4m (Four Million Pounds) @ 1st April 2021 (AVD) for the RCG 2023 Publication. | Cost includes coping stones. | Length and Height = m2 | - | - | - | - | - | - | - | 10301 |  | m2 | - | 3 - INDUSTRIAL | David Grace | Jim Allen | 446.3872 | Option 2 | 664.0317 | 48.76% | 760 | 667.6292 | 49.56% | 0.5418% | 667.6292 | 49.56% | AECOM | Mohammed Imran | VOA_GPN_GOV_UK\7254880 | 2021-10-05 | Low | - | Low | Costs provided by AECOM (industry experts) | - | - | NA | SPONS Landscaping | 2 | (BEAMS Note 2) Standard | - | - | 2 | TRUE
5918 | 30PR06 | 7373 | 30PR06 | Walls | Retaining | Stone faced with concrete behind | 3m | Including foundation | Stone walling , often built to batter to support earth bank. Foundation cost included. | Location Adjustment Applicable (See Guidance Notes) - ERC = UK mean of 1.00 | (BEAMS Note 2) The ERC for this item should be added to all other rateable items on the hereditament (except land). Therefore the total of the ERC of the other Building Items and the P&M ERC (where applicable) to enable the correct contract size adjustment to be made. ERC of Building Component + ERC of P&M = Total ERC to which contract size adjustment should be applied. The appropriate % adjustment should be made in accordance with the scale for contract size adjustment specified under section 6 of the RCG 2023 Guidance notes. The currency ERC rates are set at £4m (Four Million Pounds) @ 1st April 2021 (AVD) for the RCG 2023 Publication. | Cost includes coping stones. | Length and Height = m2 | - | - | - | - | - | - | - | 10301 |  | m2 | - | 3 - INDUSTRIAL | David Grace | Jim Allen | 397.1307 | Option 2 | 590.7593 | 48.76% | 790 | 693.983 | 74.75% | 17.47% | 693.983 | 74.75% | AECOM | Mohammed Imran | VOA_GPN_GOV_UK\7254880 | 2021-10-05 | Low | - | Low | Costs provided by AECOM (industry experts) | - | - | NA | SPONS Landscaping | 2 | (BEAMS Note 2) Standard | - | - | 2 | TRUE
5919 | 30P0CX | 7161 | 30P0CX | Walls | Sundry items | Blockwork | <= 200mm thick | - | Blockwork - up to 200mm thick. | Location Adjustment Applicable (See Guidance Notes) - ERC = UK mean of 1.00 | (BEAMS Note 2) The ERC for this item should be added to all other rateable items on the hereditament (except land). Therefore the total of the ERC of the other Building Items and the P&M ERC (where applicable) to enable the correct contract size adjustment to be made. ERC of Building Component + ERC of P&M = Total ERC to which contract size adjustment should be applied. The appropriate % adjustment should be made in accordance with the scale for contract size adjustment specified under section 6 of the RCG 2023 Guidance notes. The currency ERC rates are set at £4m (Four Million Pounds) @ 1st April 2021 (AVD) for the RCG 2023 Publication. | Excludes foundation. Add for fair faced, pointed both sides. | Measure length, height and thickness. | - | - | - | - | - | Photo 1 - Typical blockwork wall - flush pointed. | Photo 1 - Vertical crack probably due to linear expansion. | 10457 |  | M2 | - | NA | NA | NA | 23.089 | Option 2 | 28.6258 | 23.98% | 37.9245 | 28.662 | 24.14% | 0.1262% | 28.662 | 24.14% | Indexed | NA | VOA_GPN_GOV_UK\7246041 | 2019-08-30 | Low | - | Medium | Risk taken from previous CG | - | - | NA | SPONS A&B | NA | (BEAMS Note 2) The ERC for this item should be added to all other rateable items on the hereditament (except land). Therefore the total of the ERC of the other Building Items and the P&M ERC (where applicable) to enable the correct contract size adjustment to be made. ERC of Building Component + ERC of P&M = Total ERC to which contract size adjustment should be applied. The appropriate % adjustment should be made in accordance with the scale for contract size adjustment specified under section 6 of the RCG 2021 Guidance notes. The currency ERC rates are set at £4m (Four Million Pounds) @ 1st April 2019 (AVD) for the RCG 2021 Publication. | Photo 1 - Typical blockwork wall - flush pointed. | Photo 1 - Vertical crack probably due to linear expansion. | 2 | TRUE
5920 | 30P0HF | 7291 | 30P0HF | Walls - external | 60mm Insulation | With corrugated inner lining sheet excludes support rails | Includes fixings | - | Corrugated sheet claddings to external walls consisting of single skin asbestos free fibre cement sheeting fixed with hook bolts washers and inclusive of flashings and supporting. Add for 60mm glass fibre insulation and colour coated steel inner liner panels fixed with hook bolts and washers excluding supporting rails. | Location Adjustment Applicable (See Guidance Notes) - ERC = UK mean of 1.00 | (BEAMS Note 2) The ERC for this item should be added to all other rateable items on the hereditament (except land). Therefore the total of the ERC of the other Building Items and the P&M ERC (where applicable) to enable the correct contract size adjustment to be made. ERC of Building Component + ERC of P&M = Total ERC to which contract size adjustment should be applied. The appropriate % adjustment should be made in accordance with the scale for contract size adjustment specified under section 6 of the RCG 2023 Guidance notes. The currency ERC rates are set at £4m (Four Million Pounds) @ 1st April 2021 (AVD) for the RCG 2023 Publication. | - | All area = m2 | - | - | - | - | - | - | - | 10287 |  | M2 | - | NA | NA | NA | 16.1454 | Option 2 | 20.0171 | 23.98% | 31.0291 | 23.4507 | 45.25% | 17.15% | 23.4507 | 45.25% | Indexed | NA | VOA_GPN_GOV_UK\7246041 | 2019-08-30 | Low | - | Medium | Risk taken from previous CG | - | - | NA | SPONS A&B | NA | (BEAMS Note 2) The ERC for this item should be added to all other rateable items on the hereditament (except land). Therefore the total of the ERC of the other Building Items and the P&M ERC (where applicable) to enable the correct contract size adjustment to be made. ERC of Building Component + ERC of P&M = Total ERC to which contract size adjustment should be applied. The appropriate % adjustment should be made in accordance with the scale for contract size adjustment specified under section 6 of the RCG 2021 Guidance notes. The currency ERC rates are set at £4m (Four Million Pounds) @ 1st April 2019 (AVD) for the RCG 2021 Publication. | - | - | 2 | TRUE
5921 | 30P0C5 | 7939 | 30P0C5 | Walls - external | Cavity wall | Common Brick - both skins | Stainless steel wall ties excl insulation | - | Rigid urethane insulation board 50mm, including retaining discs and cutting around ties. | Location Adjustment Applicable (See Guidance Notes) - ERC = UK mean of 1.00 | (BEAMS Note 2) The ERC for this item should be added to all other rateable items on the hereditament (except land). Therefore the total of the ERC of the other Building Items and the P&M ERC (where applicable) to enable the correct contract size adjustment to be made. ERC of Building Component + ERC of P&M = Total ERC to which contract size adjustment should be applied. The appropriate % adjustment should be made in accordance with the scale for contract size adjustment specified under section 6 of the RCG 2023 Guidance notes. The currency ERC rates are set at £4m (Four Million Pounds) @ 1st April 2021 (AVD) for the RCG 2023 Publication. | - | Based on wall area = m2 | - | - | - | - | - | - | - | 10282 |  | m2 | - | 3 - INDUSTRIAL | David Grace | Jim Allen | 64.5816 | Option 2 | 80.0685 | 23.98% | 92 | 69.5303 | 7.663% | -13.16% | 69.5303 | 7.663% | AECOM | Mohammed Imran | VOA_GPN_GOV_UK\7254880 | 2021-10-04 | Low | - | Low | Costs provided by AECOM (industry experts) | - | - | NA | SPONS A&B | 2 | (BEAMS Note 2) Standard | - | - | 2 | TRUE
5922 | 30P0CF | 7940 | 30P0CF | Walls - external | Cavity wall | Facing brick and block | Stainless steel wall ties excl insulation | - | Rigid urethane insulation board 50mm, including retaining discs and cutting around ties. | Location Adjustment Applicable (See Guidance Notes) - ERC = UK mean of 1.00 | (BEAMS Note 2) The ERC for this item should be added to all other rateable items on the hereditament (except land). Therefore the total of the ERC of the other Building Items and the P&M ERC (where applicable) to enable the correct contract size adjustment to be made. ERC of Building Component + ERC of P&M = Total ERC to which contract size adjustment should be applied. The appropriate % adjustment should be made in accordance with the scale for contract size adjustment specified under section 6 of the RCG 2023 Guidance notes. The currency ERC rates are set at £4m (Four Million Pounds) @ 1st April 2021 (AVD) for the RCG 2023 Publication. | - | Based on wall area = m2 | - | - | - | - | - | - | - | 10282 |  | m2 | - | 3 - INDUSTRIAL | David Grace | Jim Allen | 63.0439 | Option 2 | 78.1621 | 23.98% | 83 | 62.7284 | -0.5004% | -19.75% | 62.7284 | -0.5004% | AECOM | Mohammed Imran | VOA_GPN_GOV_UK\7254880 | 2021-10-04 | Low | - | Low | Costs provided by AECOM (industry experts) | - | - | NA | SPONS A&B | 2 | (BEAMS Note 2) Standard | - | - | 2 | TRUE
5923 | 30P0CA | 7143 | 30P0CA | Walls - external | Cavity wall | Facing brick and common brick | Stainless steel wall ties excl insulation | - | Rigid urethane insulation board 50mm, including retaining discs and cutting around ties. | Location Adjustment Applicable (See Guidance Notes) - ERC = UK mean of 1.00 | (BEAMS Note 2) The ERC for this item should be added to all other rateable items on the hereditament (except land). Therefore the total of the ERC of the other Building Items and the P&M ERC (where applicable) to enable the correct contract size adjustment to be made. ERC of Building Component + ERC of P&M = Total ERC to which contract size adjustment should be applied. The appropriate % adjustment should be made in accordance with the scale for contract size adjustment specified under section 6 of the RCG 2023 Guidance notes. The currency ERC rates are set at £4m (Four Million Pounds) @ 1st April 2021 (AVD) for the RCG 2023 Publication. | - | Based on wall area = m2 | - | - | - | - | - | - | - | 10282 |  | m2 | - | 3 - INDUSTRIAL | David Grace | Jim Allen | 73.8075 | Option 2 | 91.5068 | 23.98% | 123 | 92.959 | 25.95% | 1.587% | 92.959 | 25.95% | AECOM | Mohammed Imran | VOA_GPN_GOV_UK\7254880 | 2021-10-04 | Low | - | Low | Costs provided by AECOM (industry experts) | - | - | NA | SPONS A&B | 2 | (BEAMS Note 2) Standard | - | - | 2 | TRUE
5924 | 30P0C4 | 7403 | 30P0C4 | Walls - external | Cavity wall | Fair face 1 side only | - | - | Rigid urethane insulation board 50mm, including retaining discs and cutting around ties. | Location Adjustment Applicable (See Guidance Notes) - ERC = UK mean of 1.00 | (BEAMS Note 2) The ERC for this item should be added to all other rateable items on the hereditament (except land). Therefore the total of the ERC of the other Building Items and the P&M ERC (where applicable) to enable the correct contract size adjustment to be made. ERC of Building Component + ERC of P&M = Total ERC to which contract size adjustment should be applied. The appropriate % adjustment should be made in accordance with the scale for contract size adjustment specified under section 6 of the RCG 2023 Guidance notes. The currency ERC rates are set at £4m (Four Million Pounds) @ 1st April 2021 (AVD) for the RCG 2023 Publication. | - | Based on wall area = m2 | - | - | - | - | - | - | - | 10282 |  | M2 | - | NA | NA | NA | 1.5377 | Option 2 | 1.9064 | 23.98% | 2.2985 | 1.7371 | 12.97% | -8.881% | 1.7371 | 12.97% | Indexed | NA | VOA_GPN_GOV_UK\7246041 | 2019-08-30 | Low | - | Medium | Risk taken from previous CG | - | - | NA | SPONS A&B | NA | (BEAMS Note 2) The ERC for this item should be added to all other rateable items on the hereditament (except land). Therefore the total of the ERC of the other Building Items and the P&M ERC (where applicable) to enable the correct contract size adjustment to be made. ERC of Building Component + ERC of P&M = Total ERC to which contract size adjustment should be applied. The appropriate % adjustment should be made in accordance with the scale for contract size adjustment specified under section 6 of the RCG 2021 Guidance notes. The currency ERC rates are set at £4m (Four Million Pounds) @ 1st April 2019 (AVD) for the RCG 2021 Publication. | - | - | 2 | TRUE
5925 | 30P0C3 | 3694 | 30P0C3 | Walls - external | Cavity wall | Injected wall insulation | - | - | Injected Insulation. | Location Adjustment Applicable (See Guidance Notes) - ERC = UK mean of 1.00 | (BEAMS Note 2) The ERC for this item should be added to all other rateable items on the hereditament (except land). Therefore the total of the ERC of the other Building Items and the P&M ERC (where applicable) to enable the correct contract size adjustment to be made. ERC of Building Component + ERC of P&M = Total ERC to which contract size adjustment should be applied. The appropriate % adjustment should be made in accordance with the scale for contract size adjustment specified under section 6 of the RCG 2023 Guidance notes. The currency ERC rates are set at £4m (Four Million Pounds) @ 1st April 2021 (AVD) for the RCG 2023 Publication. | - | Based on wall area = m2 | - | - | - | - | - | - | - | 10282 |  | M2 | - | NA | NA | NA | 2.3065 | Option 2 | 2.8596 | 23.98% | 6.8954 | 5.2113 | 125.9% | 82.24% | 5.2113 | 125.9% | Indexed | NA | VOA_GPN_GOV_UK\7246041 | 2019-08-30 | Low | - | Medium | Risk taken from previous CG | - | - | NA | SPONS A&B | NA | (BEAMS Note 2) The ERC for this item should be added to all other rateable items on the hereditament (except land). Therefore the total of the ERC of the other Building Items and the P&M ERC (where applicable) to enable the correct contract size adjustment to be made. ERC of Building Component + ERC of P&M = Total ERC to which contract size adjustment should be applied. The appropriate % adjustment should be made in accordance with the scale for contract size adjustment specified under section 6 of the RCG 2021 Guidance notes. The currency ERC rates are set at £4m (Four Million Pounds) @ 1st April 2019 (AVD) for the RCG 2021 Publication. | - | - | 2 | TRUE
5926 | 30P0C1 | 7131 | 30P0C1 | Walls - external | Cavity wall | Rigid urethane insulation board | 50mm thick | Inc retaining discs | Rigid urethane insulation board 50mm, including retaining discs and cutting around ties. | Location Adjustment Applicable (See Guidance Notes) - ERC = UK mean of 1.00 | (BEAMS Note 2) The ERC for this item should be added to all other rateable items on the hereditament (except land). Therefore the total of the ERC of the other Building Items and the P&M ERC (where applicable) to enable the correct contract size adjustment to be made. ERC of Building Component + ERC of P&M = Total ERC to which contract size adjustment should be applied. The appropriate % adjustment should be made in accordance with the scale for contract size adjustment specified under section 6 of the RCG 2023 Guidance notes. The currency ERC rates are set at £4m (Four Million Pounds) @ 1st April 2021 (AVD) for the RCG 2023 Publication. | - | Based on wall area = m2 | - | - | - | - | - | - | - | 10282 |  | M2 | - | NA | NA | NA | 12.3013 | Option 2 | 15.2511 | 23.98% | 14.9399 | 11.2911 | -8.212% | -25.97% | 11.2911 | -8.212% | Indexed | NA | VOA_GPN_GOV_UK\7246041 | 2019-08-30 | Low | - | Medium | Risk taken from previous CG | - | - | NA | SPONS A&B | NA | (BEAMS Note 2) The ERC for this item should be added to all other rateable items on the hereditament (except land). Therefore the total of the ERC of the other Building Items and the P&M ERC (where applicable) to enable the correct contract size adjustment to be made. ERC of Building Component + ERC of P&M = Total ERC to which contract size adjustment should be applied. The appropriate % adjustment should be made in accordance with the scale for contract size adjustment specified under section 6 of the RCG 2021 Guidance notes. The currency ERC rates are set at £4m (Four Million Pounds) @ 1st April 2019 (AVD) for the RCG 2021 Publication. | - | - | 2 | TRUE
5927 | 30P0C2 | 7132 | 30P0C2 | Walls - external | Cavity wall | Rigid urethane insulation board | 75mm thick | Inc retaining discs | Rigid urethane insulation board 50mm, including retaining discs and cutting around ties. | Location Adjustment Applicable (See Guidance Notes) - ERC = UK mean of 1.00 | (BEAMS Note 2) The ERC for this item should be added to all other rateable items on the hereditament (except land). Therefore the total of the ERC of the other Building Items and the P&M ERC (where applicable) to enable the correct contract size adjustment to be made. ERC of Building Component + ERC of P&M = Total ERC to which contract size adjustment should be applied. The appropriate % adjustment should be made in accordance with the scale for contract size adjustment specified under section 6 of the RCG 2023 Guidance notes. The currency ERC rates are set at £4m (Four Million Pounds) @ 1st April 2021 (AVD) for the RCG 2023 Publication. | - | Based on wall area = m2 | - | - | - | - | - | - | - | 10282 |  | M2 | - | NA | NA | NA | 16.9142 | Option 2 | 20.9703 | 23.98% | 20.6861 | 15.6338 | -7.57% | -25.45% | 15.6338 | -7.57% | Indexed | NA | VOA_GPN_GOV_UK\7246041 | 2019-08-30 | Low | - | Medium | Risk taken from previous CG | - | - | NA | SPONS A&B | NA | (BEAMS Note 2) The ERC for this item should be added to all other rateable items on the hereditament (except land). Therefore the total of the ERC of the other Building Items and the P&M ERC (where applicable) to enable the correct contract size adjustment to be made. ERC of Building Component + ERC of P&M = Total ERC to which contract size adjustment should be applied. The appropriate % adjustment should be made in accordance with the scale for contract size adjustment specified under section 6 of the RCG 2021 Guidance notes. The currency ERC rates are set at £4m (Four Million Pounds) @ 1st April 2019 (AVD) for the RCG 2021 Publication. | - | - | 2 | TRUE
5928 | 30P0BP | 3705 | 30P0BP | Walls - external | Class A engineering | ½ brick solid | 102mm thick | - | Class A engineering 1/2 brick solid 102mm thick. | Location Adjustment Applicable (See Guidance Notes) - ERC = UK mean of 1.00 | (BEAMS Note 2) The ERC for this item should be added to all other rateable items on the hereditament (except land). Therefore the total of the ERC of the other Building Items and the P&M ERC (where applicable) to enable the correct contract size adjustment to be made. ERC of Building Component + ERC of P&M = Total ERC to which contract size adjustment should be applied. The appropriate % adjustment should be made in accordance with the scale for contract size adjustment specified under section 6 of the RCG 2023 Guidance notes. The currency ERC rates are set at £4m (Four Million Pounds) @ 1st April 2021 (AVD) for the RCG 2023 Publication. | - | Based on wall area = m2 | - | - | - | - | - | - | - | 10282 |  | m2 | - | 3 - INDUSTRIAL | David Grace | Jim Allen | 46.8985 | Option 2 | 58.145 | 23.98% | 78 | 58.9496 | 25.7% | 1.384% | 58.9496 | 25.7% | AECOM | Mohammed Imran | VOA_GPN_GOV_UK\7254880 | 2021-10-04 | Low | - | Low | Costs provided by AECOM (industry experts) | - | - | NA | SPONS A&B | 2 | (BEAMS Note 2) Standard | - | - | 2 | TRUE
5929 | 30P0BU | 7308 | 30P0BU | Walls - external | Class A engineering | 1 brick solid | 215mm thick | - | Class A engineering 1 brick solid 215mm thick. | Location Adjustment Applicable (See Guidance Notes) - ERC = UK mean of 1.00 | (BEAMS Note 2) The ERC for this item should be added to all other rateable items on the hereditament (except land). Therefore the total of the ERC of the other Building Items and the P&M ERC (where applicable) to enable the correct contract size adjustment to be made. ERC of Building Component + ERC of P&M = Total ERC to which contract size adjustment should be applied. The appropriate % adjustment should be made in accordance with the scale for contract size adjustment specified under section 6 of the RCG 2023 Guidance notes. The currency ERC rates are set at £4m (Four Million Pounds) @ 1st April 2021 (AVD) for the RCG 2023 Publication. | - | Based on wall area = m2 | - | - | - | - | - | - | - | 10282 |  | m2 | - | 3 - INDUSTRIAL | David Grace | Jim Allen | 92.2594 | Option 2 | 114.3836 | 23.98% | 155 | 117.1435 | 26.97% | 2.413% | 117.1435 | 26.97% | AECOM | Mohammed Imran | VOA_GPN_GOV_UK\7254880 | 2021-10-04 | Low | - | Low | Costs provided by AECOM (industry experts) | - | - | NA | SPONS A&B | 2 | (BEAMS Note 2) Standard | - | - | 2 | TRUE
5930 | 30P0BZ | 7769 | 30P0BZ | Walls - external | Class A engineering | 1½ brick solid | 327mm thick | - | Class A engineering 11/2 brick solid 327mm thick. | Location Adjustment Applicable (See Guidance Notes) - ERC = UK mean of 1.00 | (BEAMS Note 2) The ERC for this item should be added to all other rateable items on the hereditament (except land). Therefore the total of the ERC of the other Building Items and the P&M ERC (where applicable) to enable the correct contract size adjustment to be made. ERC of Building Component + ERC of P&M = Total ERC to which contract size adjustment should be applied. The appropriate % adjustment should be made in accordance with the scale for contract size adjustment specified under section 6 of the RCG 2023 Guidance notes. The currency ERC rates are set at £4m (Four Million Pounds) @ 1st April 2021 (AVD) for the RCG 2023 Publication. | - | Based on wall area = m2 | - | - | - | - | - | - | - | 10282 |  | m2 | - | 3 - INDUSTRIAL | David Grace | Jim Allen | 135.3138 | Option 2 | 167.7625 | 23.98% | 268 | 202.5448 | 49.69% | 20.73% | 202.5448 | 49.69% | AECOM | Mohammed Imran | VOA_GPN_GOV_UK\7254880 | 2021-10-04 | Low | - | Low | Costs provided by AECOM (industry experts) | - | - | NA | SPONS A&B | 2 | (BEAMS Note 2) Standard | - | - | 2 | TRUE
5931 | 30P0BE | 6930 | 30P0BE | Walls - external | Class b engineering | ½ Brick solid | 102mm thick | - | Class B engineering 1/2 brick solid 102mm thick. | Location Adjustment Applicable (See Guidance Notes) - ERC = UK mean of 1.00 | (BEAMS Note 2) The ERC for this item should be added to all other rateable items on the hereditament (except land). Therefore the total of the ERC of the other Building Items and the P&M ERC (where applicable) to enable the correct contract size adjustment to be made. ERC of Building Component + ERC of P&M = Total ERC to which contract size adjustment should be applied. The appropriate % adjustment should be made in accordance with the scale for contract size adjustment specified under section 6 of the RCG 2023 Guidance notes. The currency ERC rates are set at £4m (Four Million Pounds) @ 1st April 2021 (AVD) for the RCG 2023 Publication. | - | Based on wall area = m2 | - | - | - | - | - | - | - | 10282 |  | M2 | - | NA | NA | NA | 36.1349 | Option 2 | 44.8002 | 23.98% | 56.3121 | 42.5587 | 17.78% | -5.003% | 42.5587 | 17.78% | Indexed | NA | VOA_GPN_GOV_UK\7246041 | 2019-08-30 | Low | - | Medium | Risk taken from previous CG | - | - | NA | SPONS A&B | NA | (BEAMS Note 2) The ERC for this item should be added to all other rateable items on the hereditament (except land). Therefore the total of the ERC of the other Building Items and the P&M ERC (where applicable) to enable the correct contract size adjustment to be made. ERC of Building Component + ERC of P&M = Total ERC to which contract size adjustment should be applied. The appropriate % adjustment should be made in accordance with the scale for contract size adjustment specified under section 6 of the RCG 2021 Guidance notes. The currency ERC rates are set at £4m (Four Million Pounds) @ 1st April 2019 (AVD) for the RCG 2021 Publication. | - | - | 2 | TRUE
5932 | 30P0BL | 7385 | 30P0BL | Walls - external | Class b engineering | 1 brick solid | 215mm thick | - | Class B engineering 1 brick solid 215mm thick. | Location Adjustment Applicable (See Guidance Notes) - ERC = UK mean of 1.00 | (BEAMS Note 2) The ERC for this item should be added to all other rateable items on the hereditament (except land). Therefore the total of the ERC of the other Building Items and the P&M ERC (where applicable) to enable the correct contract size adjustment to be made. ERC of Building Component + ERC of P&M = Total ERC to which contract size adjustment should be applied. The appropriate % adjustment should be made in accordance with the scale for contract size adjustment specified under section 6 of the RCG 2023 Guidance notes. The currency ERC rates are set at £4m (Four Million Pounds) @ 1st April 2021 (AVD) for the RCG 2023 Publication. | - | Based on wall area = m2 | - | - | - | - | - | - | - | 10282 |  | M2 | - | NA | NA | NA | 64.5816 | Option 2 | 80.0685 | 23.98% | 103.4304 | 78.169 | 21.04% | -2.372% | 78.169 | 21.04% | Indexed | NA | VOA_GPN_GOV_UK\7246041 | 2019-08-30 | Low | - | Medium | Risk taken from previous CG | - | - | NA | SPONS A&B | NA | (BEAMS Note 2) The ERC for this item should be added to all other rateable items on the hereditament (except land). Therefore the total of the ERC of the other Building Items and the P&M ERC (where applicable) to enable the correct contract size adjustment to be made. ERC of Building Component + ERC of P&M = Total ERC to which contract size adjustment should be applied. The appropriate % adjustment should be made in accordance with the scale for contract size adjustment specified under section 6 of the RCG 2021 Guidance notes. The currency ERC rates are set at £4m (Four Million Pounds) @ 1st April 2019 (AVD) for the RCG 2021 Publication. | - | - | 2 | TRUE
5933 | 30P0BS | 3706 | 30P0BS | Walls - external | Class b engineering | 1½ brick solid | 327mm thick | - | Class B engineering 11/2 brick solid 327mm thick. | Location Adjustment Applicable (See Guidance Notes) - ERC = UK mean of 1.00 | (BEAMS Note 2) The ERC for this item should be added to all other rateable items on the hereditament (except land). Therefore the total of the ERC of the other Building Items and the P&M ERC (where applicable) to enable the correct contract size adjustment to be made. ERC of Building Component + ERC of P&M = Total ERC to which contract size adjustment should be applied. The appropriate % adjustment should be made in accordance with the scale for contract size adjustment specified under section 6 of the RCG 2023 Guidance notes. The currency ERC rates are set at £4m (Four Million Pounds) @ 1st April 2021 (AVD) for the RCG 2023 Publication. | - | Based on wall area = m2 | - | - | - | - | - | - | - | 10282 |  | M2 | - | NA | NA | NA | 91.4905 | Option 2 | 113.4304 | 23.98% | 148.2502 | 112.0422 | 22.46% | -1.224% | 112.0422 | 22.46% | Indexed | NA | VOA_GPN_GOV_UK\7246041 | 2019-08-30 | Low | - | Medium | Risk taken from previous CG | - | - | NA | SPONS A&B | NA | (BEAMS Note 2) The ERC for this item should be added to all other rateable items on the hereditament (except land). Therefore the total of the ERC of the other Building Items and the P&M ERC (where applicable) to enable the correct contract size adjustment to be made. ERC of Building Component + ERC of P&M = Total ERC to which contract size adjustment should be applied. The appropriate % adjustment should be made in accordance with the scale for contract size adjustment specified under section 6 of the RCG 2021 Guidance notes. The currency ERC rates are set at £4m (Four Million Pounds) @ 1st April 2019 (AVD) for the RCG 2021 Publication. | - | - | 2 | TRUE
5934 | 30P0B0 | 8032 | 30P0B0 | Walls - external | Common brick | ½ brick solid | 102mm thick | - | Common brick 1/2 brick solid 102mm thick. | Location Adjustment Applicable (See Guidance Notes) - ERC = UK mean of 1.00 | (BEAMS Note 2) The ERC for this item should be added to all other rateable items on the hereditament (except land). Therefore the total of the ERC of the other Building Items and the P&M ERC (where applicable) to enable the correct contract size adjustment to be made. ERC of Building Component + ERC of P&M = Total ERC to which contract size adjustment should be applied. The appropriate % adjustment should be made in accordance with the scale for contract size adjustment specified under section 6 of the RCG 2023 Guidance notes. The currency ERC rates are set at £4m (Four Million Pounds) @ 1st April 2021 (AVD) for the RCG 2023 Publication. | - | Based on wall area = m2 | - | - | - | - | - | - | - | 10282 |  | m2 | - | 3 - INDUSTRIAL | David Grace | Jim Allen | 31.522 | Option 2 | 39.081 | 23.98% | 61 | 46.1016 | 46.25% | 17.96% | 46.1016 | 46.25% | AECOM | Mohammed Imran | VOA_GPN_GOV_UK\7254880 | 2021-10-04 | Low | - | Low | Costs provided by AECOM (industry experts) | - | - | NA | SPONS A&B | 2 | (BEAMS Note 2) Standard | - | - | 2 | TRUE
5935 | 30P0B5 | 6909 | 30P0B5 | Walls - external | Common brick | 1 brick solid | 215mm thick | - | Common brick 1 brick solid 215mm thick. | Location Adjustment Applicable (See Guidance Notes) - ERC = UK mean of 1.00 | (BEAMS Note 2) The ERC for this item should be added to all other rateable items on the hereditament (except land). Therefore the total of the ERC of the other Building Items and the P&M ERC (where applicable) to enable the correct contract size adjustment to be made. ERC of Building Component + ERC of P&M = Total ERC to which contract size adjustment should be applied. The appropriate % adjustment should be made in accordance with the scale for contract size adjustment specified under section 6 of the RCG 2023 Guidance notes. The currency ERC rates are set at £4m (Four Million Pounds) @ 1st April 2021 (AVD) for the RCG 2023 Publication. | - | Based on wall area = m2 | - | - | - | - | - | - | - | 10282 |  | m2 | - | 3 - INDUSTRIAL | David Grace | Jim Allen | 57.6621 | Option 2 | 71.4897 | 23.98% | 88 | 66.5073 | 15.34% | -6.969% | 66.5073 | 15.34% | AECOM | Mohammed Imran | VOA_GPN_GOV_UK\7254880 | 2021-10-04 | Low | - | Low | Costs provided by AECOM (industry experts) | - | - | NA | SPONS A&B | 2 | (BEAMS Note 2) Standard | - | - | 2 | TRUE
5936 | 30P0BA | 6910 | 30P0BA | Walls - external | Common brick | 1½ brick solid | 327mm thick | - | Common brick 1 1/2 brick solid 327mm thick. | Location Adjustment Applicable (See Guidance Notes) - ERC = UK mean of 1.00 | (BEAMS Note 2) The ERC for this item should be added to all other rateable items on the hereditament (except land). Therefore the total of the ERC of the other Building Items and the P&M ERC (where applicable) to enable the correct contract size adjustment to be made. ERC of Building Component + ERC of P&M = Total ERC to which contract size adjustment should be applied. The appropriate % adjustment should be made in accordance with the scale for contract size adjustment specified under section 6 of the RCG 2023 Guidance notes. The currency ERC rates are set at £4m (Four Million Pounds) @ 1st April 2021 (AVD) for the RCG 2023 Publication. | - | Based on wall area = m2 | - | - | - | - | - | - | - | 10282 |  | m2 | - | 3 - INDUSTRIAL | David Grace | Jim Allen | 82.2646 | Option 2 | 101.992 | 23.98% | 122 | 92.2032 | 12.08% | -9.598% | 92.2032 | 12.08% | AECOM | Mohammed Imran | VOA_GPN_GOV_UK\7254880 | 2021-10-04 | Low | - | Low | Costs provided by AECOM (industry experts) | - | - | NA | SPONS A&B | 2 | (BEAMS Note 2) Standard | - | - | 2 | TRUE
5937 | 30P0H5 | 7750 | 30P0H5 | Walls - external | Fibre cement sheeting | Coloured excl insulation | Includes fixings and supporting rails | - | Corrugated sheet claddings to external walls consisting of single skin asbestos free fibre cement sheeting fixed with hook bolts washers and inclusive of flashings and supporting. | Location Adjustment Applicable (See Guidance Notes) - ERC = UK mean of 1.00 | (BEAMS Note 2) The ERC for this item should be added to all other rateable items on the hereditament (except land). Therefore the total of the ERC of the other Building Items and the P&M ERC (where applicable) to enable the correct contract size adjustment to be made. ERC of Building Component + ERC of P&M = Total ERC to which contract size adjustment should be applied. The appropriate % adjustment should be made in accordance with the scale for contract size adjustment specified under section 6 of the RCG 2023 Guidance notes. The currency ERC rates are set at £4m (Four Million Pounds) @ 1st April 2021 (AVD) for the RCG 2023 Publication. | - | All area = m2 | - | - | - | - | - | - | - | 10287 |  | M2 | - | NA | NA | NA | 25.3713 | Option 2 | 31.4555 | 23.98% | 35.626 | 26.9249 | 6.123% | -14.4% | 26.9249 | 6.123% | Indexed | NA | VOA_GPN_GOV_UK\7246041 | 2019-08-30 | Low | - | Medium | Risk taken from previous CG | - | - | NA | SPONS A&B | NA | (BEAMS Note 2) The ERC for this item should be added to all other rateable items on the hereditament (except land). Therefore the total of the ERC of the other Building Items and the P&M ERC (where applicable) to enable the correct contract size adjustment to be made. ERC of Building Component + ERC of P&M = Total ERC to which contract size adjustment should be applied. The appropriate % adjustment should be made in accordance with the scale for contract size adjustment specified under section 6 of the RCG 2021 Guidance notes. The currency ERC rates are set at £4m (Four Million Pounds) @ 1st April 2019 (AVD) for the RCG 2021 Publication. | - | - | 2 | TRUE
5938 | 30P0H0 | 7384 | 30P0H0 | Walls - external | Fibre cement sheeting | Natural grey excl insulation | Includes fixings and supporting rails | - | Corrugated sheet claddings to external walls consisting of single skin asbestos free fibre cement sheeting fixed with hook bolts washers and inclusive of flashings and supporting. | Location Adjustment Applicable (See Guidance Notes) - ERC = UK mean of 1.00 | (BEAMS Note 2) The ERC for this item should be added to all other rateable items on the hereditament (except land). Therefore the total of the ERC of the other Building Items and the P&M ERC (where applicable) to enable the correct contract size adjustment to be made. ERC of Building Component + ERC of P&M = Total ERC to which contract size adjustment should be applied. The appropriate % adjustment should be made in accordance with the scale for contract size adjustment specified under section 6 of the RCG 2023 Guidance notes. The currency ERC rates are set at £4m (Four Million Pounds) @ 1st April 2021 (AVD) for the RCG 2023 Publication. | - | All area = m2 | - | - | - | - | - | - | - | 10287 |  | M2 | - | NA | NA | NA | 22.296 | Option 2 | 27.6427 | 23.98% | 32.1783 | 24.3192 | 9.074% | -12.02% | 24.3192 | 9.074% | Indexed | NA | VOA_GPN_GOV_UK\7246041 | 2019-08-30 | Low | - | Medium | Risk taken from previous CG | - | - | NA | SPONS A&B | NA | (BEAMS Note 2) The ERC for this item should be added to all other rateable items on the hereditament (except land). Therefore the total of the ERC of the other Building Items and the P&M ERC (where applicable) to enable the correct contract size adjustment to be made. ERC of Building Component + ERC of P&M = Total ERC to which contract size adjustment should be applied. The appropriate % adjustment should be made in accordance with the scale for contract size adjustment specified under section 6 of the RCG 2021 Guidance notes. The currency ERC rates are set at £4m (Four Million Pounds) @ 1st April 2019 (AVD) for the RCG 2021 Publication. | - | - | 2 | TRUE
5939 | 30P0H2 | 3750 | 30P0H2 | Walls - external | Fibre cement sheeting | Natural grey incl insulation | Includes fixings and supporting rails | - | Corrugated sheet claddings to external walls consisting of single skin asbestos free fibre cement sheeting fixed with hook bolts washers and inclusive of flashings and supporting. | Location Adjustment Applicable (See Guidance Notes) - ERC = UK mean of 1.00 | (BEAMS Note 2) The ERC for this item should be added to all other rateable items on the hereditament (except land). Therefore the total of the ERC of the other Building Items and the P&M ERC (where applicable) to enable the correct contract size adjustment to be made. ERC of Building Component + ERC of P&M = Total ERC to which contract size adjustment should be applied. The appropriate % adjustment should be made in accordance with the scale for contract size adjustment specified under section 6 of the RCG 2023 Guidance notes. The currency ERC rates are set at £4m (Four Million Pounds) @ 1st April 2021 (AVD) for the RCG 2023 Publication. | - | All area = m2 | - | - | - | - | - | - | - | 10287 |  | M2 | - | NA | NA | NA | 39.2102 | Option 2 | 48.613 | 23.98% | 63.2075 | 47.7699 | 21.83% | -1.734% | 47.7699 | 21.83% | Indexed | NA | VOA_GPN_GOV_UK\7246041 | 2019-08-30 | Low | - | Medium | Risk taken from previous CG | - | - | NA | SPONS A&B | NA | (BEAMS Note 2) The ERC for this item should be added to all other rateable items on the hereditament (except land). Therefore the total of the ERC of the other Building Items and the P&M ERC (where applicable) to enable the correct contract size adjustment to be made. ERC of Building Component + ERC of P&M = Total ERC to which contract size adjustment should be applied. The appropriate % adjustment should be made in accordance with the scale for contract size adjustment specified under section 6 of the RCG 2021 Guidance notes. The currency ERC rates are set at £4m (Four Million Pounds) @ 1st April 2019 (AVD) for the RCG 2021 Publication. | - | - | 2 | TRUE
5940 | 30P0BF | 7976 | 30P0BF | Walls - external | Medium grade facing | ½ brick solid | 102mm thick | - | Medium grade facing 1/2 brick solid 102mm thick. | Location Adjustment Applicable (See Guidance Notes) - ERC = UK mean of 1.00 | (BEAMS Note 2) The ERC for this item should be added to all other rateable items on the hereditament (except land). Therefore the total of the ERC of the other Building Items and the P&M ERC (where applicable) to enable the correct contract size adjustment to be made. ERC of Building Component + ERC of P&M = Total ERC to which contract size adjustment should be applied. The appropriate % adjustment should be made in accordance with the scale for contract size adjustment specified under section 6 of the RCG 2023 Guidance notes. The currency ERC rates are set at £4m (Four Million Pounds) @ 1st April 2021 (AVD) for the RCG 2023 Publication. | - | Based on wall area = m2 | - | - | - | - | - | - | - | 10282 |  | m2 | - | 3 - INDUSTRIAL | David Grace | Jim Allen | 41.5167 | Option 2 | 51.4726 | 23.98% | 98 | 74.0649 | 78.4% | 43.89% | 74.0649 | 78.4% | AECOM | Mohammed Imran | VOA_GPN_GOV_UK\7254880 | 2021-10-04 | Low | - | Low | Costs provided by AECOM (industry experts) | - | - | NA | SPONS A&B | 1.58 | (BEAMS Note 2) Standard | - | - | 2 | TRUE
5941 | 30P0BK | 7309 | 30P0BK | Walls - external | Medium grade facing | 1 brick solid | 215mm thick | - | Medium grade facing 1 brick solid 215mm thick. | Location Adjustment Applicable (See Guidance Notes) - ERC = UK mean of 1.00 | (BEAMS Note 2) The ERC for this item should be added to all other rateable items on the hereditament (except land). Therefore the total of the ERC of the other Building Items and the P&M ERC (where applicable) to enable the correct contract size adjustment to be made. ERC of Building Component + ERC of P&M = Total ERC to which contract size adjustment should be applied. The appropriate % adjustment should be made in accordance with the scale for contract size adjustment specified under section 6 of the RCG 2023 Guidance notes. The currency ERC rates are set at £4m (Four Million Pounds) @ 1st April 2021 (AVD) for the RCG 2023 Publication. | - | Based on wall area = m2 | - | - | - | - | - | - | - | 10282 |  | m2 | - | 3 - INDUSTRIAL | David Grace | Jim Allen | 77.6516 | Option 2 | 96.2728 | 23.98% | 120 | 90.6917 | 16.79% | -5.797% | 90.6917 | 16.79% | AECOM | Mohammed Imran | VOA_GPN_GOV_UK\7254880 | 2021-10-04 | Low | - | Low | Costs provided by AECOM (industry experts) | - | - | NA | SPONS A&B | 1.58 | (BEAMS Note 2) Standard | - | - | 2 | TRUE
5942 | 30P0DZ | 7347 | 30P0DZ | Walls - external | Medium grade facing | Brick Pier excl. Foundation | 225mm x 112mm | - | Pier constructed of medium grade facing bricks in mortar. | Location Adjustment Applicable (See Guidance Notes) - ERC = UK mean of 1.00 | (BEAMS Note 2) The ERC for this item should be added to all other rateable items on the hereditament (except land). Therefore the total of the ERC of the other Building Items and the P&M ERC (where applicable) to enable the correct contract size adjustment to be made. ERC of Building Component + ERC of P&M = Total ERC to which contract size adjustment should be applied. The appropriate % adjustment should be made in accordance with the scale for contract size adjustment specified under section 6 of the RCG 2023 Guidance notes. The currency ERC rates are set at £4m (Four Million Pounds) @ 1st April 2021 (AVD) for the RCG 2023 Publication. | - | Based on wall area = m2 | - | - | - | - | - | - | - | 10283 |  | M2 | - | NA | NA | NA | 9.9948 | Option 2 | 12.3916 | 23.98% | 13.7907 | 10.4225 | 4.28% | -15.89% | 10.4225 | 4.28% | Indexed | NA | VOA_GPN_GOV_UK\7246041 | 2019-08-30 | Low | - | Medium | Risk taken from previous CG | - | - | NA | SPONS A&B | NA | (BEAMS Note 2) The ERC for this item should be added to all other rateable items on the hereditament (except land). Therefore the total of the ERC of the other Building Items and the P&M ERC (where applicable) to enable the correct contract size adjustment to be made. ERC of Building Component + ERC of P&M = Total ERC to which contract size adjustment should be applied. The appropriate % adjustment should be made in accordance with the scale for contract size adjustment specified under section 6 of the RCG 2021 Guidance notes. The currency ERC rates are set at £4m (Four Million Pounds) @ 1st April 2019 (AVD) for the RCG 2021 Publication. | - | - | 2 | TRUE
5943 | 30P0E5 | 3711 | 30P0E5 | Walls - external | Medium grade facing | Brick Pier excl. Foundation | 328mm x 112mm | - | Pier constructed of medium grade facing bricks in mortar. | Location Adjustment Applicable (See Guidance Notes) - ERC = UK mean of 1.00 | (BEAMS Note 2) The ERC for this item should be added to all other rateable items on the hereditament (except land). Therefore the total of the ERC of the other Building Items and the P&M ERC (where applicable) to enable the correct contract size adjustment to be made. ERC of Building Component + ERC of P&M = Total ERC to which contract size adjustment should be applied. The appropriate % adjustment should be made in accordance with the scale for contract size adjustment specified under section 6 of the RCG 2023 Guidance notes. The currency ERC rates are set at £4m (Four Million Pounds) @ 1st April 2021 (AVD) for the RCG 2023 Publication. | - | Based on wall area = m2 | - | - | - | - | - | - | - | 10283 |  | M2 | - | NA | NA | NA | 13.8389 | Option 2 | 17.1575 | 23.98% | 24.1338 | 18.2394 | 31.8% | 6.306% | 18.2394 | 31.8% | Indexed | NA | VOA_GPN_GOV_UK\7246041 | 2019-08-30 | Low | - | Medium | Risk taken from previous CG | - | - | NA | SPONS A&B | NA | (BEAMS Note 2) The ERC for this item should be added to all other rateable items on the hereditament (except land). Therefore the total of the ERC of the other Building Items and the P&M ERC (where applicable) to enable the correct contract size adjustment to be made. ERC of Building Component + ERC of P&M = Total ERC to which contract size adjustment should be applied. The appropriate % adjustment should be made in accordance with the scale for contract size adjustment specified under section 6 of the RCG 2021 Guidance notes. The currency ERC rates are set at £4m (Four Million Pounds) @ 1st April 2019 (AVD) for the RCG 2021 Publication. | - | - | 2 | TRUE
5944 | 30P0EA | 7424 | 30P0EA | Walls - external | Medium grade facing | Brick Pier excl. Foundation | 440mm x 112mm | - | Pier constructed of medium grade facing bricks in mortar. | Location Adjustment Applicable (See Guidance Notes) - ERC = UK mean of 1.00 | (BEAMS Note 2) The ERC for this item should be added to all other rateable items on the hereditament (except land). Therefore the total of the ERC of the other Building Items and the P&M ERC (where applicable) to enable the correct contract size adjustment to be made. ERC of Building Component + ERC of P&M = Total ERC to which contract size adjustment should be applied. The appropriate % adjustment should be made in accordance with the scale for contract size adjustment specified under section 6 of the RCG 2023 Guidance notes. The currency ERC rates are set at £4m (Four Million Pounds) @ 1st April 2021 (AVD) for the RCG 2023 Publication. | - | Based on wall area = m2 | - | - | - | - | - | - | - | 10283 |  | M2 | - | NA | NA | NA | 19.2207 | Option 2 | 23.8299 | 23.98% | 34.4768 | 26.0563 | 35.56% | 9.343% | 26.0563 | 35.56% | Indexed | NA | VOA_GPN_GOV_UK\7246041 | 2019-08-30 | Low | - | Medium | Risk taken from previous CG | - | - | NA | SPONS A&B | NA | (BEAMS Note 2) The ERC for this item should be added to all other rateable items on the hereditament (except land). Therefore the total of the ERC of the other Building Items and the P&M ERC (where applicable) to enable the correct contract size adjustment to be made. ERC of Building Component + ERC of P&M = Total ERC to which contract size adjustment should be applied. The appropriate % adjustment should be made in accordance with the scale for contract size adjustment specified under section 6 of the RCG 2021 Guidance notes. The currency ERC rates are set at £4m (Four Million Pounds) @ 1st April 2019 (AVD) for the RCG 2021 Publication. | - | - | 2 | TRUE
5945 | 30P0EF | 7327 | 30P0EF | Walls - external | Medium grade facing | Brick Pier excl. Foundation | 225mm x 225mm | - | Pier constructed of medium grade facing bricks in mortar. | Location Adjustment Applicable (See Guidance Notes) - ERC = UK mean of 1.00 | (BEAMS Note 2) The ERC for this item should be added to all other rateable items on the hereditament (except land). Therefore the total of the ERC of the other Building Items and the P&M ERC (where applicable) to enable the correct contract size adjustment to be made. ERC of Building Component + ERC of P&M = Total ERC to which contract size adjustment should be applied. The appropriate % adjustment should be made in accordance with the scale for contract size adjustment specified under section 6 of the RCG 2023 Guidance notes. The currency ERC rates are set at £4m (Four Million Pounds) @ 1st April 2021 (AVD) for the RCG 2023 Publication. | - | Based on wall area = m2 | - | - | - | - | - | - | - | 10283 |  | M2 | - | NA | NA | NA | 17.683 | Option 2 | 21.9235 | 23.98% | 34.4768 | 26.0563 | 47.35% | 18.85% | 26.0563 | 47.35% | Indexed | NA | VOA_GPN_GOV_UK\7246041 | 2019-08-30 | Low | - | Medium | Risk taken from previous CG | - | - | NA | SPONS A&B | NA | (BEAMS Note 2) The ERC for this item should be added to all other rateable items on the hereditament (except land). Therefore the total of the ERC of the other Building Items and the P&M ERC (where applicable) to enable the correct contract size adjustment to be made. ERC of Building Component + ERC of P&M = Total ERC to which contract size adjustment should be applied. The appropriate % adjustment should be made in accordance with the scale for contract size adjustment specified under section 6 of the RCG 2021 Guidance notes. The currency ERC rates are set at £4m (Four Million Pounds) @ 1st April 2019 (AVD) for the RCG 2021 Publication. | - | - | 2 | TRUE
5946 | 30P0EK | 7864 | 30P0EK | Walls - external | Medium grade facing | Brick Pier excl. Foundation | 328mm x 225mm | - | Pier constructed of medium grade facing bricks in mortar. | Location Adjustment Applicable (See Guidance Notes) - ERC = UK mean of 1.00 | (BEAMS Note 2) The ERC for this item should be added to all other rateable items on the hereditament (except land). Therefore the total of the ERC of the other Building Items and the P&M ERC (where applicable) to enable the correct contract size adjustment to be made. ERC of Building Component + ERC of P&M = Total ERC to which contract size adjustment should be applied. The appropriate % adjustment should be made in accordance with the scale for contract size adjustment specified under section 6 of the RCG 2023 Guidance notes. The currency ERC rates are set at £4m (Four Million Pounds) @ 1st April 2021 (AVD) for the RCG 2023 Publication. | - | Based on wall area = m2 | - | - | - | - | - | - | - | 10283 |  | M2 | - | NA | NA | NA | 26.1402 | Option 2 | 32.4087 | 23.98% | 48.2675 | 36.4789 | 39.55% | 12.56% | 36.4789 | 39.55% | Indexed | NA | VOA_GPN_GOV_UK\7246041 | 2019-08-30 | Low | - | Medium | Risk taken from previous CG | - | - | NA | SPONS A&B | NA | (BEAMS Note 2) The ERC for this item should be added to all other rateable items on the hereditament (except land). Therefore the total of the ERC of the other Building Items and the P&M ERC (where applicable) to enable the correct contract size adjustment to be made. ERC of Building Component + ERC of P&M = Total ERC to which contract size adjustment should be applied. The appropriate % adjustment should be made in accordance with the scale for contract size adjustment specified under section 6 of the RCG 2021 Guidance notes. The currency ERC rates are set at £4m (Four Million Pounds) @ 1st April 2019 (AVD) for the RCG 2021 Publication. | - | - | 2 | TRUE
5947 | 30P0EP | 7394 | 30P0EP | Walls - external | Medium grade facing | Brick Pier excl. Foundation | 440mm x 225mm | - | Pier constructed of medium grade facing bricks in mortar. | Location Adjustment Applicable (See Guidance Notes) - ERC = UK mean of 1.00 | (BEAMS Note 2) The ERC for this item should be added to all other rateable items on the hereditament (except land). Therefore the total of the ERC of the other Building Items and the P&M ERC (where applicable) to enable the correct contract size adjustment to be made. ERC of Building Component + ERC of P&M = Total ERC to which contract size adjustment should be applied. The appropriate % adjustment should be made in accordance with the scale for contract size adjustment specified under section 6 of the RCG 2023 Guidance notes. The currency ERC rates are set at £4m (Four Million Pounds) @ 1st April 2021 (AVD) for the RCG 2023 Publication. | - | Based on wall area = m2 | - | - | - | - | - | - | - | 10283 |  | M2 | - | NA | NA | NA | 35.3661 | Option 2 | 43.847 | 23.98% | 67.8044 | 51.2441 | 44.9% | 16.87% | 51.2441 | 44.9% | Indexed | NA | VOA_GPN_GOV_UK\7246041 | 2019-08-30 | Low | - | Medium | Risk taken from previous CG | - | - | NA | SPONS A&B | NA | (BEAMS Note 2) The ERC for this item should be added to all other rateable items on the hereditament (except land). Therefore the total of the ERC of the other Building Items and the P&M ERC (where applicable) to enable the correct contract size adjustment to be made. ERC of Building Component + ERC of P&M = Total ERC to which contract size adjustment should be applied. The appropriate % adjustment should be made in accordance with the scale for contract size adjustment specified under section 6 of the RCG 2021 Guidance notes. The currency ERC rates are set at £4m (Four Million Pounds) @ 1st April 2019 (AVD) for the RCG 2021 Publication. | - | - | 2 | TRUE
5948 | 30P0HU | 3692 | 30P0HU | Walls - external | Profiled aluminium sheet | Excluding insulation and inner lining sheets | - | - | Profile aluminium sheeting pre-painted, fixed with plastic headed self tapping screws inclusive of flashings and supporting rails but excluding insulation and inner lining sheets. | Location Adjustment Applicable (See Guidance Notes) - ERC = UK mean of 1.00 | (BEAMS Note 2) The ERC for this item should be added to all other rateable items on the hereditament (except land). Therefore the total of the ERC of the other Building Items and the P&M ERC (where applicable) to enable the correct contract size adjustment to be made. ERC of Building Component + ERC of P&M = Total ERC to which contract size adjustment should be applied. The appropriate % adjustment should be made in accordance with the scale for contract size adjustment specified under section 6 of the RCG 2023 Guidance notes. The currency ERC rates are set at £4m (Four Million Pounds) @ 1st April 2021 (AVD) for the RCG 2023 Publication. | - | All area = m2 | - | - | - | - | - | - | - | 10287 |  | M2 | - | NA | NA | NA | 26.909 | Option 2 | 33.3619 | 23.98% | 93.7296 | 70.8375 | 163.2% | 112.3% | 70.8375 | 163.2% | Indexed | NA | VOA_GPN_GOV_UK\7246041 | 2019-08-30 | Low | - | Medium | Risk taken from previous CG | - | - | NA | SPONS A&B | NA | (BEAMS Note 2) The ERC for this item should be added to all other rateable items on the hereditament (except land). Therefore the total of the ERC of the other Building Items and the P&M ERC (where applicable) to enable the correct contract size adjustment to be made. ERC of Building Component + ERC of P&M = Total ERC to which contract size adjustment should be applied. The appropriate % adjustment should be made in accordance with the scale for contract size adjustment specified under section 6 of the RCG 2021 Guidance notes. The currency ERC rates are set at £4m (Four Million Pounds) @ 1st April 2019 (AVD) for the RCG 2021 Publication. | - | - | 2 | TRUE
5949 | 30P0HL | 7386 | 30P0HL | Walls - external | Profiled aluminium sheet | Insulation and inner lining sheet | - | - | Insulation and inner lining sheets. | Location Adjustment Applicable (See Guidance Notes) - ERC = UK mean of 1.00 | (BEAMS Note 2) The ERC for this item should be added to all other rateable items on the hereditament (except land). Therefore the total of the ERC of the other Building Items and the P&M ERC (where applicable) to enable the correct contract size adjustment to be made. ERC of Building Component + ERC of P&M = Total ERC to which contract size adjustment should be applied. The appropriate % adjustment should be made in accordance with the scale for contract size adjustment specified under section 6 of the RCG 2023 Guidance notes. The currency ERC rates are set at £4m (Four Million Pounds) @ 1st April 2021 (AVD) for the RCG 2023 Publication. | - | All area = m2 | - | - | - | - | - | - | - | 10287 |  | M2 | - | NA | NA | NA | 24.6025 | Option 2 | 30.5023 | 23.98% | 142.5747 | 107.7528 | 338% | 253.3% | 107.7528 | 338% | Indexed | NA | VOA_GPN_GOV_UK\7246041 | 2019-08-30 | Low | - | Medium | Risk taken from previous CG | - | - | NA | SPONS A&B | NA | (BEAMS Note 2) The ERC for this item should be added to all other rateable items on the hereditament (except land). Therefore the total of the ERC of the other Building Items and the P&M ERC (where applicable) to enable the correct contract size adjustment to be made. ERC of Building Component + ERC of P&M = Total ERC to which contract size adjustment should be applied. The appropriate % adjustment should be made in accordance with the scale for contract size adjustment specified under section 6 of the RCG 2021 Guidance notes. The currency ERC rates are set at £4m (Four Million Pounds) @ 1st April 2019 (AVD) for the RCG 2021 Publication. | - | - | 2 | TRUE
5950 | 30P01F | 6851 | 30P01F | Walls - external | Profiled aluminium sheet | Support framing | - | - | Support system consisting of steel rails and supports. | Location Adjustment Applicable (See Guidance Notes) - ERC = UK mean of 1.00 | (BEAMS Note 2) The ERC for this item should be added to all other rateable items on the hereditament (except land). Therefore the total of the ERC of the other Building Items and the P&M ERC (where applicable) to enable the correct contract size adjustment to be made. ERC of Building Component + ERC of P&M = Total ERC to which contract size adjustment should be applied. The appropriate % adjustment should be made in accordance with the scale for contract size adjustment specified under section 6 of the RCG 2023 Guidance notes. The currency ERC rates are set at £4m (Four Million Pounds) @ 1st April 2021 (AVD) for the RCG 2023 Publication. | - | All area = m2 | - | - | - | - | - | - | - | 10287 |  | M2 | - | NA | NA | NA | 7.6883 | Option 2 | 9.532 | 23.98% | 18.3876 | 13.8967 | 80.75% | 45.79% | 13.8967 | 80.75% | Indexed | NA | VOA_GPN_GOV_UK\7246041 | 2019-08-30 | Low | - | Medium | Risk taken from previous CG | - | - | NA | SPONS A&B | NA | (BEAMS Note 2) The ERC for this item should be added to all other rateable items on the hereditament (except land). Therefore the total of the ERC of the other Building Items and the P&M ERC (where applicable) to enable the correct contract size adjustment to be made. ERC of Building Component + ERC of P&M = Total ERC to which contract size adjustment should be applied. The appropriate % adjustment should be made in accordance with the scale for contract size adjustment specified under section 6 of the RCG 2021 Guidance notes. The currency ERC rates are set at £4m (Four Million Pounds) @ 1st April 2019 (AVD) for the RCG 2021 Publication. | - | - | 2 | TRUE
5951 | 30P0HK | 7443 | 30P0HK | Walls - external | Profiled metal sheeting (pms) | Coloured | Includes fixings and supporting rails | - | Profile galvanised steel sheeting, 'plastisol' colour coated and fixed with plastic headed self-tapping screws and inclusive of flashings and supporting rails. Excluding insulation and inner lining sheets. | Location Adjustment Applicable (See Guidance Notes) - ERC = UK mean of 1.00 | (BEAMS Note 2) The ERC for this item should be added to all other rateable items on the hereditament (except land). Therefore the total of the ERC of the other Building Items and the P&M ERC (where applicable) to enable the correct contract size adjustment to be made. ERC of Building Component + ERC of P&M = Total ERC to which contract size adjustment should be applied. The appropriate % adjustment should be made in accordance with the scale for contract size adjustment specified under section 6 of the RCG 2023 Guidance notes. The currency ERC rates are set at £4m (Four Million Pounds) @ 1st April 2021 (AVD) for the RCG 2023 Publication. | - | All area = m2 | - | - | - | - | - | - | - | 10287 |  | M2 | - | NA | NA | NA | 19.9895 | Option 2 | 24.7831 | 23.98% | 83.1686 | 62.8558 | 214.4% | 153.6% | 62.8558 | 214.4% | Indexed | NA | VOA_GPN_GOV_UK\7246041 | 2019-08-30 | Low | - | Medium | Risk taken from previous CG | - | - | NA | SPONS A&B | NA | (BEAMS Note 2) The ERC for this item should be added to all other rateable items on the hereditament (except land). Therefore the total of the ERC of the other Building Items and the P&M ERC (where applicable) to enable the correct contract size adjustment to be made. ERC of Building Component + ERC of P&M = Total ERC to which contract size adjustment should be applied. The appropriate % adjustment should be made in accordance with the scale for contract size adjustment specified under section 6 of the RCG 2021 Guidance notes. The currency ERC rates are set at £4m (Four Million Pounds) @ 1st April 2019 (AVD) for the RCG 2021 Publication. | - | - | 2 | TRUE
5952 | 30P01A | 6850 | 30P01A | Walls - external | PVCu Cladding | Fixed to battens | - | - | Profile high impact PVCu cladding fixed with clips to softwood battens as above. | Location Adjustment Applicable (See Guidance Notes) - ERC = UK mean of 1.00 | (BEAMS Note 2) The ERC for this item should be added to all other rateable items on the hereditament (except land). Therefore the total of the ERC of the other Building Items and the P&M ERC (where applicable) to enable the correct contract size adjustment to be made. ERC of Building Component + ERC of P&M = Total ERC to which contract size adjustment should be applied. The appropriate % adjustment should be made in accordance with the scale for contract size adjustment specified under section 6 of the RCG 2023 Guidance notes. The currency ERC rates are set at £4m (Four Million Pounds) @ 1st April 2021 (AVD) for the RCG 2023 Publication. | - | Based on wall area = m2 | - | - | - | - | - | Photo 1 - Horizontal uPVC shiplap cladding. | - | 10287 |  | M2 | - | NA | NA | NA | 43.0544 | Option 2 | 53.379 | 23.98% | 67.8044 | 51.2441 | 19.02% | -3.999% | 51.2441 | 19.02% | Indexed | NA | VOA_GPN_GOV_UK\7246041 | 2019-08-30 | Low | - | Medium | Risk taken from previous CG | - | - | NA | SPONS A&B | NA | (BEAMS Note 2) The ERC for this item should be added to all other rateable items on the hereditament (except land). Therefore the total of the ERC of the other Building Items and the P&M ERC (where applicable) to enable the correct contract size adjustment to be made. ERC of Building Component + ERC of P&M = Total ERC to which contract size adjustment should be applied. The appropriate % adjustment should be made in accordance with the scale for contract size adjustment specified under section 6 of the RCG 2021 Guidance notes. The currency ERC rates are set at £4m (Four Million Pounds) @ 1st April 2019 (AVD) for the RCG 2021 Publication. | Photo 1 - Horizontal uPVC shiplap cladding. | - | 2 | TRUE
5953 | 30P0M0 | 6932 | 30P0M0 | Walls - external | Reinforced Concrete | 150mm thick | Excludes foundations | - | Reinforced concrete walls finished fair on both faces. | Location Adjustment Applicable (See Guidance Notes) - ERC = UK mean of 1.00 | (BEAMS Note 2) The ERC for this item should be added to all other rateable items on the hereditament (except land). Therefore the total of the ERC of the other Building Items and the P&M ERC (where applicable) to enable the correct contract size adjustment to be made. ERC of Building Component + ERC of P&M = Total ERC to which contract size adjustment should be applied. The appropriate % adjustment should be made in accordance with the scale for contract size adjustment specified under section 6 of the RCG 2023 Guidance notes. The currency ERC rates are set at £4m (Four Million Pounds) @ 1st April 2021 (AVD) for the RCG 2023 Publication. | Cost exclude foundations | Measure length, height and thickness. | - | - | - | - | - | - | - | 10285 |  | m2 | - | 3 - INDUSTRIAL | David Grace | Jim Allen | 83.8023 | Option 2 | 103.8984 | 23.98% | 144 | 108.8301 | 29.87% | 4.747% | 108.8301 | 29.87% | AECOM | Mohammed Imran | VOA_GPN_GOV_UK\7254880 | 2021-10-01 | Low | - | Low | Costs provided by AECOM (industry experts) | - | - | NA | SPONS A&B | 1.58 | (BEAMS Note 2) Standard | - | - | 2 | TRUE
5954 | 30P0M5 | 6933 | 30P0M5 | Walls - external | Reinforced Concrete | 225mm thick | Excludes foundations | - | Reinforced concrete walls finished fair on both faces. | Location Adjustment Applicable (See Guidance Notes) - ERC = UK mean of 1.00 | (BEAMS Note 2) The ERC for this item should be added to all other rateable items on the hereditament (except land). Therefore the total of the ERC of the other Building Items and the P&M ERC (where applicable) to enable the correct contract size adjustment to be made. ERC of Building Component + ERC of P&M = Total ERC to which contract size adjustment should be applied. The appropriate % adjustment should be made in accordance with the scale for contract size adjustment specified under section 6 of the RCG 2023 Guidance notes. The currency ERC rates are set at £4m (Four Million Pounds) @ 1st April 2021 (AVD) for the RCG 2023 Publication. | Cost exclude foundations | Measure length, height and thickness. | - | - | - | - | - | - | - | 10285 |  | m2 | - | 3 - INDUSTRIAL | David Grace | Jim Allen | 89.9529 | Option 2 | 111.524 | 23.98% | 165 | 124.7011 | 38.63% | 11.82% | 124.7011 | 38.63% | AECOM | Mohammed Imran | VOA_GPN_GOV_UK\7254880 | 2021-10-01 | Low | - | Low | Costs provided by AECOM (industry experts) | - | - | NA | SPONS A&B | 1.58 | (BEAMS Note 2) Standard | - | - | 2 | TRUE
5955 | 30P0MA | 6934 | 30P0MA | Walls - external | Reinforced Concrete | 300mm thick | Excludes foundations | - | Reinforced concrete walls finished fair on both faces. | Location Adjustment Applicable (See Guidance Notes) - ERC = UK mean of 1.00 | (BEAMS Note 2) The ERC for this item should be added to all other rateable items on the hereditament (except land). Therefore the total of the ERC of the other Building Items and the P&M ERC (where applicable) to enable the correct contract size adjustment to be made. ERC of Building Component + ERC of P&M = Total ERC to which contract size adjustment should be applied. The appropriate % adjustment should be made in accordance with the scale for contract size adjustment specified under section 6 of the RCG 2023 Guidance notes. The currency ERC rates are set at £4m (Four Million Pounds) @ 1st April 2021 (AVD) for the RCG 2023 Publication. | Cost exclude foundations | Measure length, height and thickness. | - | - | - | - | - | - | - | 10285 |  | m2 | - | 3 - INDUSTRIAL | David Grace | Jim Allen | 97.6412 | Option 2 | 121.0559 | 23.98% | 173 | 130.7472 | 33.91% | 8.006% | 130.7472 | 33.91% | AECOM | Mohammed Imran | VOA_GPN_GOV_UK\7254880 | 2021-10-01 | Low | - | Low | Costs provided by AECOM (industry experts) | - | - | NA | SPONS A&B | 1.58 | (BEAMS Note 2) Standard | - | - | 2 | TRUE
5956 | 30P0MB | 6935 | 30P0MB | Walls - external | Reinforced Concrete | 450mm thick | Excludes foundations | - | Reinforced concrete walls finished fair on both faces. | Location Adjustment Applicable (See Guidance Notes) - ERC = UK mean of 1.00 | (BEAMS Note 2) The ERC for this item should be added to all other rateable items on the hereditament (except land). Therefore the total of the ERC of the other Building Items and the P&M ERC (where applicable) to enable the correct contract size adjustment to be made. ERC of Building Component + ERC of P&M = Total ERC to which contract size adjustment should be applied. The appropriate % adjustment should be made in accordance with the scale for contract size adjustment specified under section 6 of the RCG 2023 Guidance notes. The currency ERC rates are set at £4m (Four Million Pounds) @ 1st April 2021 (AVD) for the RCG 2023 Publication. | Cost exclude foundations | Measure length, height and thickness. | - | - | - | - | - | - | - | 10285 |  | m2 | - | 3 - INDUSTRIAL | David Grace | Jim Allen | 110.7113 | Option 2 | 137.2603 | 23.98% | 198 | 149.6413 | 35.16% | 9.02% | 149.6413 | 35.16% | AECOM | Mohammed Imran | VOA_GPN_GOV_UK\7254880 | 2021-10-01 | Low | - | Low | Costs provided by AECOM (industry experts) | - | - | NA | SPONS A&B | 1.58 | (BEAMS Note 2) Standard | - | - | 2 | TRUE
5957 | 30P0MF | 3751 | 30P0MF | Walls - external | Reinforced Concrete | 600mm thick | Excludes foundations | - | Reinforced concrete walls finished fair on both faces. | Location Adjustment Applicable (See Guidance Notes) - ERC = UK mean of 1.00 | (BEAMS Note 2) The ERC for this item should be added to all other rateable items on the hereditament (except land). Therefore the total of the ERC of the other Building Items and the P&M ERC (where applicable) to enable the correct contract size adjustment to be made. ERC of Building Component + ERC of P&M = Total ERC to which contract size adjustment should be applied. The appropriate % adjustment should be made in accordance with the scale for contract size adjustment specified under section 6 of the RCG 2023 Guidance notes. The currency ERC rates are set at £4m (Four Million Pounds) @ 1st April 2021 (AVD) for the RCG 2023 Publication. | Cost exclude foundations | Measure length, height and thickness. | - | - | - | - | - | - | - | 10285 |  | m2 | - | 3 - INDUSTRIAL | David Grace | Jim Allen | 124.5502 | Option 2 | 154.4178 | 23.98% | 224 | 169.2912 | 35.92% | 9.632% | 169.2912 | 35.92% | AECOM | Mohammed Imran | VOA_GPN_GOV_UK\7254880 | 2021-10-01 | Low | - | Low | Costs provided by AECOM (industry experts) | - | - | NA | SPONS A&B | 1.58 | (BEAMS Note 2) Standard | - | - | 2 | TRUE
5958 | 30P0MK | 6883 | 30P0MK | Walls - external | Reinforced Concrete | 900mm thick | Excludes foundations | - | Reinforced concrete wall including formwork to both faces excluding foundations. | Location Adjustment Applicable (See Guidance Notes) - ERC = UK mean of 1.00 | (BEAMS Note 2) The ERC for this item should be added to all other rateable items on the hereditament (except land). Therefore the total of the ERC of the other Building Items and the P&M ERC (where applicable) to enable the correct contract size adjustment to be made. ERC of Building Component + ERC of P&M = Total ERC to which contract size adjustment should be applied. The appropriate % adjustment should be made in accordance with the scale for contract size adjustment specified under section 6 of the RCG 2023 Guidance notes. The currency ERC rates are set at £4m (Four Million Pounds) @ 1st April 2021 (AVD) for the RCG 2023 Publication. | - | Based on wall area = m2 | - | - | - | - | - | - | - | 10286 |  | m2 | - | 3 - INDUSTRIAL | David Grace | Jim Allen | 152.9968 | Option 2 | 189.6861 | 23.98% | 273 | 206.3237 | 34.85% | 8.771% | 206.3237 | 34.85% | AECOM | Mohammed Imran | VOA_GPN_GOV_UK\7254880 | 2021-10-01 | Low | - | Low | Costs provided by AECOM (industry experts) | - | - | NA | SPONS A&B | 1.58 | (BEAMS Note 2) Standard | - | - | 2 | TRUE
5959 | 30P0CZ | 7162 | 30P0CZ | Walls - external | Sundry items | Bitumen based damp proof course | Bedded in mortar, lapped joints | > 225mm wide | Ledkore type bitumen joints based damp proof course with lapped joints bedded in mortar horizontally to brick walls over 225mm wide. | Location Adjustment Applicable (See Guidance Notes) - ERC = UK mean of 1.00 | (BEAMS Note 2) The ERC for this item should be added to all other rateable items on the hereditament (except land). Therefore the total of the ERC of the other Building Items and the P&M ERC (where applicable) to enable the correct contract size adjustment to be made. ERC of Building Component + ERC of P&M = Total ERC to which contract size adjustment should be applied. The appropriate % adjustment should be made in accordance with the scale for contract size adjustment specified under section 6 of the RCG 2023 Guidance notes. The currency ERC rates are set at £4m (Four Million Pounds) @ 1st April 2021 (AVD) for the RCG 2023 Publication. | - | Measure wall length and width to calculate area = m2 | - | - | - | - | - | - | - | 10289 |  | M2 | - | NA | NA | NA | 9.9948 | Option 2 | 12.3916 | 23.98% | 17.2384 | 13.0282 | 30.35% | 5.137% | 13.0282 | 30.35% | Indexed | NA | VOA_GPN_GOV_UK\7246041 | 2019-08-30 | Low | - | Medium | Risk taken from previous CG | - | - | NA | SPONS A&B | NA | (BEAMS Note 2) The ERC for this item should be added to all other rateable items on the hereditament (except land). Therefore the total of the ERC of the other Building Items and the P&M ERC (where applicable) to enable the correct contract size adjustment to be made. ERC of Building Component + ERC of P&M = Total ERC to which contract size adjustment should be applied. The appropriate % adjustment should be made in accordance with the scale for contract size adjustment specified under section 6 of the RCG 2021 Guidance notes. The currency ERC rates are set at £4m (Four Million Pounds) @ 1st April 2019 (AVD) for the RCG 2021 Publication. | - | - | 2 | TRUE
5960 | 30P0D5 | 8582 | 30P0D5 | Walls - external | Sundry items | Bitumen based damp proof course | Bedded in mortar, lapped joints | 102mm | Ledkore type bitumen joints based damp proof course with lapped joints bedded in mortar horizontally to brick walls 102mm wide. | Location Adjustment Applicable (See Guidance Notes) - ERC = UK mean of 1.00 | (BEAMS Note 2) The ERC for this item should be added to all other rateable items on the hereditament (except land). Therefore the total of the ERC of the other Building Items and the P&M ERC (where applicable) to enable the correct contract size adjustment to be made. ERC of Building Component + ERC of P&M = Total ERC to which contract size adjustment should be applied. The appropriate % adjustment should be made in accordance with the scale for contract size adjustment specified under section 6 of the RCG 2023 Guidance notes. The currency ERC rates are set at £4m (Four Million Pounds) @ 1st April 2021 (AVD) for the RCG 2023 Publication. | - | Measure total length of wall = m | - | - | - | - | - | - | - | 10289 |  | M2 | - | NA | NA | NA | 7.6883 | Option 2 | 9.532 | 23.98% | 11.4923 | 8.6854 | 12.97% | -8.881% | 8.6854 | 12.97% | Indexed | NA | VOA_GPN_GOV_UK\7246041 | 2019-08-30 | Low | - | Medium | Risk taken from previous CG | - | - | NA | SPONS A&B | NA | (BEAMS Note 2) The ERC for this item should be added to all other rateable items on the hereditament (except land). Therefore the total of the ERC of the other Building Items and the P&M ERC (where applicable) to enable the correct contract size adjustment to be made. ERC of Building Component + ERC of P&M = Total ERC to which contract size adjustment should be applied. The appropriate % adjustment should be made in accordance with the scale for contract size adjustment specified under section 6 of the RCG 2021 Guidance notes. The currency ERC rates are set at £4m (Four Million Pounds) @ 1st April 2019 (AVD) for the RCG 2021 Publication. | - | - | 2 | TRUE
5961 | 30P0DA | 3718 | 30P0DA | Walls - external | Sundry items | Bitumen based damp proof course | Bedded in mortar, lapped joints | 215mm | Ledkore type bitumen joints based damp proof course with lapped joints bedded in mortar horizontally to brick walls 215mm wide. | Location Adjustment Applicable (See Guidance Notes) - ERC = UK mean of 1.00 | (BEAMS Note 2) The ERC for this item should be added to all other rateable items on the hereditament (except land). Therefore the total of the ERC of the other Building Items and the P&M ERC (where applicable) to enable the correct contract size adjustment to be made. ERC of Building Component + ERC of P&M = Total ERC to which contract size adjustment should be applied. The appropriate % adjustment should be made in accordance with the scale for contract size adjustment specified under section 6 of the RCG 2023 Guidance notes. The currency ERC rates are set at £4m (Four Million Pounds) @ 1st April 2021 (AVD) for the RCG 2023 Publication. | - | Measure total length of wall = m | - | - | - | - | - | - | - | 10289 |  | M2 | - | NA | NA | NA | 14.6077 | Option 2 | 18.1107 | 23.98% | 22.9845 | 17.3709 | 18.92% | -4.085% | 17.3709 | 18.92% | Indexed | NA | VOA_GPN_GOV_UK\7246041 | 2019-08-30 | Low | - | Medium | Risk taken from previous CG | - | - | NA | SPONS A&B | NA | (BEAMS Note 2) The ERC for this item should be added to all other rateable items on the hereditament (except land). Therefore the total of the ERC of the other Building Items and the P&M ERC (where applicable) to enable the correct contract size adjustment to be made. ERC of Building Component + ERC of P&M = Total ERC to which contract size adjustment should be applied. The appropriate % adjustment should be made in accordance with the scale for contract size adjustment specified under section 6 of the RCG 2021 Guidance notes. The currency ERC rates are set at £4m (Four Million Pounds) @ 1st April 2019 (AVD) for the RCG 2021 Publication. | - | - | 2 | TRUE
5962 | 30P0CU | 3708 | 30P0CU | Walls - external | Sundry items | Blockwork | Fair face and pointing one side | Additional costs | Extra over brickwork walls for fair face and pointing one side. | Location Adjustment Applicable (See Guidance Notes) - ERC = UK mean of 1.00 | (BEAMS Note 2) The ERC for this item should be added to all other rateable items on the hereditament (except land). Therefore the total of the ERC of the other Building Items and the P&M ERC (where applicable) to enable the correct contract size adjustment to be made. ERC of Building Component + ERC of P&M = Total ERC to which contract size adjustment should be applied. The appropriate % adjustment should be made in accordance with the scale for contract size adjustment specified under section 6 of the RCG 2023 Guidance notes. The currency ERC rates are set at £4m (Four Million Pounds) @ 1st April 2021 (AVD) for the RCG 2023 Publication. | - | Based on wall area = m2 | - | - | - | - | - | - | - | 10289 |  | M2 | - | NA | NA | NA | 1.5377 | Option 2 | 1.9064 | 23.98% | 2.2985 | 1.7371 | 12.97% | -8.881% | 1.7371 | 12.97% | Indexed | NA | VOA_GPN_GOV_UK\7246041 | 2019-08-30 | Low | - | Medium | Risk taken from previous CG | - | - | NA | SPONS A&B | NA | (BEAMS Note 2) The ERC for this item should be added to all other rateable items on the hereditament (except land). Therefore the total of the ERC of the other Building Items and the P&M ERC (where applicable) to enable the correct contract size adjustment to be made. ERC of Building Component + ERC of P&M = Total ERC to which contract size adjustment should be applied. The appropriate % adjustment should be made in accordance with the scale for contract size adjustment specified under section 6 of the RCG 2021 Guidance notes. The currency ERC rates are set at £4m (Four Million Pounds) @ 1st April 2019 (AVD) for the RCG 2021 Publication. | - | - | 2 | TRUE
5963 | 30P0CP | 3716 | 30P0CP | Walls - external | Sundry items | Brickwork | Fair face and pointing one side | Additional costs | Extra over brickwork walls for fair face and pointing one side. | Location Adjustment Applicable (See Guidance Notes) - ERC = UK mean of 1.00 | (BEAMS Note 2) The ERC for this item should be added to all other rateable items on the hereditament (except land). Therefore the total of the ERC of the other Building Items and the P&M ERC (where applicable) to enable the correct contract size adjustment to be made. ERC of Building Component + ERC of P&M = Total ERC to which contract size adjustment should be applied. The appropriate % adjustment should be made in accordance with the scale for contract size adjustment specified under section 6 of the RCG 2023 Guidance notes. The currency ERC rates are set at £4m (Four Million Pounds) @ 1st April 2021 (AVD) for the RCG 2023 Publication. | - | Based on wall area = m2 | - | - | - | - | - | - | - | 10289 |  | M2 | - | NA | NA | NA | 1.5377 | Option 2 | 1.9064 | 23.98% | 3.4477 | 2.6056 | 69.45% | 36.68% | 2.6056 | 69.45% | Indexed | NA | VOA_GPN_GOV_UK\7246041 | 2019-08-30 | Low | - | Medium | Risk taken from previous CG | - | - | NA | SPONS A&B | NA | (BEAMS Note 2) The ERC for this item should be added to all other rateable items on the hereditament (except land). Therefore the total of the ERC of the other Building Items and the P&M ERC (where applicable) to enable the correct contract size adjustment to be made. ERC of Building Component + ERC of P&M = Total ERC to which contract size adjustment should be applied. The appropriate % adjustment should be made in accordance with the scale for contract size adjustment specified under section 6 of the RCG 2021 Guidance notes. The currency ERC rates are set at £4m (Four Million Pounds) @ 1st April 2019 (AVD) for the RCG 2021 Publication. | - | - | 2 | TRUE
5964 | 30P0CK | 3710 | 30P0CK | Walls - external | Sundry items | Cavity wall insulation | 50mm thick | Fixed with retaining clips | Rigid urethane insulation board 50mm, including retaining discs and cutting around ties. | Location Adjustment Applicable (See Guidance Notes) - ERC = UK mean of 1.00 | (BEAMS Note 2) The ERC for this item should be added to all other rateable items on the hereditament (except land). Therefore the total of the ERC of the other Building Items and the P&M ERC (where applicable) to enable the correct contract size adjustment to be made. ERC of Building Component + ERC of P&M = Total ERC to which contract size adjustment should be applied. The appropriate % adjustment should be made in accordance with the scale for contract size adjustment specified under section 6 of the RCG 2023 Guidance notes. The currency ERC rates are set at £4m (Four Million Pounds) @ 1st April 2021 (AVD) for the RCG 2023 Publication. | - | Based on wall area = m2 | - | - | - | - | - | - | - | 10289 |  | M2 | - | NA | NA | NA | 12.3013 | Option 2 | 15.2511 | 23.98% | 14.9399 | 11.2911 | -8.212% | -25.97% | 11.2911 | -8.212% | Indexed | NA | VOA_GPN_GOV_UK\7246041 | 2019-08-30 | Low | - | Medium | Risk taken from previous CG | - | - | NA | SPONS A&B | NA | (BEAMS Note 2) The ERC for this item should be added to all other rateable items on the hereditament (except land). Therefore the total of the ERC of the other Building Items and the P&M ERC (where applicable) to enable the correct contract size adjustment to be made. ERC of Building Component + ERC of P&M = Total ERC to which contract size adjustment should be applied. The appropriate % adjustment should be made in accordance with the scale for contract size adjustment specified under section 6 of the RCG 2021 Guidance notes. The currency ERC rates are set at £4m (Four Million Pounds) @ 1st April 2019 (AVD) for the RCG 2021 Publication. | - | - | 2 | TRUE
5965 | 30P0DF | 3719 | 30P0DF | Walls - external | Sundry items | Copings | Brick on edge | 215mm - excluding specials | Weathering walls - copings. Brick coping in medium grade facing bricks, brick on edge in mortar to 1 brick (215mm) thick wall excluding special bricks. | Location Adjustment Applicable (See Guidance Notes) - ERC = UK mean of 1.00 | (BEAMS Note 2) The ERC for this item should be added to all other rateable items on the hereditament (except land). Therefore the total of the ERC of the other Building Items and the P&M ERC (where applicable) to enable the correct contract size adjustment to be made. ERC of Building Component + ERC of P&M = Total ERC to which contract size adjustment should be applied. The appropriate % adjustment should be made in accordance with the scale for contract size adjustment specified under section 6 of the RCG 2023 Guidance notes. The currency ERC rates are set at £4m (Four Million Pounds) @ 1st April 2021 (AVD) for the RCG 2023 Publication. | If brick copings are specially shaped, seek advice from NABS. | Measure total length = m | - | - | - | - | - | Photo 1 - Brick Coping. | Photo 1 - Brick coping is actually laid flat. | 10289 |  | M | - | NA | NA | NA | 13.8389 | Option 2 | 17.1575 | 23.98% | 19.5369 | 14.7653 | 6.694% | -13.94% | 14.7653 | 6.694% | Indexed | NA | VOA_GPN_GOV_UK\7246041 | 2019-08-30 | Low | - | Medium | Risk taken from previous CG | - | - | NA | SPONS A&B | NA | (BEAMS Note 2) The ERC for this item should be added to all other rateable items on the hereditament (except land). Therefore the total of the ERC of the other Building Items and the P&M ERC (where applicable) to enable the correct contract size adjustment to be made. ERC of Building Component + ERC of P&M = Total ERC to which contract size adjustment should be applied. The appropriate % adjustment should be made in accordance with the scale for contract size adjustment specified under section 6 of the RCG 2021 Guidance notes. The currency ERC rates are set at £4m (Four Million Pounds) @ 1st April 2019 (AVD) for the RCG 2021 Publication. | Photo 1 - Brick Coping. | Photo 1 - Brick coping is actually laid flat. | 2 | TRUE
5966 | 30P0DK | 6886 | 30P0DK | Walls - external | Sundry items | Copings | Brick on edge | 1½ brick(327mm) wall | Weathering walls - copings. Brick coping in medium grade facing bricks, brick on edge in mortar to 1 brick (327mm) thick wall excluding special bricks. | Location Adjustment Applicable (See Guidance Notes) - ERC = UK mean of 1.00 | (BEAMS Note 2) The ERC for this item should be added to all other rateable items on the hereditament (except land). Therefore the total of the ERC of the other Building Items and the P&M ERC (where applicable) to enable the correct contract size adjustment to be made. ERC of Building Component + ERC of P&M = Total ERC to which contract size adjustment should be applied. The appropriate % adjustment should be made in accordance with the scale for contract size adjustment specified under section 6 of the RCG 2023 Guidance notes. The currency ERC rates are set at £4m (Four Million Pounds) @ 1st April 2021 (AVD) for the RCG 2023 Publication. | If brick copings are specially shaped, seek advice from NABS. | Measure total length = m | - | - | - | - | - | - | - | 10289 |  | M | - | NA | NA | NA | 21.5272 | Option 2 | 26.6895 | 23.98% | 31.0291 | 23.4507 | 8.935% | -12.14% | 23.4507 | 8.935% | Indexed | NA | VOA_GPN_GOV_UK\7246041 | 2019-08-30 | Low | - | Medium | Risk taken from previous CG | - | - | NA | SPONS A&B | NA | (BEAMS Note 2) The ERC for this item should be added to all other rateable items on the hereditament (except land). Therefore the total of the ERC of the other Building Items and the P&M ERC (where applicable) to enable the correct contract size adjustment to be made. ERC of Building Component + ERC of P&M = Total ERC to which contract size adjustment should be applied. The appropriate % adjustment should be made in accordance with the scale for contract size adjustment specified under section 6 of the RCG 2021 Guidance notes. The currency ERC rates are set at £4m (Four Million Pounds) @ 1st April 2019 (AVD) for the RCG 2021 Publication. | - | - | 2 | TRUE
5967 | 30K0DU | 6897 | 30K0DU | Walls - external | Sundry items | Pre cast concrete | 417mm x 76mm | 327mm wall | Pre-cast concrete coping 305 x 76mm to 1 brick (215mm) thick wall bedded in mortar Pre-cast concrete coping 417 X 76mm to 1\bd brick (327mm wall). | Location Adjustment Applicable (See Guidance Notes) - ERC = UK mean of 1.00 | (BEAMS Note 2) The ERC for this item should be added to all other rateable items on the hereditament (except land). Therefore the total of the ERC of the other Building Items and the P&M ERC (where applicable) to enable the correct contract size adjustment to be made. ERC of Building Component + ERC of P&M = Total ERC to which contract size adjustment should be applied. The appropriate % adjustment should be made in accordance with the scale for contract size adjustment specified under section 6 of the RCG 2023 Guidance notes. The currency ERC rates are set at £4m (Four Million Pounds) @ 1st April 2021 (AVD) for the RCG 2023 Publication. | - | Per m length | - | - | - | - | - | Photo 1 - Typical precast concrete coping. | - | 10289 |  | M | - | NA | NA | NA | 29.2155 | Option 2 | 36.2215 | 23.98% | 37.9245 | 28.662 | -1.895% | -20.87% | 28.662 | -1.895% | Indexed | NA | VOA_GPN_GOV_UK\7246041 | 2019-08-30 | Low | - | Medium | Risk taken from previous CG | - | - | NA | SPONS A&B | NA | (BEAMS Note 2) The ERC for this item should be added to all other rateable items on the hereditament (except land). Therefore the total of the ERC of the other Building Items and the P&M ERC (where applicable) to enable the correct contract size adjustment to be made. ERC of Building Component + ERC of P&M = Total ERC to which contract size adjustment should be applied. The appropriate % adjustment should be made in accordance with the scale for contract size adjustment specified under section 6 of the RCG 2021 Guidance notes. The currency ERC rates are set at £4m (Four Million Pounds) @ 1st April 2019 (AVD) for the RCG 2021 Publication. | Photo 1 - Typical precast concrete coping. | - | 2 | TRUE
5968 | 30P0DP | 7391 | 30P0DP | Walls - external | Sundry items | Pre cast concrete | 305mm x 76mm | 215mm wall | Pre-cast concrete coping 205 x 76mm to 1 brick (215mm) thick wall bedded in mortar. | Location Adjustment Applicable (See Guidance Notes) - ERC = UK mean of 1.00 | (BEAMS Note 2) The ERC for this item should be added to all other rateable items on the hereditament (except land). Therefore the total of the ERC of the other Building Items and the P&M ERC (where applicable) to enable the correct contract size adjustment to be made. ERC of Building Component + ERC of P&M = Total ERC to which contract size adjustment should be applied. The appropriate % adjustment should be made in accordance with the scale for contract size adjustment specified under section 6 of the RCG 2023 Guidance notes. The currency ERC rates are set at £4m (Four Million Pounds) @ 1st April 2021 (AVD) for the RCG 2023 Publication. | - | Measure total length = m | - | - | - | - | - | - | - | 10289 |  | m | - | 3 - INDUSTRIAL | David Grace | Jim Allen | 22.296 | Option 2 | 27.6427 | 23.98% | 28 | 21.1614 | -5.089% | -23.45% | 21.1614 | -5.089% | AECOM | Mohammed Imran | VOA_GPN_GOV_UK\7254880 | 2021-10-04 | Low | - | Low | Costs provided by AECOM (industry experts) | - | - | NA | SPONS A&B | 1.58 | (BEAMS Note 2) Standard | - | - | 2 | TRUE
5969 | 30P0HZ | 6931 | 30P0HZ | Walls - external | Timber shiplap boarding | 150mm wide boards incl battens | 150mm wide boards incl battens | Excl insulation and vapour barrier | 19mm thick timber shiplap boarded cladding 150mm wide boards fixed with galvanised nails to softwood battens, including battens, excluding insulation and vapour barrier, painted. | Location Adjustment Applicable (See Guidance Notes) - ERC = UK mean of 1.00 | (BEAMS Note 2) The ERC for this item should be added to all other rateable items on the hereditament (except land). Therefore the total of the ERC of the other Building Items and the P&M ERC (where applicable) to enable the correct contract size adjustment to be made. ERC of Building Component + ERC of P&M = Total ERC to which contract size adjustment should be applied. The appropriate % adjustment should be made in accordance with the scale for contract size adjustment specified under section 6 of the RCG 2023 Guidance notes. The currency ERC rates are set at £4m (Four Million Pounds) @ 1st April 2021 (AVD) for the RCG 2023 Publication. | - | Based on wall area = m2 | - | - | - | - | - | Photo 1 - Typical shiplap cladding - painted - to gable elevation. | - | 10287 |  | M2 | - | NA | NA | NA | 31.522 | Option 2 | 46.8911 | 48.76% | 71.2873 | 62.623 | 98.66% | 33.55% | 62.623 | 98.66% | Indexed | NA | VOA_GPN_GOV_UK\7246041 | 2019-08-30 | Low | - | Medium | Risk taken from previous CG | - | - | NA | SPONS Landscaping | NA | (BEAMS Note 2) The ERC for this item should be added to all other rateable items on the hereditament (except land). Therefore the total of the ERC of the other Building Items and the P&M ERC (where applicable) to enable the correct contract size adjustment to be made. ERC of Building Component + ERC of P&M = Total ERC to which contract size adjustment should be applied. The appropriate % adjustment should be made in accordance with the scale for contract size adjustment specified under section 6 of the RCG 2021 Guidance notes. The currency ERC rates are set at £4m (Four Million Pounds) @ 1st April 2019 (AVD) for the RCG 2021 Publication. | Photo 1 - Typical shiplap cladding - painted - to gable elevation. | - | 2 | TRUE
5970 | 30P015 | 6849 | 30P015 | Walls - external | Timber shiplap boarding | Red cedar | 150mm wide boards incl battens | Excl insulation and vapour barrier | 19mm thick timber Red Cedar shiplap boarded cladding 150mm wide boards fixed with galvanised nails to softwood battens, including battens, excluding insulation and vapour barrier, painted. | Location Adjustment Applicable (See Guidance Notes) - ERC = UK mean of 1.00 | (BEAMS Note 2) The ERC for this item should be added to all other rateable items on the hereditament (except land). Therefore the total of the ERC of the other Building Items and the P&M ERC (where applicable) to enable the correct contract size adjustment to be made. ERC of Building Component + ERC of P&M = Total ERC to which contract size adjustment should be applied. The appropriate % adjustment should be made in accordance with the scale for contract size adjustment specified under section 6 of the RCG 2023 Guidance notes. The currency ERC rates are set at £4m (Four Million Pounds) @ 1st April 2021 (AVD) for the RCG 2023 Publication. | - | Based on wall area = m2 | - | - | - | - | - | - | - | 10287 |  | M2 | - | NA | NA | NA | 48.4362 | Option 2 | 72.0521 | 48.76% | 80.5283 | 70.7408 | 46.05% | -1.82% | 70.7408 | 46.05% | Indexed | NA | VOA_GPN_GOV_UK\7246041 | 2019-08-30 | Low | - | Medium | Risk taken from previous CG | - | - | NA | SPONS Landscaping | NA | (BEAMS Note 2) The ERC for this item should be added to all other rateable items on the hereditament (except land). Therefore the total of the ERC of the other Building Items and the P&M ERC (where applicable) to enable the correct contract size adjustment to be made. ERC of Building Component + ERC of P&M = Total ERC to which contract size adjustment should be applied. The appropriate % adjustment should be made in accordance with the scale for contract size adjustment specified under section 6 of the RCG 2021 Guidance notes. The currency ERC rates are set at £4m (Four Million Pounds) @ 1st April 2019 (AVD) for the RCG 2021 Publication. | - | - | 2 | TRUE
5971 | 30ZO25 | 7346 | 30ZO25 | Walls - internal | Demountable partitioning | Medium quality, vinyl faced | <= 2.4m ht inclusive of doors | - | Timber studwork partition covered with 12.5mm plasterboard each side and skim coat of plaster, painting 100mm thick. | Location Adjustment Applicable (See Guidance Notes) - ERC = UK mean of 1.00 | (BEAMS Note 2) The ERC for this item should be added to all other rateable items on the hereditament (except land). Therefore the total of the ERC of the other Building Items and the P&M ERC (where applicable) to enable the correct contract size adjustment to be made. ERC of Building Component + ERC of P&M = Total ERC to which contract size adjustment should be applied. The appropriate % adjustment should be made in accordance with the scale for contract size adjustment specified under section 6 of the RCG 2023 Guidance notes. The currency ERC rates are set at £4m (Four Million Pounds) @ 1st April 2021 (AVD) for the RCG 2023 Publication. | Includes skirting boards but excludes doors, glazed areas and windows. | Length and Height. | - | - | - | - | - | Photo 1 - Typical demountable partitioning. | - | 10290 |  | M | - | NA | NA | NA | 307.5313 | Option 2 | 381.2785 | 23.98% | 406.8262 | 307.4648 | -0.02162% | -19.36% | 307.4648 | -0.02162% | Indexed | NA | VOA_GPN_GOV_UK\7246041 | 2019-08-30 | Low | - | Medium | Risk taken from previous CG | - | - | NA | SPONS A&B | NA | (BEAMS Note 2) The ERC for this item should be added to all other rateable items on the hereditament (except land). Therefore the total of the ERC of the other Building Items and the P&M ERC (where applicable) to enable the correct contract size adjustment to be made. ERC of Building Component + ERC of P&M = Total ERC to which contract size adjustment should be applied. The appropriate % adjustment should be made in accordance with the scale for contract size adjustment specified under section 6 of the RCG 2021 Guidance notes. The currency ERC rates are set at £4m (Four Million Pounds) @ 1st April 2019 (AVD) for the RCG 2021 Publication. | Photo 1 - Typical demountable partitioning. | - | 2 | TRUE
5972 | 31500K | 3752 | 31500K | Walls - internal | Doors | Standard pair flush solid core | Inc frame ironmongery and painting | - | Standard pair, flush, solid core inc ironmongery and painting | Location Adjustment Applicable (See Guidance Notes) - ERC = UK mean of 1.00 | (BEAMS Note 2) The ERC for this item should be added to all other rateable items on the hereditament (except land). Therefore the total of the ERC of the other Building Items and the P&M ERC (where applicable) to enable the correct contract size adjustment to be made. ERC of Building Component + ERC of P&M = Total ERC to which contract size adjustment should be applied. The appropriate % adjustment should be made in accordance with the scale for contract size adjustment specified under section 6 of the RCG 2023 Guidance notes. The currency ERC rates are set at £4m (Four Million Pounds) @ 1st April 2021 (AVD) for the RCG 2023 Publication. | - | Number of doors. | - | - | - | - | - | - | - | 10290 |  | Each | - | NA | NA | NA | 754.9892 | Option 2 | 936.0387 | 23.98% | 1049.2784 | 793.0072 | 5.036% | -15.28% | 793.0072 | 5.036% | Indexed | NA | VOA_GPN_GOV_UK\7246041 | 2019-08-30 | Low | - | Medium | Risk taken from previous CG | - | - | NA | SPONS A&B | NA | (BEAMS Note 2) The ERC for this item should be added to all other rateable items on the hereditament (except land). Therefore the total of the ERC of the other Building Items and the P&M ERC (where applicable) to enable the correct contract size adjustment to be made. ERC of Building Component + ERC of P&M = Total ERC to which contract size adjustment should be applied. The appropriate % adjustment should be made in accordance with the scale for contract size adjustment specified under section 6 of the RCG 2021 Guidance notes. The currency ERC rates are set at £4m (Four Million Pounds) @ 1st April 2019 (AVD) for the RCG 2021 Publication. | - | - | 2 | TRUE
5973 | 31500G | 7442 | 31500G | Walls - internal | Doors | Standard single flush hollow core | Inc frame ironmongery and painting | - | Standard single, flush, hollow core inc ironmongery and painting | Location Adjustment Applicable (See Guidance Notes) - ERC = UK mean of 1.00 | (BEAMS Note 2) The ERC for this item should be added to all other rateable items on the hereditament (except land). Therefore the total of the ERC of the other Building Items and the P&M ERC (where applicable) to enable the correct contract size adjustment to be made. ERC of Building Component + ERC of P&M = Total ERC to which contract size adjustment should be applied. The appropriate % adjustment should be made in accordance with the scale for contract size adjustment specified under section 6 of the RCG 2023 Guidance notes. The currency ERC rates are set at £4m (Four Million Pounds) @ 1st April 2021 (AVD) for the RCG 2023 Publication. | - | Number of doors. | - | - | - | - | - | - | - | 10290 |  | Each | - | NA | NA | NA | 246.025 | Option 2 | 305.0228 | 23.98% | 384.9909 | 290.9624 | 18.27% | -4.61% | 290.9624 | 18.27% | Indexed | NA | VOA_GPN_GOV_UK\7246041 | 2019-08-30 | Low | - | Medium | Risk taken from previous CG | - | - | NA | SPONS A&B | NA | (BEAMS Note 2) The ERC for this item should be added to all other rateable items on the hereditament (except land). Therefore the total of the ERC of the other Building Items and the P&M ERC (where applicable) to enable the correct contract size adjustment to be made. ERC of Building Component + ERC of P&M = Total ERC to which contract size adjustment should be applied. The appropriate % adjustment should be made in accordance with the scale for contract size adjustment specified under section 6 of the RCG 2021 Guidance notes. The currency ERC rates are set at £4m (Four Million Pounds) @ 1st April 2019 (AVD) for the RCG 2021 Publication. | - | - | 2 | TRUE
5974 | 31500H | 7365 | 31500H | Walls - internal | Doors | Standard single flush solid core | Inc frame ironmongery and painting | - | Standard single, flush, solid core inc ironmongery and painting | Location Adjustment Applicable (See Guidance Notes) - ERC = UK mean of 1.00 | (BEAMS Note 2) The ERC for this item should be added to all other rateable items on the hereditament (except land). Therefore the total of the ERC of the other Building Items and the P&M ERC (where applicable) to enable the correct contract size adjustment to be made. ERC of Building Component + ERC of P&M = Total ERC to which contract size adjustment should be applied. The appropriate % adjustment should be made in accordance with the scale for contract size adjustment specified under section 6 of the RCG 2023 Guidance notes. The currency ERC rates are set at £4m (Four Million Pounds) @ 1st April 2021 (AVD) for the RCG 2023 Publication. | - | Number of doors. | - | - | - | - | - | - | - | 10290 |  | Each | - | NA | NA | NA | 526.6473 | Option 2 | 652.9395 | 23.98% | 534.3904 | 403.8732 | -23.31% | -38.15% | 403.8732 | -23.31% | Indexed | NA | VOA_GPN_GOV_UK\7246041 | 2019-08-30 | Low | - | Medium | Risk taken from previous CG | - | - | NA | SPONS A&B | NA | (BEAMS Note 2) The ERC for this item should be added to all other rateable items on the hereditament (except land). Therefore the total of the ERC of the other Building Items and the P&M ERC (where applicable) to enable the correct contract size adjustment to be made. ERC of Building Component + ERC of P&M = Total ERC to which contract size adjustment should be applied. The appropriate % adjustment should be made in accordance with the scale for contract size adjustment specified under section 6 of the RCG 2021 Guidance notes. The currency ERC rates are set at £4m (Four Million Pounds) @ 1st April 2019 (AVD) for the RCG 2021 Publication. | - | - | 2 | TRUE
5975 | 31500F | 7557 | 31500F | Walls - internal | Interior doors | Softwood, single leaf | Incl ironmongery and painting | - | Softwood, single leaf, inc ironmongery and painting. | Location Adjustment Applicable (See Guidance Notes) - ERC = UK mean of 1.00 | (BEAMS Note 2) The ERC for this item should be added to all other rateable items on the hereditament (except land). Therefore the total of the ERC of the other Building Items and the P&M ERC (where applicable) to enable the correct contract size adjustment to be made. ERC of Building Component + ERC of P&M = Total ERC to which contract size adjustment should be applied. The appropriate % adjustment should be made in accordance with the scale for contract size adjustment specified under section 6 of the RCG 2023 Guidance notes. The currency ERC rates are set at £4m (Four Million Pounds) @ 1st April 2021 (AVD) for the RCG 2023 Publication. | - | Number of doors. | - | - | - | - | - | - | - | 10290 |  | Each | - | NA | NA | NA | 209.1213 | Option 2 | 259.2694 | 23.98% | 359.708 | 271.8544 | 30% | 4.854% | 271.8544 | 30% | Indexed | NA | VOA_GPN_GOV_UK\7246041 | 2019-08-30 | Low | - | Medium | Risk taken from previous CG | - | - | NA | SPONS A&B | NA | (BEAMS Note 2) The ERC for this item should be added to all other rateable items on the hereditament (except land). Therefore the total of the ERC of the other Building Items and the P&M ERC (where applicable) to enable the correct contract size adjustment to be made. ERC of Building Component + ERC of P&M = Total ERC to which contract size adjustment should be applied. The appropriate % adjustment should be made in accordance with the scale for contract size adjustment specified under section 6 of the RCG 2021 Guidance notes. The currency ERC rates are set at £4m (Four Million Pounds) @ 1st April 2019 (AVD) for the RCG 2021 Publication. | - | - | 2 | TRUE
5976 | 30Z00K | 6962 | 30Z00K | Walls - internal | Metal Stud Gyproc faced | 2 hour fire protection | 100mm thick | - | Two hour partition, gyproc metal stud comprising two layers of 12.5mm fire line board both sides, painting. | Location Adjustment Applicable (See Guidance Notes) - ERC = UK mean of 1.00 | (BEAMS Note 2) The ERC for this item should be added to all other rateable items on the hereditament (except land). Therefore the total of the ERC of the other Building Items and the P&M ERC (where applicable) to enable the correct contract size adjustment to be made. ERC of Building Component + ERC of P&M = Total ERC to which contract size adjustment should be applied. The appropriate % adjustment should be made in accordance with the scale for contract size adjustment specified under section 6 of the RCG 2023 Guidance notes. The currency ERC rates are set at £4m (Four Million Pounds) @ 1st April 2021 (AVD) for the RCG 2023 Publication. | Includes skirting boards but excludes doors, glazed areas and windows. | Based on wall area = m2 | - | - | - | - | - | - | - | 10290 |  | M2 | - | NA | NA | NA | 42.2855 | Option 2 | 52.4258 | 23.98% | 48.2675 | 36.4789 | -13.73% | -30.42% | 36.4789 | -13.73% | Indexed | NA | VOA_GPN_GOV_UK\7246041 | 2019-08-30 | Low | - | Medium | Risk taken from previous CG | - | - | NA | SPONS A&B | NA | (BEAMS Note 2) The ERC for this item should be added to all other rateable items on the hereditament (except land). Therefore the total of the ERC of the other Building Items and the P&M ERC (where applicable) to enable the correct contract size adjustment to be made. ERC of Building Component + ERC of P&M = Total ERC to which contract size adjustment should be applied. The appropriate % adjustment should be made in accordance with the scale for contract size adjustment specified under section 6 of the RCG 2021 Guidance notes. The currency ERC rates are set at £4m (Four Million Pounds) @ 1st April 2019 (AVD) for the RCG 2021 Publication. | - | - | 2 | TRUE
5977 | 30Z00A | 6961 | 30Z00A | Walls - internal | Timber stud partitions | 100mm thick | 12.5mm plasterboard and skim both sides | - | Timber studwork partition covered with 12.5mm plasterboard each side and skim coat of plaster, painting 100mm thick. | Location Adjustment Applicable (See Guidance Notes) - ERC = UK mean of 1.00 | (BEAMS Note 2) The ERC for this item should be added to all other rateable items on the hereditament (except land). Therefore the total of the ERC of the other Building Items and the P&M ERC (where applicable) to enable the correct contract size adjustment to be made. ERC of Building Component + ERC of P&M = Total ERC to which contract size adjustment should be applied. The appropriate % adjustment should be made in accordance with the scale for contract size adjustment specified under section 6 of the RCG 2023 Guidance notes. The currency ERC rates are set at £4m (Four Million Pounds) @ 1st April 2021 (AVD) for the RCG 2023 Publication. | Includes skirting boards but excludes doors, glazed areas and windows. | Based on wall area = m2 | - | - | - | - | - | - | - | 10290 |  | M2 | - | NA | NA | NA | 38.4414 | Option 2 | 47.6598 | 23.98% | 65.5059 | 49.507 | 28.79% | 3.876% | 49.507 | 28.79% | Indexed | NA | VOA_GPN_GOV_UK\7246041 | 2019-08-30 | Low | - | Medium | Risk taken from previous CG | - | - | NA | SPONS A&B | NA | (BEAMS Note 2) The ERC for this item should be added to all other rateable items on the hereditament (except land). Therefore the total of the ERC of the other Building Items and the P&M ERC (where applicable) to enable the correct contract size adjustment to be made. ERC of Building Component + ERC of P&M = Total ERC to which contract size adjustment should be applied. The appropriate % adjustment should be made in accordance with the scale for contract size adjustment specified under section 6 of the RCG 2021 Guidance notes. The currency ERC rates are set at £4m (Four Million Pounds) @ 1st April 2019 (AVD) for the RCG 2021 Publication. | - | - | 2 | TRUE
5978 | 30Z00F | 8084 | 30Z00F | Walls - internal | Timber stud partitions | 150mm thick | 12.5mm plasterboard and skim both sides | - | Timber studwork partition covered with 12.5mm plasterboard each side and skim coat of plaster, painting 150mm thick. | Location Adjustment Applicable (See Guidance Notes) - ERC = UK mean of 1.00 | (BEAMS Note 2) The ERC for this item should be added to all other rateable items on the hereditament (except land). Therefore the total of the ERC of the other Building Items and the P&M ERC (where applicable) to enable the correct contract size adjustment to be made. ERC of Building Component + ERC of P&M = Total ERC to which contract size adjustment should be applied. The appropriate % adjustment should be made in accordance with the scale for contract size adjustment specified under section 6 of the RCG 2023 Guidance notes. The currency ERC rates are set at £4m (Four Million Pounds) @ 1st April 2021 (AVD) for the RCG 2023 Publication. | Includes skirting boards but excludes doors, glazed areas and windows. | Based on wall area = m2 | - | - | - | - | - | - | - | 10290 |  | M2 | - | NA | NA | NA | 39.9791 | Option 2 | 49.5662 | 23.98% | 73.5505 | 55.5868 | 39.04% | 12.15% | 55.5868 | 39.04% | Indexed | NA | VOA_GPN_GOV_UK\7246041 | 2019-08-30 | Low | - | Medium | Risk taken from previous CG | - | - | NA | SPONS A&B | NA | (BEAMS Note 2) The ERC for this item should be added to all other rateable items on the hereditament (except land). Therefore the total of the ERC of the other Building Items and the P&M ERC (where applicable) to enable the correct contract size adjustment to be made. ERC of Building Component + ERC of P&M = Total ERC to which contract size adjustment should be applied. The appropriate % adjustment should be made in accordance with the scale for contract size adjustment specified under section 6 of the RCG 2021 Guidance notes. The currency ERC rates are set at £4m (Four Million Pounds) @ 1st April 2019 (AVD) for the RCG 2021 Publication. | - | - | 2 | TRUE
5979 | 30Z02A | 6963 | 30Z02A | Walls - internal | WC cubicles | Melamine faced | Standard economical grade | - | WC Cubicles melamine faced cubicles - Standard/economical grade. | Location Adjustment Applicable (See Guidance Notes) - ERC = UK mean of 1.00 | (BEAMS Note 2) The ERC for this item should be added to all other rateable items on the hereditament (except land). Therefore the total of the ERC of the other Building Items and the P&M ERC (where applicable) to enable the correct contract size adjustment to be made. ERC of Building Component + ERC of P&M = Total ERC to which contract size adjustment should be applied. The appropriate % adjustment should be made in accordance with the scale for contract size adjustment specified under section 6 of the RCG 2023 Guidance notes. The currency ERC rates are set at £4m (Four Million Pounds) @ 1st April 2021 (AVD) for the RCG 2023 Publication. | Excludes sanitary fittings, toilet roll holders. Cost code is for standard grade. | Count and record - note quality. | - | - | - | - | - | Photo 1 - Typical basic quality cubicles. Photo 2 - High quality units. | - | 10290 |  | Each | - | NA | NA | NA | 412.0919 | Option 2 | 510.9132 | 23.98% | 521.7489 | 394.3192 | -4.313% | -22.82% | 394.3192 | -4.313% | Indexed | NA | VOA_GPN_GOV_UK\7246041 | 2019-08-30 | Low | - | Medium | Risk taken from previous CG | - | - | NA | SPONS A&B | NA | (BEAMS Note 2) The ERC for this item should be added to all other rateable items on the hereditament (except land). Therefore the total of the ERC of the other Building Items and the P&M ERC (where applicable) to enable the correct contract size adjustment to be made. ERC of Building Component + ERC of P&M = Total ERC to which contract size adjustment should be applied. The appropriate % adjustment should be made in accordance with the scale for contract size adjustment specified under section 6 of the RCG 2021 Guidance notes. The currency ERC rates are set at £4m (Four Million Pounds) @ 1st April 2019 (AVD) for the RCG 2021 Publication. | Photo 1 - Typical basic quality cubicles. Photo 2 - High quality units. | - | 2 | TRUE
5980 | 30Z02F | 3767 | 30Z02F | Walls - internal | WC cubicles | Melamine faced | High quality | - | Timber studwork partition covered with 12.5mm plasterboard each side and skim coat of plaster, painting 100mm thick. | Location Adjustment Applicable (See Guidance Notes) - ERC = UK mean of 1.00 | (BEAMS Note 2) The ERC for this item should be added to all other rateable items on the hereditament (except land). Therefore the total of the ERC of the other Building Items and the P&M ERC (where applicable) to enable the correct contract size adjustment to be made. ERC of Building Component + ERC of P&M = Total ERC to which contract size adjustment should be applied. The appropriate % adjustment should be made in accordance with the scale for contract size adjustment specified under section 6 of the RCG 2023 Guidance notes. The currency ERC rates are set at £4m (Four Million Pounds) @ 1st April 2021 (AVD) for the RCG 2023 Publication. | Excludes sanitary fittings, toilet roll holders. | Count and record. | - | - | - | - | - | Photo 1 - Typical basic quality cubicles. Photo 2 - High quality units. | - | 10290 |  | Each | - | NA | NA | NA | 476.6734 | Option 2 | 590.9817 | 23.98% | 1056.1393 | 798.1924 | 67.45% | 35.06% | 798.1924 | 67.45% | Indexed | NA | VOA_GPN_GOV_UK\7246041 | 2019-08-30 | Low | - | Medium | Risk taken from previous CG | - | - | NA | SPONS A&B | NA | (BEAMS Note 2) The ERC for this item should be added to all other rateable items on the hereditament (except land). Therefore the total of the ERC of the other Building Items and the P&M ERC (where applicable) to enable the correct contract size adjustment to be made. ERC of Building Component + ERC of P&M = Total ERC to which contract size adjustment should be applied. The appropriate % adjustment should be made in accordance with the scale for contract size adjustment specified under section 6 of the RCG 2021 Guidance notes. The currency ERC rates are set at £4m (Four Million Pounds) @ 1st April 2019 (AVD) for the RCG 2021 Publication. | Photo 1 - Typical basic quality cubicles. Photo 2 - High quality units. | - | 2 | TRUE
5981 | 30P0HP | 3698 | 30P0HP | Walls - linings | 60mm Insulation | Inc coloured lining panels | - | - | 60mm glass fibre insulation and colour coated galvanised steel inner liner panels fixed with hook bolts and washers excluding supporting rails. | Location Adjustment Applicable (See Guidance Notes) - ERC = UK mean of 1.00 | (BEAMS Note 2) The ERC for this item should be added to all other rateable items on the hereditament (except land). Therefore the total of the ERC of the other Building Items and the P&M ERC (where applicable) to enable the correct contract size adjustment to be made. ERC of Building Component + ERC of P&M = Total ERC to which contract size adjustment should be applied. The appropriate % adjustment should be made in accordance with the scale for contract size adjustment specified under section 6 of the RCG 2023 Guidance notes. The currency ERC rates are set at £4m (Four Million Pounds) @ 1st April 2021 (AVD) for the RCG 2023 Publication. | In addition to basic building shell. | Area of lining material = m2 & Age. | - | - | - | - | - | - | - | 10288 |  | M2 | - | NA | NA | NA | 16.1623 | Option 2 | 20.0381 | 23.98% | 133.3337 | 100.7689 | 523.5% | 402.9% | 100.7689 | 523.5% | Indexed | NA | VOA_GPN_GOV_UK\7246041 | 2019-08-30 | Low | - | Medium | Risk taken from previous CG | - | - | NA | SPONS A&B | NA | (BEAMS Note 2) The ERC for this item should be added to all other rateable items on the hereditament (except land). Therefore the total of the ERC of the other Building Items and the P&M ERC (where applicable) to enable the correct contract size adjustment to be made. ERC of Building Component + ERC of P&M = Total ERC to which contract size adjustment should be applied. The appropriate % adjustment should be made in accordance with the scale for contract size adjustment specified under section 6 of the RCG 2021 Guidance notes. The currency ERC rates are set at £4m (Four Million Pounds) @ 1st April 2019 (AVD) for the RCG 2021 Publication. | - | - | 2 | TRUE
5982 | 31F305 | 8536 | 31F305 | Walls - linings | Acid resistant linings | 2mm sheet membrane | With fully welded joints | - | 2mm acid resistant sheet membrane including fully welded joints. | Location Adjustment Applicable (See Guidance Notes) - ERC = UK mean of 1.00 | (BEAMS Note 2) The ERC for this item should be added to all other rateable items on the hereditament (except land). Therefore the total of the ERC of the other Building Items and the P&M ERC (where applicable) to enable the correct contract size adjustment to be made. ERC of Building Component + ERC of P&M = Total ERC to which contract size adjustment should be applied. The appropriate % adjustment should be made in accordance with the scale for contract size adjustment specified under section 6 of the RCG 2023 Guidance notes. The currency ERC rates are set at £4m (Four Million Pounds) @ 1st April 2021 (AVD) for the RCG 2023 Publication. | - | Area of lining material & Age. | - | - | - | - | - | - | - | 10288 |  | M2 | - | NA | NA | NA | 104.6701 | Option 2 | 123.2183 | 17.72% | 172.1467 | 135.3889 | 29.35% | 9.877% | 135.3889 | 29.35% | Indexed | NA | VOA_GPN_GOV_UK\7246041 | 2019-08-30 | Low | - | Medium | Risk taken from previous CG | - | - | NA | BCIS | NA | (BEAMS Note 2) The ERC for this item should be added to all other rateable items on the hereditament (except land). Therefore the total of the ERC of the other Building Items and the P&M ERC (where applicable) to enable the correct contract size adjustment to be made. ERC of Building Component + ERC of P&M = Total ERC to which contract size adjustment should be applied. The appropriate % adjustment should be made in accordance with the scale for contract size adjustment specified under section 6 of the RCG 2021 Guidance notes. The currency ERC rates are set at £4m (Four Million Pounds) @ 1st April 2019 (AVD) for the RCG 2021 Publication. | - | - | 2 | TRUE
5983 | 31F310 | 8537 | 31F310 | Walls - linings | Acid resistant linings | Glass reinforced laminate | 5mm thick, applied in 3 coats | - | 5mm glass reinforced laminate applied in three coats. | Location Adjustment Applicable (See Guidance Notes) - ERC = UK mean of 1.00 | (BEAMS Note 2) The ERC for this item should be added to all other rateable items on the hereditament (except land). Therefore the total of the ERC of the other Building Items and the P&M ERC (where applicable) to enable the correct contract size adjustment to be made. ERC of Building Component + ERC of P&M = Total ERC to which contract size adjustment should be applied. The appropriate % adjustment should be made in accordance with the scale for contract size adjustment specified under section 6 of the RCG 2023 Guidance notes. The currency ERC rates are set at £4m (Four Million Pounds) @ 1st April 2021 (AVD) for the RCG 2023 Publication. | - | Area of lining material & Age. | - | - | - | - | - | - | - | 10288 |  | M2 | - | NA | NA | NA | 115.445 | Option 2 | 135.9026 | 17.72% | 190.4602 | 149.792 | 29.75% | 10.22% | 149.792 | 29.75% | Indexed | NA | VOA_GPN_GOV_UK\7246041 | 2019-08-30 | Low | - | Medium | Risk taken from previous CG | - | - | NA | BCIS | NA | (BEAMS Note 2) The ERC for this item should be added to all other rateable items on the hereditament (except land). Therefore the total of the ERC of the other Building Items and the P&M ERC (where applicable) to enable the correct contract size adjustment to be made. ERC of Building Component + ERC of P&M = Total ERC to which contract size adjustment should be applied. The appropriate % adjustment should be made in accordance with the scale for contract size adjustment specified under section 6 of the RCG 2021 Guidance notes. The currency ERC rates are set at £4m (Four Million Pounds) @ 1st April 2019 (AVD) for the RCG 2021 Publication. | - | - | 2 | TRUE
5984 | 31F320 | 7290 | 31F320 | Walls - linings | Acid resistant linings | Glazed ceramic wall tiling | Epoxy adhesive and grout | - | Glazed ceramic wall tiling including epoxy adhesive and grout. | Location Adjustment Applicable (See Guidance Notes) - ERC = UK mean of 1.00 | (BEAMS Note 2) The ERC for this item should be added to all other rateable items on the hereditament (except land). Therefore the total of the ERC of the other Building Items and the P&M ERC (where applicable) to enable the correct contract size adjustment to be made. ERC of Building Component + ERC of P&M = Total ERC to which contract size adjustment should be applied. The appropriate % adjustment should be made in accordance with the scale for contract size adjustment specified under section 6 of the RCG 2023 Guidance notes. The currency ERC rates are set at £4m (Four Million Pounds) @ 1st April 2021 (AVD) for the RCG 2023 Publication. | - | Area of lining material & Age. | - | - | - | - | - | - | - | 10288 |  | M2 | - | NA | NA | NA | 129.2984 | Option 2 | 192.3402 | 48.76% | 207.6392 | 182.4026 | 41.07% | -5.167% | 182.4026 | 41.07% | Indexed | NA | VOA_GPN_GOV_UK\7246041 | 2019-08-30 | Low | - | Medium | Risk taken from previous CG | - | - | NA | SPONS Landscaping | NA | (BEAMS Note 2) The ERC for this item should be added to all other rateable items on the hereditament (except land). Therefore the total of the ERC of the other Building Items and the P&M ERC (where applicable) to enable the correct contract size adjustment to be made. ERC of Building Component + ERC of P&M = Total ERC to which contract size adjustment should be applied. The appropriate % adjustment should be made in accordance with the scale for contract size adjustment specified under section 6 of the RCG 2021 Guidance notes. The currency ERC rates are set at £4m (Four Million Pounds) @ 1st April 2019 (AVD) for the RCG 2021 Publication. | - | - | 2 | TRUE
5985 | 31F300 | 7883 | 31F300 | Walls - linings | Acid resistant linings | Liquid applied polyurethane | 2mm | - | 2mm thick liquid applied polyurethane membrane. | Location Adjustment Applicable (See Guidance Notes) - ERC = UK mean of 1.00 | (BEAMS Note 2) The ERC for this item should be added to all other rateable items on the hereditament (except land). Therefore the total of the ERC of the other Building Items and the P&M ERC (where applicable) to enable the correct contract size adjustment to be made. ERC of Building Component + ERC of P&M = Total ERC to which contract size adjustment should be applied. The appropriate % adjustment should be made in accordance with the scale for contract size adjustment specified under section 6 of the RCG 2023 Guidance notes. The currency ERC rates are set at £4m (Four Million Pounds) @ 1st April 2021 (AVD) for the RCG 2023 Publication. | - | Area of lining material & Age. | - | - | - | - | - | - | - | 10288 |  | M2 | - | NA | NA | NA | 57.7225 | Option 2 | 67.9513 | 17.72% | 95.2301 | 74.896 | 29.75% | 10.22% | 74.896 | 29.75% | Indexed | NA | VOA_GPN_GOV_UK\7246041 | 2019-08-30 | Low | - | Medium | Risk taken from previous CG | - | - | NA | BCIS | NA | (BEAMS Note 2) The ERC for this item should be added to all other rateable items on the hereditament (except land). Therefore the total of the ERC of the other Building Items and the P&M ERC (where applicable) to enable the correct contract size adjustment to be made. ERC of Building Component + ERC of P&M = Total ERC to which contract size adjustment should be applied. The appropriate % adjustment should be made in accordance with the scale for contract size adjustment specified under section 6 of the RCG 2021 Guidance notes. The currency ERC rates are set at £4m (Four Million Pounds) @ 1st April 2019 (AVD) for the RCG 2021 Publication. | - | - | 2 | TRUE
5986 | 30P0FA | 7402 | 30P0FA | Walls - linings | Refractory bricks | ½ brick (102mm) | Flue and pit linings to 1600°C | In fire clay cement mortar | Specialist brick to inside of kilns, chimneys and high temperature burners, flues etc. | Location Adjustment Applicable (See Guidance Notes) - ERC = UK mean of 1.00 | (BEAMS Note 2) The ERC for this item should be added to all other rateable items on the hereditament (except land). Therefore the total of the ERC of the other Building Items and the P&M ERC (where applicable) to enable the correct contract size adjustment to be made. ERC of Building Component + ERC of P&M = Total ERC to which contract size adjustment should be applied. The appropriate % adjustment should be made in accordance with the scale for contract size adjustment specified under section 6 of the RCG 2023 Guidance notes. The currency ERC rates are set at £4m (Four Million Pounds) @ 1st April 2021 (AVD) for the RCG 2023 Publication. | - | Area of lining material & Age. | - | - | - | - | - | - | - | 10288 |  | M2 | - | NA | NA | NA | 106.2094 | Option 2 | 125.0304 | 17.72% | 175.8094 | 138.2695 | 30.19% | 10.59% | 138.2695 | 30.19% | Indexed | NA | VOA_GPN_GOV_UK\7246041 | 2019-08-30 | Low | - | Medium | Risk taken from previous CG | - | - | NA | BCIS | NA | (BEAMS Note 2) The ERC for this item should be added to all other rateable items on the hereditament (except land). Therefore the total of the ERC of the other Building Items and the P&M ERC (where applicable) to enable the correct contract size adjustment to be made. ERC of Building Component + ERC of P&M = Total ERC to which contract size adjustment should be applied. The appropriate % adjustment should be made in accordance with the scale for contract size adjustment specified under section 6 of the RCG 2021 Guidance notes. The currency ERC rates are set at £4m (Four Million Pounds) @ 1st April 2019 (AVD) for the RCG 2021 Publication. | - | - | 2 | TRUE
5987 | 30P0F2 | 7399 | 30P0F2 | Walls - linings | Refractory bricks | ½ brick (102mm) - Grade quality 30 | Lightweight insulated blocks | Flue and pit linings to1600°C | Specialist brick to inside of kilns, chimneys and high temperature burners, flues etc. | Location Adjustment Applicable (See Guidance Notes) - ERC = UK mean of 1.00 | (BEAMS Note 2) The ERC for this item should be added to all other rateable items on the hereditament (except land). Therefore the total of the ERC of the other Building Items and the P&M ERC (where applicable) to enable the correct contract size adjustment to be made. ERC of Building Component + ERC of P&M = Total ERC to which contract size adjustment should be applied. The appropriate % adjustment should be made in accordance with the scale for contract size adjustment specified under section 6 of the RCG 2023 Guidance notes. The currency ERC rates are set at £4m (Four Million Pounds) @ 1st April 2021 (AVD) for the RCG 2023 Publication. | - | Area of lining material & Age. | - | - | - | - | - | - | - | 10288 |  | M2 | - | NA | NA | NA | 164.7015 | Option 2 | 193.8877 | 17.72% | 272.2604 | 214.1257 | 30.01% | 10.44% | 214.1257 | 30.01% | Indexed | NA | VOA_GPN_GOV_UK\7246041 | 2019-08-30 | Low | - | Medium | Risk taken from previous CG | - | - | NA | BCIS | NA | (BEAMS Note 2) The ERC for this item should be added to all other rateable items on the hereditament (except land). Therefore the total of the ERC of the other Building Items and the P&M ERC (where applicable) to enable the correct contract size adjustment to be made. ERC of Building Component + ERC of P&M = Total ERC to which contract size adjustment should be applied. The appropriate % adjustment should be made in accordance with the scale for contract size adjustment specified under section 6 of the RCG 2021 Guidance notes. The currency ERC rates are set at £4m (Four Million Pounds) @ 1st April 2019 (AVD) for the RCG 2021 Publication. | - | - | 2 | TRUE
5988 | 30P0F1 | 3761 | 30P0F1 | Walls - linings | Refractory bricks | 1 brick (230mm) | Flue and pit linings to1600°C | In fire clay cement mortar | Specialist brick to inside of kilns, chimneys and high temperature burners, flues etc. | Location Adjustment Applicable (See Guidance Notes) - ERC = UK mean of 1.00 | (BEAMS Note 2) The ERC for this item should be added to all other rateable items on the hereditament (except land). Therefore the total of the ERC of the other Building Items and the P&M ERC (where applicable) to enable the correct contract size adjustment to be made. ERC of Building Component + ERC of P&M = Total ERC to which contract size adjustment should be applied. The appropriate % adjustment should be made in accordance with the scale for contract size adjustment specified under section 6 of the RCG 2023 Guidance notes. The currency ERC rates are set at £4m (Four Million Pounds) @ 1st April 2021 (AVD) for the RCG 2023 Publication. | - | Area of lining material & Age. | - | - | - | - | - | - | - | 10288 |  | M2 | - | NA | NA | NA | 203.9528 | Option 2 | 240.0945 | 17.72% | 336.968 | 265.0166 | 29.94% | 10.38% | 265.0166 | 29.94% | Indexed | NA | VOA_GPN_GOV_UK\7246041 | 2019-08-30 | Low | - | Medium | Risk taken from previous CG | - | - | NA | BCIS | NA | (BEAMS Note 2) The ERC for this item should be added to all other rateable items on the hereditament (except land). Therefore the total of the ERC of the other Building Items and the P&M ERC (where applicable) to enable the correct contract size adjustment to be made. ERC of Building Component + ERC of P&M = Total ERC to which contract size adjustment should be applied. The appropriate % adjustment should be made in accordance with the scale for contract size adjustment specified under section 6 of the RCG 2021 Guidance notes. The currency ERC rates are set at £4m (Four Million Pounds) @ 1st April 2019 (AVD) for the RCG 2021 Publication. | - | - | 2 | TRUE
5989 | 30P0F3 | 7400 | 30P0F3 | Walls - linings | Refractory bricks | 1 brick (230mm) - Grade quality 30 | Lightweight insulated blocks | Flue and pit linings to1600°C | Specialist brick to inside of kilns, chimneys and high temperature burners, flues etc. | Location Adjustment Applicable (See Guidance Notes) - ERC = UK mean of 1.00 | (BEAMS Note 2) The ERC for this item should be added to all other rateable items on the hereditament (except land). Therefore the total of the ERC of the other Building Items and the P&M ERC (where applicable) to enable the correct contract size adjustment to be made. ERC of Building Component + ERC of P&M = Total ERC to which contract size adjustment should be applied. The appropriate % adjustment should be made in accordance with the scale for contract size adjustment specified under section 6 of the RCG 2023 Guidance notes. The currency ERC rates are set at £4m (Four Million Pounds) @ 1st April 2021 (AVD) for the RCG 2023 Publication. | - | Area of lining material & Age. | - | - | - | - | - | - | - | 10288 |  | M2 | - | NA | NA | NA | 315.5496 | Option 2 | 371.467 | 17.72% | 520.1027 | 409.0474 | 29.63% | 10.12% | 409.0474 | 29.63% | Indexed | NA | VOA_GPN_GOV_UK\7246041 | 2019-08-30 | Low | - | Medium | Risk taken from previous CG | - | - | NA | BCIS | NA | (BEAMS Note 2) The ERC for this item should be added to all other rateable items on the hereditament (except land). Therefore the total of the ERC of the other Building Items and the P&M ERC (where applicable) to enable the correct contract size adjustment to be made. ERC of Building Component + ERC of P&M = Total ERC to which contract size adjustment should be applied. The appropriate % adjustment should be made in accordance with the scale for contract size adjustment specified under section 6 of the RCG 2021 Guidance notes. The currency ERC rates are set at £4m (Four Million Pounds) @ 1st April 2019 (AVD) for the RCG 2021 Publication. | - | - | 2 | TRUE
5990 | 41U20A | 5027 | 41U20A | Warehouses | Light - uninsulated | Sheet metal cladding | <= 100m² | Eaves ht - 3.0m | Warehouse - Light steel Frame - Un-insulated Building Construction: Foundations: Concrete pad and strip foundations with 250mm mesh reinforced concrete slab Frame: Light steel frame Upper Floors: None Roof: Single skin profiled protected metal, fixed to steel purlins with plastic headed screws, translucent sheet glazing: rainwater gutters, down pipes and drainage. External Walls Single skin profiled protected metal cladding, fixed to horizontal steel rails with plastic headed screws, translucent sheet glazing; access door goods/personnel. May have 100mm brickwork/blockwork infill to 1.0m; Windows and Doors: Single glazed windows in metal frames. Steel doors set within metal frames. Internal Walls: Block walls to toilets Internal Finishes: None- Paint to toilets Building Services: Electric light and power, water laid on, toilets, unheated. Accommodation: Single storey un-insulated warehouse building | Location Adjustment Applicable (See Guidance Notes) - ERC = UK mean of 1.00 | (BEAMS Note 2) The ERC for this item should be added to all other rateable items on the hereditament (except land). Therefore the total of the ERC of the other Building Items and the P&M ERC (where applicable) to enable the correct contract size adjustment to be made. ERC of Building Component + ERC of P&M = Total ERC to which contract size adjustment should be applied. The appropriate % adjustment should be made in accordance with the scale for contract size adjustment specified under section 6 of the RCG 2023 Guidance notes. The currency ERC rates are set at £4m (Four Million Pounds) @ 1st April 2021 (AVD) for the RCG 2023 Publication. | Costs exclude external works and piling | Measure to GIA Height to eaves | - | - | CCTV, Security fencing, standby generators, compressors , fire protection | - | - | Photo 1- Typical light warehouse-2500m2 | - | 10320 |  | M2 | - | NA | NA | NA | 310.1621 | Option 1 | 384.5403 | 23.98% | 0 | 0 | -100% | -100% | 0 | -100% | Redirected | NA | VOA_GPN_GOV_UK\7246041 | 2019-08-30 | Low | - | - | Risk taken from previous CG | - | - | NA | SPONS A&B | NA | (BEAMS Note 2) The ERC for this item should be added to all other rateable items on the hereditament (except land). Therefore the total of the ERC of the other Building Items and the P&M ERC (where applicable) to enable the correct contract size adjustment to be made. ERC of Building Component + ERC of P&M = Total ERC to which contract size adjustment should be applied. The appropriate % adjustment should be made in accordance with the scale for contract size adjustment specified under section 6 of the RCG 2021 Guidance notes. The currency ERC rates are set at £4m (Four Million Pounds) @ 1st April 2019 (AVD) for the RCG 2021 Publication. | Photo 1- Typical light warehouse-2500m2 | - | 2 | TRUE
5991 | 41U20C | 4837 | 41U20C | Warehouses | Light - uninsulated | Sheet metal cladding | <= 100m² | Eaves ht - 3.5m | Warehouse - Light steel Frame - Un-insulated Building Construction: Foundations: Concrete pad and strip foundations with 250mm mesh reinforced concrete slab Frame: Light steel frame Upper Floors: None Roof: Single skin profiled protected metal, fixed to steel purlins with plastic headed screws, translucent sheet glazing: rainwater gutters, down pipes and drainage. External Walls Single skin profiled protected metal cladding, fixed to horizontal steel rails with plastic headed screws, translucent sheet glazing; access door goods/personnel. May have 100mm brickwork/blockwork infill to 1.0m; Windows and Doors: Single glazed windows in metal frames. Steel doors set within metal frames. Internal Walls: Block walls to toilets Internal Finishes: None- Paint to toilets Building Services: Electric light and power, water laid on, toilets, unheated. Accommodation: Single storey un-insulated warehouse building | Location Adjustment Applicable (See Guidance Notes) - ERC = UK mean of 1.00 | (BEAMS Note 2) The ERC for this item should be added to all other rateable items on the hereditament (except land). Therefore the total of the ERC of the other Building Items and the P&M ERC (where applicable) to enable the correct contract size adjustment to be made. ERC of Building Component + ERC of P&M = Total ERC to which contract size adjustment should be applied. The appropriate % adjustment should be made in accordance with the scale for contract size adjustment specified under section 6 of the RCG 2023 Guidance notes. The currency ERC rates are set at £4m (Four Million Pounds) @ 1st April 2021 (AVD) for the RCG 2023 Publication. | Costs exclude external works and piling | Measure to GIA Height to eaves | - | - | CCTV, Security fencing, standby generators, compressors , fire protection | - | - | Photo 1- Typical light warehouse-2500m2 | - | 10320 |  | M2 | - | NA | NA | NA | 316.3192 | Option 1 | 392.1739 | 23.98% | 0 | 0 | -100% | -100% | 0 | -100% | Redirected | NA | VOA_GPN_GOV_UK\7246041 | 2019-08-30 | Low | - | - | Risk taken from previous CG | - | - | NA | SPONS A&B | NA | (BEAMS Note 2) The ERC for this item should be added to all other rateable items on the hereditament (except land). Therefore the total of the ERC of the other Building Items and the P&M ERC (where applicable) to enable the correct contract size adjustment to be made. ERC of Building Component + ERC of P&M = Total ERC to which contract size adjustment should be applied. The appropriate % adjustment should be made in accordance with the scale for contract size adjustment specified under section 6 of the RCG 2021 Guidance notes. The currency ERC rates are set at £4m (Four Million Pounds) @ 1st April 2019 (AVD) for the RCG 2021 Publication. | Photo 1- Typical light warehouse-2500m2 | - | 2 | TRUE
5992 | 41U20E | 4838 | 41U20E | Warehouses | Light - uninsulated | Sheet metal cladding | <= 100m² | Eaves ht - 4.0m | Warehouse - Light steel Frame - Un-insulated Building Construction: Foundations: Concrete pad and strip foundations with 250mm mesh reinforced concrete slab Frame: Light steel frame Upper Floors: None Roof: Single skin profiled protected metal, fixed to steel purlins with plastic headed screws, translucent sheet glazing: rainwater gutters, down pipes and drainage. External Walls Single skin profiled protected metal cladding, fixed to horizontal steel rails with plastic headed screws, translucent sheet glazing; access door goods/personnel. May have 100mm brickwork/blockwork infill to 1.0m; Windows and Doors: Single glazed windows in metal frames. Steel doors set within metal frames. Internal Walls: Block walls to toilets Internal Finishes: None- Paint to toilets Building Services: Electric light and power, water laid on, toilets, unheated. Accommodation: Single storey un-insulated warehouse building | Location Adjustment Applicable (See Guidance Notes) - ERC = UK mean of 1.00 | (BEAMS Note 2) The ERC for this item should be added to all other rateable items on the hereditament (except land). Therefore the total of the ERC of the other Building Items and the P&M ERC (where applicable) to enable the correct contract size adjustment to be made. ERC of Building Component + ERC of P&M = Total ERC to which contract size adjustment should be applied. The appropriate % adjustment should be made in accordance with the scale for contract size adjustment specified under section 6 of the RCG 2023 Guidance notes. The currency ERC rates are set at £4m (Four Million Pounds) @ 1st April 2021 (AVD) for the RCG 2023 Publication. | Costs exclude external works and piling | Measure to GIA Height to eaves | - | - | CCTV, Security fencing, standby generators, compressors , fire protection | - | - | Photo 1- Typical light warehouse-2500m2 | - | 10320 |  | M2 | - | NA | NA | NA | 322.4763 | Option 1 | 399.8074 | 23.98% | 0 | 0 | -100% | -100% | 0 | -100% | Redirected | NA | VOA_GPN_GOV_UK\7246041 | 2019-08-30 | Low | - | - | Risk taken from previous CG | - | - | NA | SPONS A&B | NA | (BEAMS Note 2) The ERC for this item should be added to all other rateable items on the hereditament (except land). Therefore the total of the ERC of the other Building Items and the P&M ERC (where applicable) to enable the correct contract size adjustment to be made. ERC of Building Component + ERC of P&M = Total ERC to which contract size adjustment should be applied. The appropriate % adjustment should be made in accordance with the scale for contract size adjustment specified under section 6 of the RCG 2021 Guidance notes. The currency ERC rates are set at £4m (Four Million Pounds) @ 1st April 2019 (AVD) for the RCG 2021 Publication. | Photo 1- Typical light warehouse-2500m2 | - | 2 | TRUE
5993 | 41U20G | 4839 | 41U20G | Warehouses | Light - uninsulated | Sheet metal cladding | <= 100m² | Eaves ht - 4.5m | Warehouse - Light steel Frame - Un-insulated Building Construction: Foundations: Concrete pad and strip foundations with 250mm mesh reinforced concrete slab Frame: Light steel frame Upper Floors: None Roof: Single skin profiled protected metal, fixed to steel purlins with plastic headed screws, translucent sheet glazing: rainwater gutters, down pipes and drainage. External Walls Single skin profiled protected metal cladding, fixed to horizontal steel rails with plastic headed screws, translucent sheet glazing; access door goods/personnel. May have 100mm brickwork/blockwork infill to 1.0m; Windows and Doors: Single glazed windows in metal frames. Steel doors set within metal frames. Internal Walls: Block walls to toilets Internal Finishes: None- Paint to toilets Building Services: Electric light and power, water laid on, toilets, unheated. Accommodation: Single storey un-insulated warehouse building | Location Adjustment Applicable (See Guidance Notes) - ERC = UK mean of 1.00 | (BEAMS Note 2) The ERC for this item should be added to all other rateable items on the hereditament (except land). Therefore the total of the ERC of the other Building Items and the P&M ERC (where applicable) to enable the correct contract size adjustment to be made. ERC of Building Component + ERC of P&M = Total ERC to which contract size adjustment should be applied. The appropriate % adjustment should be made in accordance with the scale for contract size adjustment specified under section 6 of the RCG 2023 Guidance notes. The currency ERC rates are set at £4m (Four Million Pounds) @ 1st April 2021 (AVD) for the RCG 2023 Publication. | Costs exclude external works and piling | Measure to GIA Height to eaves | - | - | CCTV, Security fencing, standby generators, compressors , fire protection | - | - | Photo 1- Typical light warehouse-2500m2 | - | 10320 |  | M2 | - | NA | NA | NA | 328.6333 | Option 1 | 407.441 | 23.98% | 0 | 0 | -100% | -100% | 0 | -100% | Redirected | NA | VOA_GPN_GOV_UK\7246041 | 2019-08-30 | Low | - | - | Risk taken from previous CG | - | - | NA | SPONS A&B | NA | (BEAMS Note 2) The ERC for this item should be added to all other rateable items on the hereditament (except land). Therefore the total of the ERC of the other Building Items and the P&M ERC (where applicable) to enable the correct contract size adjustment to be made. ERC of Building Component + ERC of P&M = Total ERC to which contract size adjustment should be applied. The appropriate % adjustment should be made in accordance with the scale for contract size adjustment specified under section 6 of the RCG 2021 Guidance notes. The currency ERC rates are set at £4m (Four Million Pounds) @ 1st April 2019 (AVD) for the RCG 2021 Publication. | Photo 1- Typical light warehouse-2500m2 | - | 2 | TRUE
5994 | 41U20I | 4841 | 41U20I | Warehouses | Light - uninsulated | Sheet metal cladding | <= 100m² | Eaves ht - 5.0m | Warehouse - Light steel Frame - Un-insulated Building Construction: Foundations: Concrete pad and strip foundations with 250mm mesh reinforced concrete slab Frame: Light steel frame Upper Floors: None Roof: Single skin profiled protected metal, fixed to steel purlins with plastic headed screws, translucent sheet glazing: rainwater gutters, down pipes and drainage. External Walls Single skin profiled protected metal cladding, fixed to horizontal steel rails with plastic headed screws, translucent sheet glazing; access door goods/personnel. May have 100mm brickwork/blockwork infill to 1.0m; Windows and Doors: Single glazed windows in metal frames. Steel doors set within metal frames. Internal Walls: Block walls to toilets Internal Finishes: None- Paint to toilets Building Services: Electric light and power, water laid on, toilets, unheated. Accommodation: Single storey un-insulated warehouse building | Location Adjustment Applicable (See Guidance Notes) - ERC = UK mean of 1.00 | (BEAMS Note 2) The ERC for this item should be added to all other rateable items on the hereditament (except land). Therefore the total of the ERC of the other Building Items and the P&M ERC (where applicable) to enable the correct contract size adjustment to be made. ERC of Building Component + ERC of P&M = Total ERC to which contract size adjustment should be applied. The appropriate % adjustment should be made in accordance with the scale for contract size adjustment specified under section 6 of the RCG 2023 Guidance notes. The currency ERC rates are set at £4m (Four Million Pounds) @ 1st April 2021 (AVD) for the RCG 2023 Publication. | Costs exclude external works and piling | Measure to GIA Height to eaves | - | - | CCTV, Security fencing, standby generators, compressors , fire protection | - | - | Photo 1- Typical light warehouse-2500m2 | - | 10320 |  | M2 | - | NA | NA | NA | 334.7904 | Option 1 | 415.0745 | 23.98% | 0 | 0 | -100% | -100% | 0 | -100% | Redirected | NA | VOA_GPN_GOV_UK\7246041 | 2019-08-30 | Low | - | - | Risk taken from previous CG | - | - | NA | SPONS A&B | NA | (BEAMS Note 2) The ERC for this item should be added to all other rateable items on the hereditament (except land). Therefore the total of the ERC of the other Building Items and the P&M ERC (where applicable) to enable the correct contract size adjustment to be made. ERC of Building Component + ERC of P&M = Total ERC to which contract size adjustment should be applied. The appropriate % adjustment should be made in accordance with the scale for contract size adjustment specified under section 6 of the RCG 2021 Guidance notes. The currency ERC rates are set at £4m (Four Million Pounds) @ 1st April 2019 (AVD) for the RCG 2021 Publication. | Photo 1- Typical light warehouse-2500m2 | - | 2 | TRUE
5995 | 41U20K | 4842 | 41U20K | Warehouses | Light - uninsulated | Sheet metal cladding | <= 100m² | Eaves ht - 5.5m | Warehouse - Light steel Frame - Un-insulated Building Construction: Foundations: Concrete pad and strip foundations with 250mm mesh reinforced concrete slab Frame: Light steel frame Upper Floors: None Roof: Single skin profiled protected metal, fixed to steel purlins with plastic headed screws, translucent sheet glazing: rainwater gutters, down pipes and drainage. External Walls Single skin profiled protected metal cladding, fixed to horizontal steel rails with plastic headed screws, translucent sheet glazing; access door goods/personnel. May have 100mm brickwork/blockwork infill to 1.0m; Windows and Doors: Single glazed windows in metal frames. Steel doors set within metal frames. Internal Walls: Block walls to toilets Internal Finishes: None- Paint to toilets Building Services: Electric light and power, water laid on, toilets, unheated. Accommodation: Single storey un-insulated warehouse building | Location Adjustment Applicable (See Guidance Notes) - ERC = UK mean of 1.00 | (BEAMS Note 2) The ERC for this item should be added to all other rateable items on the hereditament (except land). Therefore the total of the ERC of the other Building Items and the P&M ERC (where applicable) to enable the correct contract size adjustment to be made. ERC of Building Component + ERC of P&M = Total ERC to which contract size adjustment should be applied. The appropriate % adjustment should be made in accordance with the scale for contract size adjustment specified under section 6 of the RCG 2023 Guidance notes. The currency ERC rates are set at £4m (Four Million Pounds) @ 1st April 2021 (AVD) for the RCG 2023 Publication. | Costs exclude external works and piling | Measure to GIA Height to eaves | - | - | CCTV, Security fencing, standby generators, compressors , fire protection | - | - | Photo 1- Typical light warehouse-2500m2 | - | 10320 |  | M2 | - | NA | NA | NA | 370.9632 | Option 1 | 459.9216 | 23.98% | 0 | 0 | -100% | -100% | 0 | -100% | Redirected | NA | VOA_GPN_GOV_UK\7246041 | 2019-08-30 | Low | - | - | Risk taken from previous CG | - | - | NA | SPONS A&B | NA | (BEAMS Note 2) The ERC for this item should be added to all other rateable items on the hereditament (except land). Therefore the total of the ERC of the other Building Items and the P&M ERC (where applicable) to enable the correct contract size adjustment to be made. ERC of Building Component + ERC of P&M = Total ERC to which contract size adjustment should be applied. The appropriate % adjustment should be made in accordance with the scale for contract size adjustment specified under section 6 of the RCG 2021 Guidance notes. The currency ERC rates are set at £4m (Four Million Pounds) @ 1st April 2019 (AVD) for the RCG 2021 Publication. | Photo 1- Typical light warehouse-2500m2 | - | 2 | TRUE
5996 | 41U20M | 4843 | 41U20M | Warehouses | Light - uninsulated | Sheet metal cladding | <= 100m² | Eaves ht - 6.0m | Warehouse - Light steel Frame - Un-insulated Building Construction: Foundations: Concrete pad and strip foundations with 250mm mesh reinforced concrete slab Frame: Light steel frame Upper Floors: None Roof: Single skin profiled protected metal, fixed to steel purlins with plastic headed screws, translucent sheet glazing: rainwater gutters, down pipes and drainage. External Walls Single skin profiled protected metal cladding, fixed to horizontal steel rails with plastic headed screws, translucent sheet glazing; access door goods/personnel. May have 100mm brickwork/blockwork infill to 1.0m; Windows and Doors: Single glazed windows in metal frames. Steel doors set within metal frames. Internal Walls: Block walls to toilets Internal Finishes: None- Paint to toilets Building Services: Electric light and power, water laid on, toilets, unheated. Accommodation: Single storey un-insulated warehouse building | Location Adjustment Applicable (See Guidance Notes) - ERC = UK mean of 1.00 | (BEAMS Note 2) The ERC for this item should be added to all other rateable items on the hereditament (except land). Therefore the total of the ERC of the other Building Items and the P&M ERC (where applicable) to enable the correct contract size adjustment to be made. ERC of Building Component + ERC of P&M = Total ERC to which contract size adjustment should be applied. The appropriate % adjustment should be made in accordance with the scale for contract size adjustment specified under section 6 of the RCG 2023 Guidance notes. The currency ERC rates are set at £4m (Four Million Pounds) @ 1st April 2021 (AVD) for the RCG 2023 Publication. | Costs exclude external works and piling | Measure to GIA Height to eaves | - | - | CCTV, Security fencing, standby generators, compressors , fire protection | - | - | Photo 1- Typical light warehouse-2500m2 | - | 10320 |  | M2 | - | NA | NA | NA | 378.6595 | Option 1 | 469.4636 | 23.98% | 0 | 0 | -100% | -100% | 0 | -100% | Redirected | NA | VOA_GPN_GOV_UK\7246041 | 2019-08-30 | Low | - | - | Risk taken from previous CG | - | - | NA | SPONS A&B | NA | (BEAMS Note 2) The ERC for this item should be added to all other rateable items on the hereditament (except land). Therefore the total of the ERC of the other Building Items and the P&M ERC (where applicable) to enable the correct contract size adjustment to be made. ERC of Building Component + ERC of P&M = Total ERC to which contract size adjustment should be applied. The appropriate % adjustment should be made in accordance with the scale for contract size adjustment specified under section 6 of the RCG 2021 Guidance notes. The currency ERC rates are set at £4m (Four Million Pounds) @ 1st April 2019 (AVD) for the RCG 2021 Publication. | Photo 1- Typical light warehouse-2500m2 | - | 2 | TRUE
5997 | 41U20P | 4844 | 41U20P | Warehouses | Light - uninsulated | Sheet metal cladding | <= 100m² | Eaves ht - 6.5m | Warehouse - Light steel Frame - Un-insulated Building Construction: Foundations: Concrete pad and strip foundations with 250mm mesh reinforced concrete slab Frame: Light steel frame Upper Floors: None Roof: Single skin profiled protected metal, fixed to steel purlins with plastic headed screws, translucent sheet glazing: rainwater gutters, down pipes and drainage. External Walls Single skin profiled protected metal cladding, fixed to horizontal steel rails with plastic headed screws, translucent sheet glazing; access door goods/personnel. May have 100mm brickwork/blockwork infill to 1.0m; Windows and Doors: Single glazed windows in metal frames. Steel doors set within metal frames. Internal Walls: Block walls to toilets Internal Finishes: None- Paint to toilets Building Services: Electric light and power, water laid on, toilets, unheated. Accommodation: Single storey un-insulated warehouse building | Location Adjustment Applicable (See Guidance Notes) - ERC = UK mean of 1.00 | (BEAMS Note 2) The ERC for this item should be added to all other rateable items on the hereditament (except land). Therefore the total of the ERC of the other Building Items and the P&M ERC (where applicable) to enable the correct contract size adjustment to be made. ERC of Building Component + ERC of P&M = Total ERC to which contract size adjustment should be applied. The appropriate % adjustment should be made in accordance with the scale for contract size adjustment specified under section 6 of the RCG 2023 Guidance notes. The currency ERC rates are set at £4m (Four Million Pounds) @ 1st April 2021 (AVD) for the RCG 2023 Publication. | Costs exclude external works and piling | Measure to GIA Height to eaves | - | - | CCTV, Security fencing, standby generators, compressors , fire protection | - | - | Photo 1- Typical light warehouse-2500m2 | - | 10320 |  | M2 | - | NA | NA | NA | 387.1255 | Option 1 | 479.9597 | 23.98% | 0 | 0 | -100% | -100% | 0 | -100% | Redirected | NA | VOA_GPN_GOV_UK\7246041 | 2019-08-30 | Low | - | - | Risk taken from previous CG | - | - | NA | SPONS A&B | NA | (BEAMS Note 2) The ERC for this item should be added to all other rateable items on the hereditament (except land). Therefore the total of the ERC of the other Building Items and the P&M ERC (where applicable) to enable the correct contract size adjustment to be made. ERC of Building Component + ERC of P&M = Total ERC to which contract size adjustment should be applied. The appropriate % adjustment should be made in accordance with the scale for contract size adjustment specified under section 6 of the RCG 2021 Guidance notes. The currency ERC rates are set at £4m (Four Million Pounds) @ 1st April 2019 (AVD) for the RCG 2021 Publication. | Photo 1- Typical light warehouse-2500m2 | - | 2 | TRUE
5998 | 41U20R | 4845 | 41U20R | Warehouses | Light - uninsulated | Sheet metal cladding | <= 100m² | Eaves ht - 7.0m | Warehouse - Light steel Frame - Un-insulated Building Construction: Foundations: Concrete pad and strip foundations with 250mm mesh reinforced concrete slab Frame: Light steel frame Upper Floors: None Roof: Single skin profiled protected metal, fixed to steel purlins with plastic headed screws, translucent sheet glazing: rainwater gutters, down pipes and drainage. External Walls Single skin profiled protected metal cladding, fixed to horizontal steel rails with plastic headed screws, translucent sheet glazing; access door goods/personnel. May have 100mm brickwork/blockwork infill to 1.0m; Windows and Doors: Single glazed windows in metal frames. Steel doors set within metal frames. Internal Walls: Block walls to toilets Internal Finishes: None- Paint to toilets Building Services: Electric light and power, water laid on, toilets, unheated. Accommodation: Single storey un-insulated warehouse building | Location Adjustment Applicable (See Guidance Notes) - ERC = UK mean of 1.00 | (BEAMS Note 2) The ERC for this item should be added to all other rateable items on the hereditament (except land). Therefore the total of the ERC of the other Building Items and the P&M ERC (where applicable) to enable the correct contract size adjustment to be made. ERC of Building Component + ERC of P&M = Total ERC to which contract size adjustment should be applied. The appropriate % adjustment should be made in accordance with the scale for contract size adjustment specified under section 6 of the RCG 2023 Guidance notes. The currency ERC rates are set at £4m (Four Million Pounds) @ 1st April 2021 (AVD) for the RCG 2023 Publication. | Costs exclude external works and piling | Measure to GIA Height to eaves | - | - | CCTV, Security fencing, standby generators, compressors , fire protection | - | - | Photo 1- Typical light warehouse-2500m2 | - | 10320 |  | M2 | - | NA | NA | NA | 395.5914 | Option 1 | 490.4559 | 23.98% | 0 | 0 | -100% | -100% | 0 | -100% | Redirected | NA | VOA_GPN_GOV_UK\7246041 | 2019-08-30 | Low | - | - | Risk taken from previous CG | - | - | NA | SPONS A&B | NA | (BEAMS Note 2) The ERC for this item should be added to all other rateable items on the hereditament (except land). Therefore the total of the ERC of the other Building Items and the P&M ERC (where applicable) to enable the correct contract size adjustment to be made. ERC of Building Component + ERC of P&M = Total ERC to which contract size adjustment should be applied. The appropriate % adjustment should be made in accordance with the scale for contract size adjustment specified under section 6 of the RCG 2021 Guidance notes. The currency ERC rates are set at £4m (Four Million Pounds) @ 1st April 2019 (AVD) for the RCG 2021 Publication. | Photo 1- Typical light warehouse-2500m2 | - | 2 | TRUE
5999 | 41U20T | 4846 | 41U20T | Warehouses | Light - uninsulated | Sheet metal cladding | <= 100m² | Eaves ht - 7.5m | Warehouse - Light steel Frame - Un-insulated Building Construction: Foundations: Concrete pad and strip foundations with 250mm mesh reinforced concrete slab Frame: Light steel frame Upper Floors: None Roof: Single skin profiled protected metal, fixed to steel purlins with plastic headed screws, translucent sheet glazing: rainwater gutters, down pipes and drainage. External Walls Single skin profiled protected metal cladding, fixed to horizontal steel rails with plastic headed screws, translucent sheet glazing; access door goods/personnel. May have 100mm brickwork/blockwork infill to 1.0m; Windows and Doors: Single glazed windows in metal frames. Steel doors set within metal frames. Internal Walls: Block walls to toilets Internal Finishes: None- Paint to toilets Building Services: Electric light and power, water laid on, toilets, unheated. Accommodation: Single storey un-insulated warehouse building | Location Adjustment Applicable (See Guidance Notes) - ERC = UK mean of 1.00 | (BEAMS Note 2) The ERC for this item should be added to all other rateable items on the hereditament (except land). Therefore the total of the ERC of the other Building Items and the P&M ERC (where applicable) to enable the correct contract size adjustment to be made. ERC of Building Component + ERC of P&M = Total ERC to which contract size adjustment should be applied. The appropriate % adjustment should be made in accordance with the scale for contract size adjustment specified under section 6 of the RCG 2023 Guidance notes. The currency ERC rates are set at £4m (Four Million Pounds) @ 1st April 2021 (AVD) for the RCG 2023 Publication. | Costs exclude external works and piling | Measure to GIA Height to eaves | - | - | CCTV, Security fencing, standby generators, compressors , fire protection | - | - | Photo 1- Typical light warehouse-2500m2 | - | 10320 |  | M2 | - | NA | NA | NA | 403.2878 | Option 1 | 499.9978 | 23.98% | 0 | 0 | -100% | -100% | 0 | -100% | Redirected | NA | VOA_GPN_GOV_UK\7246041 | 2019-08-30 | Low | - | - | Risk taken from previous CG | - | - | NA | SPONS A&B | NA | (BEAMS Note 2) The ERC for this item should be added to all other rateable items on the hereditament (except land). Therefore the total of the ERC of the other Building Items and the P&M ERC (where applicable) to enable the correct contract size adjustment to be made. ERC of Building Component + ERC of P&M = Total ERC to which contract size adjustment should be applied. The appropriate % adjustment should be made in accordance with the scale for contract size adjustment specified under section 6 of the RCG 2021 Guidance notes. The currency ERC rates are set at £4m (Four Million Pounds) @ 1st April 2019 (AVD) for the RCG 2021 Publication. | Photo 1- Typical light warehouse-2500m2 | - | 2 | TRUE
6000 | 41U21A | 4847 | 41U21A | Warehouses | Light - uninsulated | Sheet metal cladding | <= 100m² | Eaves ht - 8.0m | Warehouse - Light steel Frame - Un-insulated Building Construction: Foundations: Concrete pad and strip foundations with 250mm mesh reinforced concrete slab Frame: Light steel frame Upper Floors: None Roof: Single skin profiled protected metal, fixed to steel purlins with plastic headed screws, translucent sheet glazing: rainwater gutters, down pipes and drainage. External Walls Single skin profiled protected metal cladding, fixed to horizontal steel rails with plastic headed screws, translucent sheet glazing; access door goods/personnel. May have 100mm brickwork/blockwork infill to 1.0m; Windows and Doors: Single glazed windows in metal frames. Steel doors set within metal frames. Internal Walls: Block walls to toilets Internal Finishes: None- Paint to toilets Building Services: Electric light and power, water laid on, toilets, unheated. Accommodation: Single storey un-insulated warehouse building | Location Adjustment Applicable (See Guidance Notes) - ERC = UK mean of 1.00 | (BEAMS Note 2) The ERC for this item should be added to all other rateable items on the hereditament (except land). Therefore the total of the ERC of the other Building Items and the P&M ERC (where applicable) to enable the correct contract size adjustment to be made. ERC of Building Component + ERC of P&M = Total ERC to which contract size adjustment should be applied. The appropriate % adjustment should be made in accordance with the scale for contract size adjustment specified under section 6 of the RCG 2023 Guidance notes. The currency ERC rates are set at £4m (Four Million Pounds) @ 1st April 2021 (AVD) for the RCG 2023 Publication. | Costs exclude external works and piling | Measure to GIA Height to eaves | - | - | CCTV, Security fencing, standby generators, compressors , fire protection | - | - | Photo 1- Typical light warehouse-2500m2 | - | 10320 |  | M2 | - | NA | NA | NA | 461.7799 | Option 1 | 572.5166 | 23.98% | 0 | 0 | -100% | -100% | 0 | -100% | Redirected | NA | VOA_GPN_GOV_UK\7246041 | 2019-08-30 | Low | - | - | Risk taken from previous CG | - | - | NA | SPONS A&B | NA | (BEAMS Note 2) The ERC for this item should be added to all other rateable items on the hereditament (except land). Therefore the total of the ERC of the other Building Items and the P&M ERC (where applicable) to enable the correct contract size adjustment to be made. ERC of Building Component + ERC of P&M = Total ERC to which contract size adjustment should be applied. The appropriate % adjustment should be made in accordance with the scale for contract size adjustment specified under section 6 of the RCG 2021 Guidance notes. The currency ERC rates are set at £4m (Four Million Pounds) @ 1st April 2019 (AVD) for the RCG 2021 Publication. | Photo 1- Typical light warehouse-2500m2 | - | 2 | TRUE
6001 | 41U21C | 4848 | 41U21C | Warehouses | Light - uninsulated | Sheet metal cladding | <= 100m² | Eaves ht - 8.5m | Warehouse - Light steel Frame - Un-insulated Building Construction: Foundations: Concrete pad and strip foundations with 250mm mesh reinforced concrete slab Frame: Light steel frame Upper Floors: None Roof: Single skin profiled protected metal, fixed to steel purlins with plastic headed screws, translucent sheet glazing: rainwater gutters, down pipes and drainage. External Walls Single skin profiled protected metal cladding, fixed to horizontal steel rails with plastic headed screws, translucent sheet glazing; access door goods/personnel. May have 100mm brickwork/blockwork infill to 1.0m; Windows and Doors: Single glazed windows in metal frames. Steel doors set within metal frames. Internal Walls: Block walls to toilets Internal Finishes: None- Paint to toilets Building Services: Electric light and power, water laid on, toilets, unheated. Accommodation: Single storey un-insulated warehouse building | Location Adjustment Applicable (See Guidance Notes) - ERC = UK mean of 1.00 | (BEAMS Note 2) The ERC for this item should be added to all other rateable items on the hereditament (except land). Therefore the total of the ERC of the other Building Items and the P&M ERC (where applicable) to enable the correct contract size adjustment to be made. ERC of Building Component + ERC of P&M = Total ERC to which contract size adjustment should be applied. The appropriate % adjustment should be made in accordance with the scale for contract size adjustment specified under section 6 of the RCG 2023 Guidance notes. The currency ERC rates are set at £4m (Four Million Pounds) @ 1st April 2021 (AVD) for the RCG 2023 Publication. | Costs exclude external works and piling | Measure to GIA Height to eaves | - | - | CCTV, Security fencing, standby generators, compressors , fire protection | - | - | Photo 1- Typical light warehouse-2500m2 | - | 10320 |  | M2 | - | NA | NA | NA | 472.5547 | Option 1 | 585.8753 | 23.98% | 0 | 0 | -100% | -100% | 0 | -100% | Redirected | NA | VOA_GPN_GOV_UK\7246041 | 2019-08-30 | Low | - | - | Risk taken from previous CG | - | - | NA | SPONS A&B | NA | (BEAMS Note 2) The ERC for this item should be added to all other rateable items on the hereditament (except land). Therefore the total of the ERC of the other Building Items and the P&M ERC (where applicable) to enable the correct contract size adjustment to be made. ERC of Building Component + ERC of P&M = Total ERC to which contract size adjustment should be applied. The appropriate % adjustment should be made in accordance with the scale for contract size adjustment specified under section 6 of the RCG 2021 Guidance notes. The currency ERC rates are set at £4m (Four Million Pounds) @ 1st April 2019 (AVD) for the RCG 2021 Publication. | Photo 1- Typical light warehouse-2500m2 | - | 2 | TRUE
6002 | 41U21E | 4849 | 41U21E | Warehouses | Light - uninsulated | Sheet metal cladding | <= 100m² | Eaves ht - 9.0m | Warehouse - Light steel Frame - Un-insulated Building Construction: Foundations: Concrete pad and strip foundations with 250mm mesh reinforced concrete slab Frame: Light steel frame Upper Floors: None Roof: Single skin profiled protected metal, fixed to steel purlins with plastic headed screws, translucent sheet glazing: rainwater gutters, down pipes and drainage. External Walls Single skin profiled protected metal cladding, fixed to horizontal steel rails with plastic headed screws, translucent sheet glazing; access door goods/personnel. May have 100mm brickwork/blockwork infill to 1.0m; Windows and Doors: Single glazed windows in metal frames. Steel doors set within metal frames. Internal Walls: Block walls to toilets Internal Finishes: None- Paint to toilets Building Services: Electric light and power, water laid on, toilets, unheated. Accommodation: Single storey un-insulated warehouse building | Location Adjustment Applicable (See Guidance Notes) - ERC = UK mean of 1.00 | (BEAMS Note 2) The ERC for this item should be added to all other rateable items on the hereditament (except land). Therefore the total of the ERC of the other Building Items and the P&M ERC (where applicable) to enable the correct contract size adjustment to be made. ERC of Building Component + ERC of P&M = Total ERC to which contract size adjustment should be applied. The appropriate % adjustment should be made in accordance with the scale for contract size adjustment specified under section 6 of the RCG 2023 Guidance notes. The currency ERC rates are set at £4m (Four Million Pounds) @ 1st April 2021 (AVD) for the RCG 2023 Publication. | Costs exclude external works and piling | Measure to GIA Height to eaves | - | - | CCTV, Security fencing, standby generators, compressors , fire protection | - | - | Photo 1- Typical light warehouse-2500m2 | - | 10320 |  | M2 | - | NA | NA | NA | 483.3296 | Option 1 | 599.234 | 23.98% | 0 | 0 | -100% | -100% | 0 | -100% | Redirected | NA | VOA_GPN_GOV_UK\7246041 | 2019-08-30 | Low | - | - | Risk taken from previous CG | - | - | NA | SPONS A&B | NA | (BEAMS Note 2) The ERC for this item should be added to all other rateable items on the hereditament (except land). Therefore the total of the ERC of the other Building Items and the P&M ERC (where applicable) to enable the correct contract size adjustment to be made. ERC of Building Component + ERC of P&M = Total ERC to which contract size adjustment should be applied. The appropriate % adjustment should be made in accordance with the scale for contract size adjustment specified under section 6 of the RCG 2021 Guidance notes. The currency ERC rates are set at £4m (Four Million Pounds) @ 1st April 2019 (AVD) for the RCG 2021 Publication. | Photo 1- Typical light warehouse-2500m2 | - | 2 | TRUE
6003 | 41U21G | 4850 | 41U21G | Warehouses | Light - uninsulated | Sheet metal cladding | <= 100m² | Eaves ht - 9.5m | Warehouse - Light steel Frame - Un-insulated Building Construction: Foundations: Concrete pad and strip foundations with 250mm mesh reinforced concrete slab Frame: Light steel frame Upper Floors: None Roof: Single skin profiled protected metal, fixed to steel purlins with plastic headed screws, translucent sheet glazing: rainwater gutters, down pipes and drainage. External Walls Single skin profiled protected metal cladding, fixed to horizontal steel rails with plastic headed screws, translucent sheet glazing; access door goods/personnel. May have 100mm brickwork/blockwork infill to 1.0m; Windows and Doors: Single glazed windows in metal frames. Steel doors set within metal frames. Internal Walls: Block walls to toilets Internal Finishes: None- Paint to toilets Building Services: Electric light and power, water laid on, toilets, unheated. Accommodation: Single storey un-insulated warehouse building | Location Adjustment Applicable (See Guidance Notes) - ERC = UK mean of 1.00 | (BEAMS Note 2) The ERC for this item should be added to all other rateable items on the hereditament (except land). Therefore the total of the ERC of the other Building Items and the P&M ERC (where applicable) to enable the correct contract size adjustment to be made. ERC of Building Component + ERC of P&M = Total ERC to which contract size adjustment should be applied. The appropriate % adjustment should be made in accordance with the scale for contract size adjustment specified under section 6 of the RCG 2023 Guidance notes. The currency ERC rates are set at £4m (Four Million Pounds) @ 1st April 2021 (AVD) for the RCG 2023 Publication. | Costs exclude external works and piling | Measure to GIA Height to eaves | - | - | CCTV, Security fencing, standby generators, compressors , fire protection | - | - | Photo 1- Typical light warehouse-2500m2 | - | 10320 |  | M2 | - | NA | NA | NA | 494.1045 | Option 1 | 612.5927 | 23.98% | 0 | 0 | -100% | -100% | 0 | -100% | Redirected | NA | VOA_GPN_GOV_UK\7246041 | 2019-08-30 | Low | - | - | Risk taken from previous CG | - | - | NA | SPONS A&B | NA | (BEAMS Note 2) The ERC for this item should be added to all other rateable items on the hereditament (except land). Therefore the total of the ERC of the other Building Items and the P&M ERC (where applicable) to enable the correct contract size adjustment to be made. ERC of Building Component + ERC of P&M = Total ERC to which contract size adjustment should be applied. The appropriate % adjustment should be made in accordance with the scale for contract size adjustment specified under section 6 of the RCG 2021 Guidance notes. The currency ERC rates are set at £4m (Four Million Pounds) @ 1st April 2019 (AVD) for the RCG 2021 Publication. | Photo 1- Typical light warehouse-2500m2 | - | 2 | TRUE
6004 | 41U21K | 4851 | 41U21K | Warehouses | Light - uninsulated | Sheet metal cladding | <= 100m² | Eaves ht - 10.0m | Warehouse - Light steel Frame - Un-insulated Building Construction: Foundations: Concrete pad and strip foundations with 250mm mesh reinforced concrete slab Frame: Light steel frame Upper Floors: None Roof: Single skin profiled protected metal, fixed to steel purlins with plastic headed screws, translucent sheet glazing: rainwater gutters, down pipes and drainage. External Walls Single skin profiled protected metal cladding, fixed to horizontal steel rails with plastic headed screws, translucent sheet glazing; access door goods/personnel. May have 100mm brickwork/blockwork infill to 1.0m; Windows and Doors: Single glazed windows in metal frames. Steel doors set within metal frames. Internal Walls: Block walls to toilets Internal Finishes: None- Paint to toilets Building Services: Electric light and power, water laid on, toilets, unheated. Accommodation: Single storey un-insulated warehouse building | Location Adjustment Applicable (See Guidance Notes) - ERC = UK mean of 1.00 | (BEAMS Note 2) The ERC for this item should be added to all other rateable items on the hereditament (except land). Therefore the total of the ERC of the other Building Items and the P&M ERC (where applicable) to enable the correct contract size adjustment to be made. ERC of Building Component + ERC of P&M = Total ERC to which contract size adjustment should be applied. The appropriate % adjustment should be made in accordance with the scale for contract size adjustment specified under section 6 of the RCG 2023 Guidance notes. The currency ERC rates are set at £4m (Four Million Pounds) @ 1st April 2021 (AVD) for the RCG 2023 Publication. | Costs exclude external works and piling | Measure to GIA Height to eaves | - | - | CCTV, Security fencing, standby generators, compressors , fire protection | - | - | Photo 1- Typical light warehouse-2500m2 | - | 10320 |  | M2 | - | NA | NA | NA | 504.8793 | Option 1 | 625.9515 | 23.98% | 0 | 0 | -100% | -100% | 0 | -100% | Redirected | NA | VOA_GPN_GOV_UK\7246041 | 2019-08-30 | Low | - | - | Risk taken from previous CG | - | - | NA | SPONS A&B | NA | (BEAMS Note 2) The ERC for this item should be added to all other rateable items on the hereditament (except land). Therefore the total of the ERC of the other Building Items and the P&M ERC (where applicable) to enable the correct contract size adjustment to be made. ERC of Building Component + ERC of P&M = Total ERC to which contract size adjustment should be applied. The appropriate % adjustment should be made in accordance with the scale for contract size adjustment specified under section 6 of the RCG 2021 Guidance notes. The currency ERC rates are set at £4m (Four Million Pounds) @ 1st April 2019 (AVD) for the RCG 2021 Publication. | Photo 1- Typical light warehouse-2500m2 | - | 2 | TRUE
6005 | 41U21P | 4852 | 41U21P | Warehouses | Light - uninsulated | Sheet metal cladding | <= 100m² | Eaves ht - 11.0m | Warehouse - Light steel Frame - Un-insulated Building Construction: Foundations: Concrete pad and strip foundations with 250mm mesh reinforced concrete slab Frame: Light steel frame Upper Floors: None Roof: Single skin profiled protected metal, fixed to steel purlins with plastic headed screws, translucent sheet glazing: rainwater gutters, down pipes and drainage. External Walls Single skin profiled protected metal cladding, fixed to horizontal steel rails with plastic headed screws, translucent sheet glazing; access door goods/personnel. May have 100mm brickwork/blockwork infill to 1.0m; Windows and Doors: Single glazed windows in metal frames. Steel doors set within metal frames. Internal Walls: Block walls to toilets Internal Finishes: None- Paint to toilets Building Services: Electric light and power, water laid on, toilets, unheated. Accommodation: Single storey un-insulated warehouse building | Location Adjustment Applicable (See Guidance Notes) - ERC = UK mean of 1.00 | (BEAMS Note 2) The ERC for this item should be added to all other rateable items on the hereditament (except land). Therefore the total of the ERC of the other Building Items and the P&M ERC (where applicable) to enable the correct contract size adjustment to be made. ERC of Building Component + ERC of P&M = Total ERC to which contract size adjustment should be applied. The appropriate % adjustment should be made in accordance with the scale for contract size adjustment specified under section 6 of the RCG 2023 Guidance notes. The currency ERC rates are set at £4m (Four Million Pounds) @ 1st April 2021 (AVD) for the RCG 2023 Publication. | Costs exclude external works and piling | Measure to GIA Height to eaves | - | - | CCTV, Security fencing, standby generators, compressors , fire protection | - | - | Photo 1- Typical light warehouse-2500m2 | - | 10320 |  | M2 | - | NA | NA | NA | 526.429 | Option 1 | 652.6689 | 23.98% | 0 | 0 | -100% | -100% | 0 | -100% | Redirected | NA | VOA_GPN_GOV_UK\7246041 | 2019-08-30 | Low | - | - | Risk taken from previous CG | - | - | NA | SPONS A&B | NA | (BEAMS Note 2) The ERC for this item should be added to all other rateable items on the hereditament (except land). Therefore the total of the ERC of the other Building Items and the P&M ERC (where applicable) to enable the correct contract size adjustment to be made. ERC of Building Component + ERC of P&M = Total ERC to which contract size adjustment should be applied. The appropriate % adjustment should be made in accordance with the scale for contract size adjustment specified under section 6 of the RCG 2021 Guidance notes. The currency ERC rates are set at £4m (Four Million Pounds) @ 1st April 2019 (AVD) for the RCG 2021 Publication. | Photo 1- Typical light warehouse-2500m2 | - | 2 | TRUE
6006 | 41U21T | 4853 | 41U21T | Warehouses | Light - uninsulated | Sheet metal cladding | <= 100m² | Eaves ht - 12.0m | Warehouse - Light steel Frame - Un-insulated Building Construction: Foundations: Concrete pad and strip foundations with 250mm mesh reinforced concrete slab Frame: Light steel frame Upper Floors: None Roof: Single skin profiled protected metal, fixed to steel purlins with plastic headed screws, translucent sheet glazing: rainwater gutters, down pipes and drainage. External Walls Single skin profiled protected metal cladding, fixed to horizontal steel rails with plastic headed screws, translucent sheet glazing; access door goods/personnel. May have 100mm brickwork/blockwork infill to 1.0m; Windows and Doors: Single glazed windows in metal frames. Steel doors set within metal frames. Internal Walls: Block walls to toilets Internal Finishes: None- Paint to toilets Building Services: Electric light and power, water laid on, toilets, unheated. Accommodation: Single storey un-insulated warehouse building | Location Adjustment Applicable (See Guidance Notes) - ERC = UK mean of 1.00 | (BEAMS Note 2) The ERC for this item should be added to all other rateable items on the hereditament (except land). Therefore the total of the ERC of the other Building Items and the P&M ERC (where applicable) to enable the correct contract size adjustment to be made. ERC of Building Component + ERC of P&M = Total ERC to which contract size adjustment should be applied. The appropriate % adjustment should be made in accordance with the scale for contract size adjustment specified under section 6 of the RCG 2023 Guidance notes. The currency ERC rates are set at £4m (Four Million Pounds) @ 1st April 2021 (AVD) for the RCG 2023 Publication. | Costs exclude external works and piling | Measure to GIA Height to eaves | - | - | CCTV, Security fencing, standby generators, compressors , fire protection | - | - | Photo 1- Typical light warehouse-2500m2 | - | 10320 |  | M2 | - | NA | NA | NA | 547.9788 | Option 1 | 679.3863 | 23.98% | 0 | 0 | -100% | -100% | 0 | -100% | Redirected | NA | VOA_GPN_GOV_UK\7246041 | 2019-08-30 | Low | - | - | Risk taken from previous CG | - | - | NA | SPONS A&B | NA | (BEAMS Note 2) The ERC for this item should be added to all other rateable items on the hereditament (except land). Therefore the total of the ERC of the other Building Items and the P&M ERC (where applicable) to enable the correct contract size adjustment to be made. ERC of Building Component + ERC of P&M = Total ERC to which contract size adjustment should be applied. The appropriate % adjustment should be made in accordance with the scale for contract size adjustment specified under section 6 of the RCG 2021 Guidance notes. The currency ERC rates are set at £4m (Four Million Pounds) @ 1st April 2019 (AVD) for the RCG 2021 Publication. | Photo 1- Typical light warehouse-2500m2 | - | 2 | TRUE
6007 | 41U22A | 4854 | 41U22A | Warehouses | Light - uninsulated | Sheet metal cladding | 101m² - 250m² | Eaves ht - 3.0m | Warehouse - Light steel Frame - Un-insulated Building Construction: Foundations: Concrete pad and strip foundations with 250mm mesh reinforced concrete slab Frame: Light steel frame Upper Floors: None Roof: Single skin profiled protected metal, fixed to steel purlins with plastic headed screws, translucent sheet glazing: rainwater gutters, down pipes and drainage. External Walls Single skin profiled protected metal cladding, fixed to horizontal steel rails with plastic headed screws, translucent sheet glazing; access door goods/personnel. May have 100mm brickwork/blockwork infill to 1.0m; Windows and Doors: Single glazed windows in metal frames. Steel doors set within metal frames. Internal Walls: Block walls to toilets Internal Finishes: None- Paint to toilets Building Services: Electric light and power, water laid on, toilets, unheated. Accommodation: Single storey un-insulated warehouse building | Location Adjustment Applicable (See Guidance Notes) - ERC = UK mean of 1.00 | (BEAMS Note 2) The ERC for this item should be added to all other rateable items on the hereditament (except land). Therefore the total of the ERC of the other Building Items and the P&M ERC (where applicable) to enable the correct contract size adjustment to be made. ERC of Building Component + ERC of P&M = Total ERC to which contract size adjustment should be applied. The appropriate % adjustment should be made in accordance with the scale for contract size adjustment specified under section 6 of the RCG 2023 Guidance notes. The currency ERC rates are set at £4m (Four Million Pounds) @ 1st April 2021 (AVD) for the RCG 2023 Publication. | Costs exclude external works and piling | Measure to GIA Height to eaves | - | - | CCTV, Security fencing, standby generators, compressors , fire protection | - | - | Photo 1- Typical light warehouse-2500m2 | - | 10611 |  | M2 | - | NA | NA | NA | 248.5915 | Option 1 | 308.2048 | 23.98% | 0 | 0 | -100% | -100% | 0 | -100% | Redirected | NA | VOA_GPN_GOV_UK\7246041 | 2019-08-30 | Low | - | - | Risk taken from previous CG | - | - | NA | SPONS A&B | NA | (BEAMS Note 2) The ERC for this item should be added to all other rateable items on the hereditament (except land). Therefore the total of the ERC of the other Building Items and the P&M ERC (where applicable) to enable the correct contract size adjustment to be made. ERC of Building Component + ERC of P&M = Total ERC to which contract size adjustment should be applied. The appropriate % adjustment should be made in accordance with the scale for contract size adjustment specified under section 6 of the RCG 2021 Guidance notes. The currency ERC rates are set at £4m (Four Million Pounds) @ 1st April 2019 (AVD) for the RCG 2021 Publication. | Photo 1- Typical light warehouse-2500m2 | - | 2 | TRUE
6008 | 41U22C | 4855 | 41U22C | Warehouses | Light - uninsulated | Sheet metal cladding | 101m² - 250m² | Eaves ht - 3.5m | Warehouse - Light steel Frame - Un-insulated Building Construction: Foundations: Concrete pad and strip foundations with 250mm mesh reinforced concrete slab Frame: Light steel frame Upper Floors: None Roof: Single skin profiled protected metal, fixed to steel purlins with plastic headed screws, translucent sheet glazing: rainwater gutters, down pipes and drainage. External Walls Single skin profiled protected metal cladding, fixed to horizontal steel rails with plastic headed screws, translucent sheet glazing; access door goods/personnel. May have 100mm brickwork/blockwork infill to 1.0m; Windows and Doors: Single glazed windows in metal frames. Steel doors set within metal frames. Internal Walls: Block walls to toilets Internal Finishes: None- Paint to toilets Building Services: Electric light and power, water laid on, toilets, unheated. Accommodation: Single storey un-insulated warehouse building | Location Adjustment Applicable (See Guidance Notes) - ERC = UK mean of 1.00 | (BEAMS Note 2) The ERC for this item should be added to all other rateable items on the hereditament (except land). Therefore the total of the ERC of the other Building Items and the P&M ERC (where applicable) to enable the correct contract size adjustment to be made. ERC of Building Component + ERC of P&M = Total ERC to which contract size adjustment should be applied. The appropriate % adjustment should be made in accordance with the scale for contract size adjustment specified under section 6 of the RCG 2023 Guidance notes. The currency ERC rates are set at £4m (Four Million Pounds) @ 1st April 2021 (AVD) for the RCG 2023 Publication. | Costs exclude external works and piling | Measure to GIA Height to eaves | - | - | CCTV, Security fencing, standby generators, compressors , fire protection | - | - | Photo 1- Typical light warehouse-2500m2 | - | 10611 |  | M2 | - | NA | NA | NA | 238.5863 | Option 1 | 295.8002 | 23.98% | 0 | 0 | -100% | -100% | 0 | -100% | Redirected | NA | VOA_GPN_GOV_UK\7246041 | 2019-08-30 | Low | - | - | Risk taken from previous CG | - | - | NA | SPONS A&B | NA | (BEAMS Note 2) The ERC for this item should be added to all other rateable items on the hereditament (except land). Therefore the total of the ERC of the other Building Items and the P&M ERC (where applicable) to enable the correct contract size adjustment to be made. ERC of Building Component + ERC of P&M = Total ERC to which contract size adjustment should be applied. The appropriate % adjustment should be made in accordance with the scale for contract size adjustment specified under section 6 of the RCG 2021 Guidance notes. The currency ERC rates are set at £4m (Four Million Pounds) @ 1st April 2019 (AVD) for the RCG 2021 Publication. | Photo 1- Typical light warehouse-2500m2 | - | 2 | TRUE
6009 | 41U22E | 4856 | 41U22E | Warehouses | Light - uninsulated | Sheet metal cladding | 101m² - 250m² | Eaves ht - 4.0m | Warehouse - Light steel Frame - Un-insulated Building Construction: Foundations: Concrete pad and strip foundations with 250mm mesh reinforced concrete slab Frame: Light steel frame Upper Floors: None Roof: Single skin profiled protected metal, fixed to steel purlins with plastic headed screws, translucent sheet glazing: rainwater gutters, down pipes and drainage. External Walls Single skin profiled protected metal cladding, fixed to horizontal steel rails with plastic headed screws, translucent sheet glazing; access door goods/personnel. May have 100mm brickwork/blockwork infill to 1.0m; Windows and Doors: Single glazed windows in metal frames. Steel doors set within metal frames. Internal Walls: Block walls to toilets Internal Finishes: None- Paint to toilets Building Services: Electric light and power, water laid on, toilets, unheated. Accommodation: Single storey un-insulated warehouse building | Location Adjustment Applicable (See Guidance Notes) - ERC = UK mean of 1.00 | (BEAMS Note 2) The ERC for this item should be added to all other rateable items on the hereditament (except land). Therefore the total of the ERC of the other Building Items and the P&M ERC (where applicable) to enable the correct contract size adjustment to be made. ERC of Building Component + ERC of P&M = Total ERC to which contract size adjustment should be applied. The appropriate % adjustment should be made in accordance with the scale for contract size adjustment specified under section 6 of the RCG 2023 Guidance notes. The currency ERC rates are set at £4m (Four Million Pounds) @ 1st April 2021 (AVD) for the RCG 2023 Publication. | Costs exclude external works and piling | Measure to GIA Height to eaves | - | - | CCTV, Security fencing, standby generators, compressors , fire protection | - | - | Photo 1- Typical light warehouse-2500m2 | - | 10611 |  | M2 | - | NA | NA | NA | 257.0575 | Option 1 | 318.7009 | 23.98% | 0 | 0 | -100% | -100% | 0 | -100% | Redirected | NA | VOA_GPN_GOV_UK\7246041 | 2019-08-30 | Low | - | - | Risk taken from previous CG | - | - | NA | SPONS A&B | NA | (BEAMS Note 2) The ERC for this item should be added to all other rateable items on the hereditament (except land). Therefore the total of the ERC of the other Building Items and the P&M ERC (where applicable) to enable the correct contract size adjustment to be made. ERC of Building Component + ERC of P&M = Total ERC to which contract size adjustment should be applied. The appropriate % adjustment should be made in accordance with the scale for contract size adjustment specified under section 6 of the RCG 2021 Guidance notes. The currency ERC rates are set at £4m (Four Million Pounds) @ 1st April 2019 (AVD) for the RCG 2021 Publication. | Photo 1- Typical light warehouse-2500m2 | - | 2 | TRUE
6010 | 41U22G | 4857 | 41U22G | Warehouses | Light - uninsulated | Sheet metal cladding | 101m² - 250m² | Eaves ht - 4.5m | Warehouse - Light steel Frame - Un-insulated Building Construction: Foundations: Concrete pad and strip foundations with 250mm mesh reinforced concrete slab Frame: Light steel frame Upper Floors: None Roof: Single skin profiled protected metal, fixed to steel purlins with plastic headed screws, translucent sheet glazing: rainwater gutters, down pipes and drainage. External Walls Single skin profiled protected metal cladding, fixed to horizontal steel rails with plastic headed screws, translucent sheet glazing; access door goods/personnel. May have 100mm brickwork/blockwork infill to 1.0m; Windows and Doors: Single glazed windows in metal frames. Steel doors set within metal frames. Internal Walls: Block walls to toilets Internal Finishes: None- Paint to toilets Building Services: Electric light and power, water laid on, toilets, unheated. Accommodation: Single storey un-insulated warehouse building | Location Adjustment Applicable (See Guidance Notes) - ERC = UK mean of 1.00 | (BEAMS Note 2) The ERC for this item should be added to all other rateable items on the hereditament (except land). Therefore the total of the ERC of the other Building Items and the P&M ERC (where applicable) to enable the correct contract size adjustment to be made. ERC of Building Component + ERC of P&M = Total ERC to which contract size adjustment should be applied. The appropriate % adjustment should be made in accordance with the scale for contract size adjustment specified under section 6 of the RCG 2023 Guidance notes. The currency ERC rates are set at £4m (Four Million Pounds) @ 1st April 2021 (AVD) for the RCG 2023 Publication. | Costs exclude external works and piling | Measure to GIA Height to eaves | - | - | CCTV, Security fencing, standby generators, compressors , fire protection | - | - | Photo 1- Typical light warehouse-2500m2 | - | 10611 |  | M2 | - | NA | NA | NA | 260.9056 | Option 1 | 323.4719 | 23.98% | 0 | 0 | -100% | -100% | 0 | -100% | Redirected | NA | VOA_GPN_GOV_UK\7246041 | 2019-08-30 | Low | - | - | Risk taken from previous CG | - | - | NA | SPONS A&B | NA | (BEAMS Note 2) The ERC for this item should be added to all other rateable items on the hereditament (except land). Therefore the total of the ERC of the other Building Items and the P&M ERC (where applicable) to enable the correct contract size adjustment to be made. ERC of Building Component + ERC of P&M = Total ERC to which contract size adjustment should be applied. The appropriate % adjustment should be made in accordance with the scale for contract size adjustment specified under section 6 of the RCG 2021 Guidance notes. The currency ERC rates are set at £4m (Four Million Pounds) @ 1st April 2019 (AVD) for the RCG 2021 Publication. | Photo 1- Typical light warehouse-2500m2 | - | 2 | TRUE
6011 | 41U22I | 4858 | 41U22I | Warehouses | Light - uninsulated | Sheet metal cladding | 101m² - 250m² | Eaves ht - 5.0m | Warehouse - Light steel Frame - Un-insulated Building Construction: Foundations: Concrete pad and strip foundations with 250mm mesh reinforced concrete slab Frame: Light steel frame Upper Floors: None Roof: Single skin profiled protected metal, fixed to steel purlins with plastic headed screws, translucent sheet glazing: rainwater gutters, down pipes and drainage. External Walls Single skin profiled protected metal cladding, fixed to horizontal steel rails with plastic headed screws, translucent sheet glazing; access door goods/personnel. May have 100mm brickwork/blockwork infill to 1.0m; Windows and Doors: Single glazed windows in metal frames. Steel doors set within metal frames. Internal Walls: Block walls to toilets Internal Finishes: None- Paint to toilets Building Services: Electric light and power, water laid on, toilets, unheated. Accommodation: Single storey un-insulated warehouse building | Location Adjustment Applicable (See Guidance Notes) - ERC = UK mean of 1.00 | (BEAMS Note 2) The ERC for this item should be added to all other rateable items on the hereditament (except land). Therefore the total of the ERC of the other Building Items and the P&M ERC (where applicable) to enable the correct contract size adjustment to be made. ERC of Building Component + ERC of P&M = Total ERC to which contract size adjustment should be applied. The appropriate % adjustment should be made in accordance with the scale for contract size adjustment specified under section 6 of the RCG 2023 Guidance notes. The currency ERC rates are set at £4m (Four Million Pounds) @ 1st April 2021 (AVD) for the RCG 2023 Publication. | Costs exclude external works and piling | Measure to GIA Height to eaves | - | - | CCTV, Security fencing, standby generators, compressors , fire protection | - | - | Photo 1- Typical light warehouse-2500m2 | - | 10611 |  | M2 | - | NA | NA | NA | 265.5234 | Option 1 | 329.197 | 23.98% | 0 | 0 | -100% | -100% | 0 | -100% | Redirected | NA | VOA_GPN_GOV_UK\7246041 | 2019-08-30 | Low | - | - | Risk taken from previous CG | - | - | NA | SPONS A&B | NA | (BEAMS Note 2) The ERC for this item should be added to all other rateable items on the hereditament (except land). Therefore the total of the ERC of the other Building Items and the P&M ERC (where applicable) to enable the correct contract size adjustment to be made. ERC of Building Component + ERC of P&M = Total ERC to which contract size adjustment should be applied. The appropriate % adjustment should be made in accordance with the scale for contract size adjustment specified under section 6 of the RCG 2021 Guidance notes. The currency ERC rates are set at £4m (Four Million Pounds) @ 1st April 2019 (AVD) for the RCG 2021 Publication. | Photo 1- Typical light warehouse-2500m2 | - | 2 | TRUE
6012 | 41U22K | 4859 | 41U22K | Warehouses | Light - uninsulated | Sheet metal cladding | 101m² - 250m² | Eaves ht - 5.5m | Warehouse - Light steel Frame - Un-insulated Building Construction: Foundations: Concrete pad and strip foundations with 250mm mesh reinforced concrete slab Frame: Light steel frame Upper Floors: None Roof: Single skin profiled protected metal, fixed to steel purlins with plastic headed screws, translucent sheet glazing: rainwater gutters, down pipes and drainage. External Walls Single skin profiled protected metal cladding, fixed to horizontal steel rails with plastic headed screws, translucent sheet glazing; access door goods/personnel. May have 100mm brickwork/blockwork infill to 1.0m; Windows and Doors: Single glazed windows in metal frames. Steel doors set within metal frames. Internal Walls: Block walls to toilets Internal Finishes: None- Paint to toilets Building Services: Electric light and power, water laid on, toilets, unheated. Accommodation: Single storey un-insulated warehouse building | Location Adjustment Applicable (See Guidance Notes) - ERC = UK mean of 1.00 | (BEAMS Note 2) The ERC for this item should be added to all other rateable items on the hereditament (except land). Therefore the total of the ERC of the other Building Items and the P&M ERC (where applicable) to enable the correct contract size adjustment to be made. ERC of Building Component + ERC of P&M = Total ERC to which contract size adjustment should be applied. The appropriate % adjustment should be made in accordance with the scale for contract size adjustment specified under section 6 of the RCG 2023 Guidance notes. The currency ERC rates are set at £4m (Four Million Pounds) @ 1st April 2021 (AVD) for the RCG 2023 Publication. | Costs exclude external works and piling | Measure to GIA Height to eaves | - | - | CCTV, Security fencing, standby generators, compressors , fire protection | - | - | Photo 1- Typical light warehouse-2500m2 | - | 10611 |  | M2 | - | NA | NA | NA | 290.9213 | Option 1 | 360.6854 | 23.98% | 0 | 0 | -100% | -100% | 0 | -100% | Redirected | NA | VOA_GPN_GOV_UK\7246041 | 2019-08-30 | Low | - | - | Risk taken from previous CG | - | - | NA | SPONS A&B | NA | (BEAMS Note 2) The ERC for this item should be added to all other rateable items on the hereditament (except land). Therefore the total of the ERC of the other Building Items and the P&M ERC (where applicable) to enable the correct contract size adjustment to be made. ERC of Building Component + ERC of P&M = Total ERC to which contract size adjustment should be applied. The appropriate % adjustment should be made in accordance with the scale for contract size adjustment specified under section 6 of the RCG 2021 Guidance notes. The currency ERC rates are set at £4m (Four Million Pounds) @ 1st April 2019 (AVD) for the RCG 2021 Publication. | Photo 1- Typical light warehouse-2500m2 | - | 2 | TRUE
6013 | 41U22M | 4860 | 41U22M | Warehouses | Light - uninsulated | Sheet metal cladding | 101m² - 250m² | Eaves ht - 6.0m | Warehouse - Light steel Frame - Un-insulated Building Construction: Foundations: Concrete pad and strip foundations with 250mm mesh reinforced concrete slab Frame: Light steel frame Upper Floors: None Roof: Single skin profiled protected metal, fixed to steel purlins with plastic headed screws, translucent sheet glazing: rainwater gutters, down pipes and drainage. External Walls Single skin profiled protected metal cladding, fixed to horizontal steel rails with plastic headed screws, translucent sheet glazing; access door goods/personnel. May have 100mm brickwork/blockwork infill to 1.0m; Windows and Doors: Single glazed windows in metal frames. Steel doors set within metal frames. Internal Walls: Block walls to toilets Internal Finishes: None- Paint to toilets Building Services: Electric light and power, water laid on, toilets, unheated. Accommodation: Single storey un-insulated warehouse building | Location Adjustment Applicable (See Guidance Notes) - ERC = UK mean of 1.00 | (BEAMS Note 2) The ERC for this item should be added to all other rateable items on the hereditament (except land). Therefore the total of the ERC of the other Building Items and the P&M ERC (where applicable) to enable the correct contract size adjustment to be made. ERC of Building Component + ERC of P&M = Total ERC to which contract size adjustment should be applied. The appropriate % adjustment should be made in accordance with the scale for contract size adjustment specified under section 6 of the RCG 2023 Guidance notes. The currency ERC rates are set at £4m (Four Million Pounds) @ 1st April 2021 (AVD) for the RCG 2023 Publication. | Costs exclude external works and piling | Measure to GIA Height to eaves | - | - | CCTV, Security fencing, standby generators, compressors , fire protection | - | - | Photo 1- Typical light warehouse-2500m2 | - | 10611 |  | M2 | - | NA | NA | NA | 296.3087 | Option 1 | 367.3648 | 23.98% | 0 | 0 | -100% | -100% | 0 | -100% | Redirected | NA | VOA_GPN_GOV_UK\7246041 | 2019-08-30 | Low | - | - | Risk taken from previous CG | - | - | NA | SPONS A&B | NA | (BEAMS Note 2) The ERC for this item should be added to all other rateable items on the hereditament (except land). Therefore the total of the ERC of the other Building Items and the P&M ERC (where applicable) to enable the correct contract size adjustment to be made. ERC of Building Component + ERC of P&M = Total ERC to which contract size adjustment should be applied. The appropriate % adjustment should be made in accordance with the scale for contract size adjustment specified under section 6 of the RCG 2021 Guidance notes. The currency ERC rates are set at £4m (Four Million Pounds) @ 1st April 2019 (AVD) for the RCG 2021 Publication. | Photo 1- Typical light warehouse-2500m2 | - | 2 | TRUE
6014 | 41U22P | 4861 | 41U22P | Warehouses | Light - uninsulated | Sheet metal cladding | 101m² - 250m² | Eaves ht - 6.5m | Warehouse - Light steel Frame - Un-insulated Building Construction: Foundations: Concrete pad and strip foundations with 250mm mesh reinforced concrete slab Frame: Light steel frame Upper Floors: None Roof: Single skin profiled protected metal, fixed to steel purlins with plastic headed screws, translucent sheet glazing: rainwater gutters, down pipes and drainage. External Walls Single skin profiled protected metal cladding, fixed to horizontal steel rails with plastic headed screws, translucent sheet glazing; access door goods/personnel. May have 100mm brickwork/blockwork infill to 1.0m; Windows and Doors: Single glazed windows in metal frames. Steel doors set within metal frames. Internal Walls: Block walls to toilets Internal Finishes: None- Paint to toilets Building Services: Electric light and power, water laid on, toilets, unheated. Accommodation: Single storey un-insulated warehouse building | Location Adjustment Applicable (See Guidance Notes) - ERC = UK mean of 1.00 | (BEAMS Note 2) The ERC for this item should be added to all other rateable items on the hereditament (except land). Therefore the total of the ERC of the other Building Items and the P&M ERC (where applicable) to enable the correct contract size adjustment to be made. ERC of Building Component + ERC of P&M = Total ERC to which contract size adjustment should be applied. The appropriate % adjustment should be made in accordance with the scale for contract size adjustment specified under section 6 of the RCG 2023 Guidance notes. The currency ERC rates are set at £4m (Four Million Pounds) @ 1st April 2021 (AVD) for the RCG 2023 Publication. | Costs exclude external works and piling | Measure to GIA Height to eaves | - | - | CCTV, Security fencing, standby generators, compressors , fire protection | - | - | Photo 1- Typical light warehouse-2500m2 | - | 10611 |  | M2 | - | NA | NA | NA | 302.4658 | Option 1 | 374.9984 | 23.98% | 0 | 0 | -100% | -100% | 0 | -100% | Redirected | NA | VOA_GPN_GOV_UK\7246041 | 2019-08-30 | Low | - | - | Risk taken from previous CG | - | - | NA | SPONS A&B | NA | (BEAMS Note 2) The ERC for this item should be added to all other rateable items on the hereditament (except land). Therefore the total of the ERC of the other Building Items and the P&M ERC (where applicable) to enable the correct contract size adjustment to be made. ERC of Building Component + ERC of P&M = Total ERC to which contract size adjustment should be applied. The appropriate % adjustment should be made in accordance with the scale for contract size adjustment specified under section 6 of the RCG 2021 Guidance notes. The currency ERC rates are set at £4m (Four Million Pounds) @ 1st April 2019 (AVD) for the RCG 2021 Publication. | Photo 1- Typical light warehouse-2500m2 | - | 2 | TRUE
6015 | 41U22R | 4862 | 41U22R | Warehouses | Light - uninsulated | Sheet metal cladding | 101m² - 250m² | Eaves ht - 7.0m | Warehouse - Light steel Frame - Un-insulated Building Construction: Foundations: Concrete pad and strip foundations with 250mm mesh reinforced concrete slab Frame: Light steel frame Upper Floors: None Roof: Single skin profiled protected metal, fixed to steel purlins with plastic headed screws, translucent sheet glazing: rainwater gutters, down pipes and drainage. External Walls Single skin profiled protected metal cladding, fixed to horizontal steel rails with plastic headed screws, translucent sheet glazing; access door goods/personnel. May have 100mm brickwork/blockwork infill to 1.0m; Windows and Doors: Single glazed windows in metal frames. Steel doors set within metal frames. Internal Walls: Block walls to toilets Internal Finishes: None- Paint to toilets Building Services: Electric light and power, water laid on, toilets, unheated. Accommodation: Single storey un-insulated warehouse building | Location Adjustment Applicable (See Guidance Notes) - ERC = UK mean of 1.00 | (BEAMS Note 2) The ERC for this item should be added to all other rateable items on the hereditament (except land). Therefore the total of the ERC of the other Building Items and the P&M ERC (where applicable) to enable the correct contract size adjustment to be made. ERC of Building Component + ERC of P&M = Total ERC to which contract size adjustment should be applied. The appropriate % adjustment should be made in accordance with the scale for contract size adjustment specified under section 6 of the RCG 2023 Guidance notes. The currency ERC rates are set at £4m (Four Million Pounds) @ 1st April 2021 (AVD) for the RCG 2023 Publication. | Costs exclude external works and piling | Measure to GIA Height to eaves | - | - | CCTV, Security fencing, standby generators, compressors , fire protection | - | - | Photo 1- Typical light warehouse-2500m2 | - | 10611 |  | M2 | - | NA | NA | NA | 307.8532 | Option 1 | 381.6777 | 23.98% | 0 | 0 | -100% | -100% | 0 | -100% | Redirected | NA | VOA_GPN_GOV_UK\7246041 | 2019-08-30 | Low | - | - | Risk taken from previous CG | - | - | NA | SPONS A&B | NA | (BEAMS Note 2) The ERC for this item should be added to all other rateable items on the hereditament (except land). Therefore the total of the ERC of the other Building Items and the P&M ERC (where applicable) to enable the correct contract size adjustment to be made. ERC of Building Component + ERC of P&M = Total ERC to which contract size adjustment should be applied. The appropriate % adjustment should be made in accordance with the scale for contract size adjustment specified under section 6 of the RCG 2021 Guidance notes. The currency ERC rates are set at £4m (Four Million Pounds) @ 1st April 2019 (AVD) for the RCG 2021 Publication. | Photo 1- Typical light warehouse-2500m2 | - | 2 | TRUE
6016 | 41U22T | 4863 | 41U22T | Warehouses | Light - uninsulated | Sheet metal cladding | 101m² - 250m² | Eaves ht - 7.5m | Warehouse - Light steel Frame - Un-insulated Building Construction: Foundations: Concrete pad and strip foundations with 250mm mesh reinforced concrete slab Frame: Light steel frame Upper Floors: None Roof: Single skin profiled protected metal, fixed to steel purlins with plastic headed screws, translucent sheet glazing: rainwater gutters, down pipes and drainage. External Walls Single skin profiled protected metal cladding, fixed to horizontal steel rails with plastic headed screws, translucent sheet glazing; access door goods/personnel. May have 100mm brickwork/blockwork infill to 1.0m; Windows and Doors: Single glazed windows in metal frames. Steel doors set within metal frames. Internal Walls: Block walls to toilets Internal Finishes: None- Paint to toilets Building Services: Electric light and power, water laid on, toilets, unheated. Accommodation: Single storey un-insulated warehouse building | Location Adjustment Applicable (See Guidance Notes) - ERC = UK mean of 1.00 | (BEAMS Note 2) The ERC for this item should be added to all other rateable items on the hereditament (except land). Therefore the total of the ERC of the other Building Items and the P&M ERC (where applicable) to enable the correct contract size adjustment to be made. ERC of Building Component + ERC of P&M = Total ERC to which contract size adjustment should be applied. The appropriate % adjustment should be made in accordance with the scale for contract size adjustment specified under section 6 of the RCG 2023 Guidance notes. The currency ERC rates are set at £4m (Four Million Pounds) @ 1st April 2021 (AVD) for the RCG 2023 Publication. | Costs exclude external works and piling | Measure to GIA Height to eaves | - | - | CCTV, Security fencing, standby generators, compressors , fire protection | - | - | Photo 1- Typical light warehouse-2500m2 | - | 10611 |  | M2 | - | NA | NA | NA | 316.3192 | Option 1 | 392.1739 | 23.98% | 0 | 0 | -100% | -100% | 0 | -100% | Redirected | NA | VOA_GPN_GOV_UK\7246041 | 2019-08-30 | Low | - | - | Risk taken from previous CG | - | - | NA | SPONS A&B | NA | (BEAMS Note 2) The ERC for this item should be added to all other rateable items on the hereditament (except land). Therefore the total of the ERC of the other Building Items and the P&M ERC (where applicable) to enable the correct contract size adjustment to be made. ERC of Building Component + ERC of P&M = Total ERC to which contract size adjustment should be applied. The appropriate % adjustment should be made in accordance with the scale for contract size adjustment specified under section 6 of the RCG 2021 Guidance notes. The currency ERC rates are set at £4m (Four Million Pounds) @ 1st April 2019 (AVD) for the RCG 2021 Publication. | Photo 1- Typical light warehouse-2500m2 | - | 2 | TRUE
6017 | 41U23A | 4864 | 41U23A | Warehouses | Light - uninsulated | Sheet metal cladding | 101m² - 250m² | Eaves ht - 8.0m | Warehouse - Light steel Frame - Un-insulated Building Construction: Foundations: Concrete pad and strip foundations with 250mm mesh reinforced concrete slab Frame: Light steel frame Upper Floors: None Roof: Single skin profiled protected metal, fixed to steel purlins with plastic headed screws, translucent sheet glazing: rainwater gutters, down pipes and drainage. External Walls Single skin profiled protected metal cladding, fixed to horizontal steel rails with plastic headed screws, translucent sheet glazing; access door goods/personnel. May have 100mm brickwork/blockwork infill to 1.0m; Windows and Doors: Single glazed windows in metal frames. Steel doors set within metal frames. Internal Walls: Block walls to toilets Internal Finishes: None- Paint to toilets Building Services: Electric light and power, water laid on, toilets, unheated. Accommodation: Single storey un-insulated warehouse building | Location Adjustment Applicable (See Guidance Notes) - ERC = UK mean of 1.00 | (BEAMS Note 2) The ERC for this item should be added to all other rateable items on the hereditament (except land). Therefore the total of the ERC of the other Building Items and the P&M ERC (where applicable) to enable the correct contract size adjustment to be made. ERC of Building Component + ERC of P&M = Total ERC to which contract size adjustment should be applied. The appropriate % adjustment should be made in accordance with the scale for contract size adjustment specified under section 6 of the RCG 2023 Guidance notes. The currency ERC rates are set at £4m (Four Million Pounds) @ 1st April 2021 (AVD) for the RCG 2023 Publication. | Costs exclude external works and piling | Measure to GIA Height to eaves | - | - | CCTV, Security fencing, standby generators, compressors , fire protection | - | - | Photo 1- Typical light warehouse-2500m2 | - | 10611 |  | M2 | - | NA | NA | NA | 354.8009 | Option 1 | 439.8836 | 23.98% | 0 | 0 | -100% | -100% | 0 | -100% | Redirected | NA | VOA_GPN_GOV_UK\7246041 | 2019-08-30 | Low | - | - | Risk taken from previous CG | - | - | NA | SPONS A&B | NA | (BEAMS Note 2) The ERC for this item should be added to all other rateable items on the hereditament (except land). Therefore the total of the ERC of the other Building Items and the P&M ERC (where applicable) to enable the correct contract size adjustment to be made. ERC of Building Component + ERC of P&M = Total ERC to which contract size adjustment should be applied. The appropriate % adjustment should be made in accordance with the scale for contract size adjustment specified under section 6 of the RCG 2021 Guidance notes. The currency ERC rates are set at £4m (Four Million Pounds) @ 1st April 2019 (AVD) for the RCG 2021 Publication. | Photo 1- Typical light warehouse-2500m2 | - | 2 | TRUE
6018 | 41U23C | 4865 | 41U23C | Warehouses | Light - uninsulated | Sheet metal cladding | 101m² - 250m² | Eaves ht - 8.5m | Warehouse - Light steel Frame - Un-insulated Building Construction: Foundations: Concrete pad and strip foundations with 250mm mesh reinforced concrete slab Frame: Light steel frame Upper Floors: None Roof: Single skin profiled protected metal, fixed to steel purlins with plastic headed screws, translucent sheet glazing: rainwater gutters, down pipes and drainage. External Walls Single skin profiled protected metal cladding, fixed to horizontal steel rails with plastic headed screws, translucent sheet glazing; access door goods/personnel. May have 100mm brickwork/blockwork infill to 1.0m; Windows and Doors: Single glazed windows in metal frames. Steel doors set within metal frames. Internal Walls: Block walls to toilets Internal Finishes: None- Paint to toilets Building Services: Electric light and power, water laid on, toilets, unheated. Accommodation: Single storey un-insulated warehouse building | Location Adjustment Applicable (See Guidance Notes) - ERC = UK mean of 1.00 | (BEAMS Note 2) The ERC for this item should be added to all other rateable items on the hereditament (except land). Therefore the total of the ERC of the other Building Items and the P&M ERC (where applicable) to enable the correct contract size adjustment to be made. ERC of Building Component + ERC of P&M = Total ERC to which contract size adjustment should be applied. The appropriate % adjustment should be made in accordance with the scale for contract size adjustment specified under section 6 of the RCG 2023 Guidance notes. The currency ERC rates are set at £4m (Four Million Pounds) @ 1st April 2021 (AVD) for the RCG 2023 Publication. | Costs exclude external works and piling | Measure to GIA Height to eaves | - | - | CCTV, Security fencing, standby generators, compressors , fire protection | - | - | Photo 1- Typical light warehouse-2500m2 | - | 10611 |  | M2 | - | NA | NA | NA | 362.4972 | Option 1 | 449.4255 | 23.98% | 0 | 0 | -100% | -100% | 0 | -100% | Redirected | NA | VOA_GPN_GOV_UK\7246041 | 2019-08-30 | Low | - | - | Risk taken from previous CG | - | - | NA | SPONS A&B | NA | (BEAMS Note 2) The ERC for this item should be added to all other rateable items on the hereditament (except land). Therefore the total of the ERC of the other Building Items and the P&M ERC (where applicable) to enable the correct contract size adjustment to be made. ERC of Building Component + ERC of P&M = Total ERC to which contract size adjustment should be applied. The appropriate % adjustment should be made in accordance with the scale for contract size adjustment specified under section 6 of the RCG 2021 Guidance notes. The currency ERC rates are set at £4m (Four Million Pounds) @ 1st April 2019 (AVD) for the RCG 2021 Publication. | Photo 1- Typical light warehouse-2500m2 | - | 2 | TRUE
6019 | 41U23E | 5028 | 41U23E | Warehouses | Light - uninsulated | Sheet metal cladding | 101m² - 250m² | Eaves ht - 9.0m | Warehouse - Light steel Frame - Un-insulated Building Construction: Foundations: Concrete pad and strip foundations with 250mm mesh reinforced concrete slab Frame: Light steel frame Upper Floors: None Roof: Single skin profiled protected metal, fixed to steel purlins with plastic headed screws, translucent sheet glazing: rainwater gutters, down pipes and drainage. External Walls Single skin profiled protected metal cladding, fixed to horizontal steel rails with plastic headed screws, translucent sheet glazing; access door goods/personnel. May have 100mm brickwork/blockwork infill to 1.0m; Windows and Doors: Single glazed windows in metal frames. Steel doors set within metal frames. Internal Walls: Block walls to toilets Internal Finishes: None- Paint to toilets Building Services: Electric light and power, water laid on, toilets, unheated. Accommodation: Single storey un-insulated warehouse building | Location Adjustment Applicable (See Guidance Notes) - ERC = UK mean of 1.00 | (BEAMS Note 2) The ERC for this item should be added to all other rateable items on the hereditament (except land). Therefore the total of the ERC of the other Building Items and the P&M ERC (where applicable) to enable the correct contract size adjustment to be made. ERC of Building Component + ERC of P&M = Total ERC to which contract size adjustment should be applied. The appropriate % adjustment should be made in accordance with the scale for contract size adjustment specified under section 6 of the RCG 2023 Guidance notes. The currency ERC rates are set at £4m (Four Million Pounds) @ 1st April 2021 (AVD) for the RCG 2023 Publication. | Costs exclude external works and piling | Measure to GIA Height to eaves | - | - | CCTV, Security fencing, standby generators, compressors , fire protection | - | - | Photo 1- Typical light warehouse-2500m2 | - | 10611 |  | M2 | - | NA | NA | NA | 370.1935 | Option 1 | 458.9675 | 23.98% | 0 | 0 | -100% | -100% | 0 | -100% | Redirected | NA | VOA_GPN_GOV_UK\7246041 | 2019-08-30 | Low | - | - | Risk taken from previous CG | - | - | NA | SPONS A&B | NA | (BEAMS Note 2) The ERC for this item should be added to all other rateable items on the hereditament (except land). Therefore the total of the ERC of the other Building Items and the P&M ERC (where applicable) to enable the correct contract size adjustment to be made. ERC of Building Component + ERC of P&M = Total ERC to which contract size adjustment should be applied. The appropriate % adjustment should be made in accordance with the scale for contract size adjustment specified under section 6 of the RCG 2021 Guidance notes. The currency ERC rates are set at £4m (Four Million Pounds) @ 1st April 2019 (AVD) for the RCG 2021 Publication. | Photo 1- Typical light warehouse-2500m2 | - | 2 | TRUE
6020 | 41U23G | 4866 | 41U23G | Warehouses | Light - uninsulated | Sheet metal cladding | 101m² - 250m² | Eaves ht - 9.5m | Warehouse - Light steel Frame - Un-insulated Building Construction: Foundations: Concrete pad and strip foundations with 250mm mesh reinforced concrete slab Frame: Light steel frame Upper Floors: None Roof: Single skin profiled protected metal, fixed to steel purlins with plastic headed screws, translucent sheet glazing: rainwater gutters, down pipes and drainage. External Walls Single skin profiled protected metal cladding, fixed to horizontal steel rails with plastic headed screws, translucent sheet glazing; access door goods/personnel. May have 100mm brickwork/blockwork infill to 1.0m; Windows and Doors: Single glazed windows in metal frames. Steel doors set within metal frames. Internal Walls: Block walls to toilets Internal Finishes: None- Paint to toilets Building Services: Electric light and power, water laid on, toilets, unheated. Accommodation: Single storey un-insulated warehouse building | Location Adjustment Applicable (See Guidance Notes) - ERC = UK mean of 1.00 | (BEAMS Note 2) The ERC for this item should be added to all other rateable items on the hereditament (except land). Therefore the total of the ERC of the other Building Items and the P&M ERC (where applicable) to enable the correct contract size adjustment to be made. ERC of Building Component + ERC of P&M = Total ERC to which contract size adjustment should be applied. The appropriate % adjustment should be made in accordance with the scale for contract size adjustment specified under section 6 of the RCG 2023 Guidance notes. The currency ERC rates are set at £4m (Four Million Pounds) @ 1st April 2021 (AVD) for the RCG 2023 Publication. | Costs exclude external works and piling | Measure to GIA Height to eaves | - | - | CCTV, Security fencing, standby generators, compressors , fire protection | - | - | Photo 1- Typical light warehouse-2500m2 | - | 10611 |  | M2 | - | NA | NA | NA | 377.1202 | Option 1 | 467.5552 | 23.98% | 0 | 0 | -100% | -100% | 0 | -100% | Redirected | NA | VOA_GPN_GOV_UK\7246041 | 2019-08-30 | Low | - | - | Risk taken from previous CG | - | - | NA | SPONS A&B | NA | (BEAMS Note 2) The ERC for this item should be added to all other rateable items on the hereditament (except land). Therefore the total of the ERC of the other Building Items and the P&M ERC (where applicable) to enable the correct contract size adjustment to be made. ERC of Building Component + ERC of P&M = Total ERC to which contract size adjustment should be applied. The appropriate % adjustment should be made in accordance with the scale for contract size adjustment specified under section 6 of the RCG 2021 Guidance notes. The currency ERC rates are set at £4m (Four Million Pounds) @ 1st April 2019 (AVD) for the RCG 2021 Publication. | Photo 1- Typical light warehouse-2500m2 | - | 2 | TRUE
6021 | 41U23K | 4867 | 41U23K | Warehouses | Light - uninsulated | Sheet metal cladding | 101m² - 250m² | Eaves ht - 10.0m | Warehouse - Light steel Frame - Un-insulated Building Construction: Foundations: Concrete pad and strip foundations with 250mm mesh reinforced concrete slab Frame: Light steel frame Upper Floors: None Roof: Single skin profiled protected metal, fixed to steel purlins with plastic headed screws, translucent sheet glazing: rainwater gutters, down pipes and drainage. External Walls Single skin profiled protected metal cladding, fixed to horizontal steel rails with plastic headed screws, translucent sheet glazing; access door goods/personnel. May have 100mm brickwork/blockwork infill to 1.0m; Windows and Doors: Single glazed windows in metal frames. Steel doors set within metal frames. Internal Walls: Block walls to toilets Internal Finishes: None- Paint to toilets Building Services: Electric light and power, water laid on, toilets, unheated. Accommodation: Single storey un-insulated warehouse building | Location Adjustment Applicable (See Guidance Notes) - ERC = UK mean of 1.00 | (BEAMS Note 2) The ERC for this item should be added to all other rateable items on the hereditament (except land). Therefore the total of the ERC of the other Building Items and the P&M ERC (where applicable) to enable the correct contract size adjustment to be made. ERC of Building Component + ERC of P&M = Total ERC to which contract size adjustment should be applied. The appropriate % adjustment should be made in accordance with the scale for contract size adjustment specified under section 6 of the RCG 2023 Guidance notes. The currency ERC rates are set at £4m (Four Million Pounds) @ 1st April 2021 (AVD) for the RCG 2023 Publication. | Costs exclude external works and piling | Measure to GIA Height to eaves | - | - | CCTV, Security fencing, standby generators, compressors , fire protection | - | - | Photo 1- Typical light warehouse-2500m2 | - | 10611 |  | M2 | - | NA | NA | NA | 384.8166 | Option 1 | 477.0971 | 23.98% | 0 | 0 | -100% | -100% | 0 | -100% | Redirected | NA | VOA_GPN_GOV_UK\7246041 | 2019-08-30 | Low | - | - | Risk taken from previous CG | - | - | NA | SPONS A&B | NA | (BEAMS Note 2) The ERC for this item should be added to all other rateable items on the hereditament (except land). Therefore the total of the ERC of the other Building Items and the P&M ERC (where applicable) to enable the correct contract size adjustment to be made. ERC of Building Component + ERC of P&M = Total ERC to which contract size adjustment should be applied. The appropriate % adjustment should be made in accordance with the scale for contract size adjustment specified under section 6 of the RCG 2021 Guidance notes. The currency ERC rates are set at £4m (Four Million Pounds) @ 1st April 2019 (AVD) for the RCG 2021 Publication. | Photo 1- Typical light warehouse-2500m2 | - | 2 | TRUE
6022 | 41U23P | 4868 | 41U23P | Warehouses | Light - uninsulated | Sheet metal cladding | 101m² - 250m² | Eaves ht - 11.0m | Warehouse - Light steel Frame - Un-insulated Building Construction: Foundations: Concrete pad and strip foundations with 250mm mesh reinforced concrete slab Frame: Light steel frame Upper Floors: None Roof: Single skin profiled protected metal, fixed to steel purlins with plastic headed screws, translucent sheet glazing: rainwater gutters, down pipes and drainage. External Walls Single skin profiled protected metal cladding, fixed to horizontal steel rails with plastic headed screws, translucent sheet glazing; access door goods/personnel. May have 100mm brickwork/blockwork infill to 1.0m; Windows and Doors: Single glazed windows in metal frames. Steel doors set within metal frames. Internal Walls: Block walls to toilets Internal Finishes: None- Paint to toilets Building Services: Electric light and power, water laid on, toilets, unheated. Accommodation: Single storey un-insulated warehouse building | Location Adjustment Applicable (See Guidance Notes) - ERC = UK mean of 1.00 | (BEAMS Note 2) The ERC for this item should be added to all other rateable items on the hereditament (except land). Therefore the total of the ERC of the other Building Items and the P&M ERC (where applicable) to enable the correct contract size adjustment to be made. ERC of Building Component + ERC of P&M = Total ERC to which contract size adjustment should be applied. The appropriate % adjustment should be made in accordance with the scale for contract size adjustment specified under section 6 of the RCG 2023 Guidance notes. The currency ERC rates are set at £4m (Four Million Pounds) @ 1st April 2021 (AVD) for the RCG 2023 Publication. | Costs exclude external works and piling | Measure to GIA Height to eaves | - | - | CCTV, Security fencing, standby generators, compressors , fire protection | - | - | Photo 1- Typical light warehouse-2500m2 | - | 10611 |  | M2 | - | NA | NA | NA | 400.2092 | Option 1 | 496.181 | 23.98% | 0 | 0 | -100% | -100% | 0 | -100% | Redirected | NA | VOA_GPN_GOV_UK\7246041 | 2019-08-30 | Low | - | - | Risk taken from previous CG | - | - | NA | SPONS A&B | NA | (BEAMS Note 2) The ERC for this item should be added to all other rateable items on the hereditament (except land). Therefore the total of the ERC of the other Building Items and the P&M ERC (where applicable) to enable the correct contract size adjustment to be made. ERC of Building Component + ERC of P&M = Total ERC to which contract size adjustment should be applied. The appropriate % adjustment should be made in accordance with the scale for contract size adjustment specified under section 6 of the RCG 2021 Guidance notes. The currency ERC rates are set at £4m (Four Million Pounds) @ 1st April 2019 (AVD) for the RCG 2021 Publication. | Photo 1- Typical light warehouse-2500m2 | - | 2 | TRUE
6023 | 41U23T | 4869 | 41U23T | Warehouses | Light - uninsulated | Sheet metal cladding | 101m² - 250m² | Eaves ht - 12.0m | Warehouse - Light steel Frame - Un-insulated Building Construction: Foundations: Concrete pad and strip foundations with 250mm mesh reinforced concrete slab Frame: Light steel frame Upper Floors: None Roof: Single skin profiled protected metal, fixed to steel purlins with plastic headed screws, translucent sheet glazing: rainwater gutters, down pipes and drainage. External Walls Single skin profiled protected metal cladding, fixed to horizontal steel rails with plastic headed screws, translucent sheet glazing; access door goods/personnel. May have 100mm brickwork/blockwork infill to 1.0m; Windows and Doors: Single glazed windows in metal frames. Steel doors set within metal frames. Internal Walls: Block walls to toilets Internal Finishes: None- Paint to toilets Building Services: Electric light and power, water laid on, toilets, unheated. Accommodation: Single storey un-insulated warehouse building | Location Adjustment Applicable (See Guidance Notes) - ERC = UK mean of 1.00 | (BEAMS Note 2) The ERC for this item should be added to all other rateable items on the hereditament (except land). Therefore the total of the ERC of the other Building Items and the P&M ERC (where applicable) to enable the correct contract size adjustment to be made. ERC of Building Component + ERC of P&M = Total ERC to which contract size adjustment should be applied. The appropriate % adjustment should be made in accordance with the scale for contract size adjustment specified under section 6 of the RCG 2023 Guidance notes. The currency ERC rates are set at £4m (Four Million Pounds) @ 1st April 2021 (AVD) for the RCG 2023 Publication. | Costs exclude external works and piling | Measure to GIA Height to eaves | - | - | CCTV, Security fencing, standby generators, compressors , fire protection | - | - | Photo 1- Typical light warehouse-2500m2 | - | 10611 |  | M2 | - | NA | NA | NA | 414.8322 | Option 1 | 514.3107 | 23.98% | 0 | 0 | -100% | -100% | 0 | -100% | Redirected | NA | VOA_GPN_GOV_UK\7246041 | 2019-08-30 | Low | - | - | Risk taken from previous CG | - | - | NA | SPONS A&B | NA | (BEAMS Note 2) The ERC for this item should be added to all other rateable items on the hereditament (except land). Therefore the total of the ERC of the other Building Items and the P&M ERC (where applicable) to enable the correct contract size adjustment to be made. ERC of Building Component + ERC of P&M = Total ERC to which contract size adjustment should be applied. The appropriate % adjustment should be made in accordance with the scale for contract size adjustment specified under section 6 of the RCG 2021 Guidance notes. The currency ERC rates are set at £4m (Four Million Pounds) @ 1st April 2019 (AVD) for the RCG 2021 Publication. | Photo 1- Typical light warehouse-2500m2 | - | 2 | TRUE
6024 | 41U24A | 4870 | 41U24A | Warehouses | Light - uninsulated | Sheet metal cladding | 251m² - 500m² | Eaves ht - 3.0m | Warehouse - Light steel Frame - Un-insulated Building Construction: Foundations: Concrete pad and strip foundations with 250mm mesh reinforced concrete slab Frame: Light steel frame Upper Floors: None Roof: Single skin profiled protected metal, fixed to steel purlins with plastic headed screws, translucent sheet glazing: rainwater gutters, down pipes and drainage. External Walls Single skin profiled protected metal cladding, fixed to horizontal steel rails with plastic headed screws, translucent sheet glazing; access door goods/personnel. May have 100mm brickwork/blockwork infill to 1.0m; Windows and Doors: Single glazed windows in metal frames. Steel doors set within metal frames. Internal Walls: Block walls to toilets Internal Finishes: None- Paint to toilets Building Services: Electric light and power, water laid on, toilets, unheated. Accommodation: Single storey un-insulated warehouse building | Location Adjustment Applicable (See Guidance Notes) - ERC = UK mean of 1.00 | (BEAMS Note 2) The ERC for this item should be added to all other rateable items on the hereditament (except land). Therefore the total of the ERC of the other Building Items and the P&M ERC (where applicable) to enable the correct contract size adjustment to be made. ERC of Building Component + ERC of P&M = Total ERC to which contract size adjustment should be applied. The appropriate % adjustment should be made in accordance with the scale for contract size adjustment specified under section 6 of the RCG 2023 Guidance notes. The currency ERC rates are set at £4m (Four Million Pounds) @ 1st April 2021 (AVD) for the RCG 2023 Publication. | Costs exclude external works and piling | Measure to GIA Height to eaves | - | - | CCTV, Security fencing, standby generators, compressors , fire protection | - | - | Photo 1- Typical light warehouse-2500m2 | - | 10612 |  | M2 | - | NA | NA | NA | 212.4187 | Option 1 | 263.3576 | 23.98% | 0 | 0 | -100% | -100% | 0 | -100% | Redirected | NA | VOA_GPN_GOV_UK\7246041 | 2019-08-30 | Low | - | - | Risk taken from previous CG | - | - | NA | SPONS A&B | NA | (BEAMS Note 2) The ERC for this item should be added to all other rateable items on the hereditament (except land). Therefore the total of the ERC of the other Building Items and the P&M ERC (where applicable) to enable the correct contract size adjustment to be made. ERC of Building Component + ERC of P&M = Total ERC to which contract size adjustment should be applied. The appropriate % adjustment should be made in accordance with the scale for contract size adjustment specified under section 6 of the RCG 2021 Guidance notes. The currency ERC rates are set at £4m (Four Million Pounds) @ 1st April 2019 (AVD) for the RCG 2021 Publication. | Photo 1- Typical light warehouse-2500m2 | - | 2 | TRUE
6025 | 41U24C | 4871 | 41U24C | Warehouses | Light - uninsulated | Sheet metal cladding | 251m² - 500m² | Eaves ht - 3.5m | Warehouse - Light steel Frame - Un-insulated Building Construction: Foundations: Concrete pad and strip foundations with 250mm mesh reinforced concrete slab Frame: Light steel frame Upper Floors: None Roof: Single skin profiled protected metal, fixed to steel purlins with plastic headed screws, translucent sheet glazing: rainwater gutters, down pipes and drainage. External Walls Single skin profiled protected metal cladding, fixed to horizontal steel rails with plastic headed screws, translucent sheet glazing; access door goods/personnel. May have 100mm brickwork/blockwork infill to 1.0m; Windows and Doors: Single glazed windows in metal frames. Steel doors set within metal frames. Internal Walls: Block walls to toilets Internal Finishes: None- Paint to toilets Building Services: Electric light and power, water laid on, toilets, unheated. Accommodation: Single storey un-insulated warehouse building | Location Adjustment Applicable (See Guidance Notes) - ERC = UK mean of 1.00 | (BEAMS Note 2) The ERC for this item should be added to all other rateable items on the hereditament (except land). Therefore the total of the ERC of the other Building Items and the P&M ERC (where applicable) to enable the correct contract size adjustment to be made. ERC of Building Component + ERC of P&M = Total ERC to which contract size adjustment should be applied. The appropriate % adjustment should be made in accordance with the scale for contract size adjustment specified under section 6 of the RCG 2023 Guidance notes. The currency ERC rates are set at £4m (Four Million Pounds) @ 1st April 2021 (AVD) for the RCG 2023 Publication. | Costs exclude external works and piling | Measure to GIA Height to eaves | - | - | CCTV, Security fencing, standby generators, compressors , fire protection | - | - | Photo 1- Typical light warehouse-2500m2 | - | 10612 |  | M2 | - | NA | NA | NA | 215.4973 | Option 1 | 267.1744 | 23.98% | 0 | 0 | -100% | -100% | 0 | -100% | Redirected | NA | VOA_GPN_GOV_UK\7246041 | 2019-08-30 | Low | - | - | Risk taken from previous CG | - | - | NA | SPONS A&B | NA | (BEAMS Note 2) The ERC for this item should be added to all other rateable items on the hereditament (except land). Therefore the total of the ERC of the other Building Items and the P&M ERC (where applicable) to enable the correct contract size adjustment to be made. ERC of Building Component + ERC of P&M = Total ERC to which contract size adjustment should be applied. The appropriate % adjustment should be made in accordance with the scale for contract size adjustment specified under section 6 of the RCG 2021 Guidance notes. The currency ERC rates are set at £4m (Four Million Pounds) @ 1st April 2019 (AVD) for the RCG 2021 Publication. | Photo 1- Typical light warehouse-2500m2 | - | 2 | TRUE
6026 | 41U24E | 4872 | 41U24E | Warehouses | Light - uninsulated | Sheet metal cladding | 251m² - 500m² | Eaves ht - 4.0m | Warehouse - Light steel Frame - Un-insulated Building Construction: Foundations: Concrete pad and strip foundations with 250mm mesh reinforced concrete slab Frame: Light steel frame Upper Floors: None Roof: Single skin profiled protected metal, fixed to steel purlins with plastic headed screws, translucent sheet glazing: rainwater gutters, down pipes and drainage. External Walls Single skin profiled protected metal cladding, fixed to horizontal steel rails with plastic headed screws, translucent sheet glazing; access door goods/personnel. May have 100mm brickwork/blockwork infill to 1.0m; Windows and Doors: Single glazed windows in metal frames. Steel doors set within metal frames. Internal Walls: Block walls to toilets Internal Finishes: None- Paint to toilets Building Services: Electric light and power, water laid on, toilets, unheated. Accommodation: Single storey un-insulated warehouse building | Location Adjustment Applicable (See Guidance Notes) - ERC = UK mean of 1.00 | (BEAMS Note 2) The ERC for this item should be added to all other rateable items on the hereditament (except land). Therefore the total of the ERC of the other Building Items and the P&M ERC (where applicable) to enable the correct contract size adjustment to be made. ERC of Building Component + ERC of P&M = Total ERC to which contract size adjustment should be applied. The appropriate % adjustment should be made in accordance with the scale for contract size adjustment specified under section 6 of the RCG 2023 Guidance notes. The currency ERC rates are set at £4m (Four Million Pounds) @ 1st April 2021 (AVD) for the RCG 2023 Publication. | Costs exclude external works and piling | Measure to GIA Height to eaves | - | - | CCTV, Security fencing, standby generators, compressors , fire protection | - | - | Photo 1- Typical light warehouse-2500m2 | - | 10612 |  | M2 | - | NA | NA | NA | 217.8062 | Option 1 | 270.037 | 23.98% | 0 | 0 | -100% | -100% | 0 | -100% | Redirected | NA | VOA_GPN_GOV_UK\7246041 | 2019-08-30 | Low | - | - | Risk taken from previous CG | - | - | NA | SPONS A&B | NA | (BEAMS Note 2) The ERC for this item should be added to all other rateable items on the hereditament (except land). Therefore the total of the ERC of the other Building Items and the P&M ERC (where applicable) to enable the correct contract size adjustment to be made. ERC of Building Component + ERC of P&M = Total ERC to which contract size adjustment should be applied. The appropriate % adjustment should be made in accordance with the scale for contract size adjustment specified under section 6 of the RCG 2021 Guidance notes. The currency ERC rates are set at £4m (Four Million Pounds) @ 1st April 2019 (AVD) for the RCG 2021 Publication. | Photo 1- Typical light warehouse-2500m2 | - | 2 | TRUE
6027 | 41U24G | 4873 | 41U24G | Warehouses | Light - uninsulated | Sheet metal cladding | 251m² - 500m² | Eaves ht - 4.5m | Warehouse - Light steel Frame - Un-insulated Building Construction: Foundations: Concrete pad and strip foundations with 250mm mesh reinforced concrete slab Frame: Light steel frame Upper Floors: None Roof: Single skin profiled protected metal, fixed to steel purlins with plastic headed screws, translucent sheet glazing: rainwater gutters, down pipes and drainage. External Walls Single skin profiled protected metal cladding, fixed to horizontal steel rails with plastic headed screws, translucent sheet glazing; access door goods/personnel. May have 100mm brickwork/blockwork infill to 1.0m; Windows and Doors: Single glazed windows in metal frames. Steel doors set within metal frames. Internal Walls: Block walls to toilets Internal Finishes: None- Paint to toilets Building Services: Electric light and power, water laid on, toilets, unheated. Accommodation: Single storey un-insulated warehouse building | Location Adjustment Applicable (See Guidance Notes) - ERC = UK mean of 1.00 | (BEAMS Note 2) The ERC for this item should be added to all other rateable items on the hereditament (except land). Therefore the total of the ERC of the other Building Items and the P&M ERC (where applicable) to enable the correct contract size adjustment to be made. ERC of Building Component + ERC of P&M = Total ERC to which contract size adjustment should be applied. The appropriate % adjustment should be made in accordance with the scale for contract size adjustment specified under section 6 of the RCG 2023 Guidance notes. The currency ERC rates are set at £4m (Four Million Pounds) @ 1st April 2021 (AVD) for the RCG 2023 Publication. | Costs exclude external works and piling | Measure to GIA Height to eaves | - | - | CCTV, Security fencing, standby generators, compressors , fire protection | - | - | Photo 1- Typical light warehouse-2500m2 | - | 10612 |  | M2 | - | NA | NA | NA | 220.8847 | Option 1 | 273.8538 | 23.98% | 0 | 0 | -100% | -100% | 0 | -100% | Redirected | NA | VOA_GPN_GOV_UK\7246041 | 2019-08-30 | Low | - | - | Risk taken from previous CG | - | - | NA | SPONS A&B | NA | (BEAMS Note 2) The ERC for this item should be added to all other rateable items on the hereditament (except land). Therefore the total of the ERC of the other Building Items and the P&M ERC (where applicable) to enable the correct contract size adjustment to be made. ERC of Building Component + ERC of P&M = Total ERC to which contract size adjustment should be applied. The appropriate % adjustment should be made in accordance with the scale for contract size adjustment specified under section 6 of the RCG 2021 Guidance notes. The currency ERC rates are set at £4m (Four Million Pounds) @ 1st April 2019 (AVD) for the RCG 2021 Publication. | Photo 1- Typical light warehouse-2500m2 | - | 2 | TRUE
6028 | 41U24I | 4874 | 41U24I | Warehouses | Light - uninsulated | Sheet metal cladding | 251m² - 500m² | Eaves ht - 5.0m | Warehouse - Light steel Frame - Un-insulated Building Construction: Foundations: Concrete pad and strip foundations with 250mm mesh reinforced concrete slab Frame: Light steel frame Upper Floors: None Roof: Single skin profiled protected metal, fixed to steel purlins with plastic headed screws, translucent sheet glazing: rainwater gutters, down pipes and drainage. External Walls Single skin profiled protected metal cladding, fixed to horizontal steel rails with plastic headed screws, translucent sheet glazing; access door goods/personnel. May have 100mm brickwork/blockwork infill to 1.0m; Windows and Doors: Single glazed windows in metal frames. Steel doors set within metal frames. Internal Walls: Block walls to toilets Internal Finishes: None- Paint to toilets Building Services: Electric light and power, water laid on, toilets, unheated. Accommodation: Single storey un-insulated warehouse building | Location Adjustment Applicable (See Guidance Notes) - ERC = UK mean of 1.00 | (BEAMS Note 2) The ERC for this item should be added to all other rateable items on the hereditament (except land). Therefore the total of the ERC of the other Building Items and the P&M ERC (where applicable) to enable the correct contract size adjustment to be made. ERC of Building Component + ERC of P&M = Total ERC to which contract size adjustment should be applied. The appropriate % adjustment should be made in accordance with the scale for contract size adjustment specified under section 6 of the RCG 2023 Guidance notes. The currency ERC rates are set at £4m (Four Million Pounds) @ 1st April 2021 (AVD) for the RCG 2023 Publication. | Costs exclude external works and piling | Measure to GIA Height to eaves | - | - | CCTV, Security fencing, standby generators, compressors , fire protection | - | - | Photo 1- Typical light warehouse-2500m2 | - | 10612 |  | M2 | - | NA | NA | NA | 223.1936 | Option 1 | 276.7163 | 23.98% | 0 | 0 | -100% | -100% | 0 | -100% | Redirected | NA | VOA_GPN_GOV_UK\7246041 | 2019-08-30 | Low | - | - | Risk taken from previous CG | - | - | NA | SPONS A&B | NA | (BEAMS Note 2) The ERC for this item should be added to all other rateable items on the hereditament (except land). Therefore the total of the ERC of the other Building Items and the P&M ERC (where applicable) to enable the correct contract size adjustment to be made. ERC of Building Component + ERC of P&M = Total ERC to which contract size adjustment should be applied. The appropriate % adjustment should be made in accordance with the scale for contract size adjustment specified under section 6 of the RCG 2021 Guidance notes. The currency ERC rates are set at £4m (Four Million Pounds) @ 1st April 2019 (AVD) for the RCG 2021 Publication. | Photo 1- Typical light warehouse-2500m2 | - | 2 | TRUE
6029 | 41U24K | 4875 | 41U24K | Warehouses | Light - uninsulated | Sheet metal cladding | 251m² - 500m² | Eaves ht - 5.5m | Warehouse - Light steel Frame - Un-insulated Building Construction: Foundations: Concrete pad and strip foundations with 250mm mesh reinforced concrete slab Frame: Light steel frame Upper Floors: None Roof: Single skin profiled protected metal, fixed to steel purlins with plastic headed screws, translucent sheet glazing: rainwater gutters, down pipes and drainage. External Walls Single skin profiled protected metal cladding, fixed to horizontal steel rails with plastic headed screws, translucent sheet glazing; access door goods/personnel. May have 100mm brickwork/blockwork infill to 1.0m; Windows and Doors: Single glazed windows in metal frames. Steel doors set within metal frames. Internal Walls: Block walls to toilets Internal Finishes: None- Paint to toilets Building Services: Electric light and power, water laid on, toilets, unheated. Accommodation: Single storey un-insulated warehouse building | Location Adjustment Applicable (See Guidance Notes) - ERC = UK mean of 1.00 | (BEAMS Note 2) The ERC for this item should be added to all other rateable items on the hereditament (except land). Therefore the total of the ERC of the other Building Items and the P&M ERC (where applicable) to enable the correct contract size adjustment to be made. ERC of Building Component + ERC of P&M = Total ERC to which contract size adjustment should be applied. The appropriate % adjustment should be made in accordance with the scale for contract size adjustment specified under section 6 of the RCG 2023 Guidance notes. The currency ERC rates are set at £4m (Four Million Pounds) @ 1st April 2021 (AVD) for the RCG 2023 Publication. | Costs exclude external works and piling | Measure to GIA Height to eaves | - | - | CCTV, Security fencing, standby generators, compressors , fire protection | - | - | Photo 1- Typical light warehouse-2500m2 | - | 10612 |  | M2 | - | NA | NA | NA | 240.1255 | Option 1 | 297.7086 | 23.98% | 0 | 0 | -100% | -100% | 0 | -100% | Redirected | NA | VOA_GPN_GOV_UK\7246041 | 2019-08-30 | Low | - | - | Risk taken from previous CG | - | - | NA | SPONS A&B | NA | (BEAMS Note 2) The ERC for this item should be added to all other rateable items on the hereditament (except land). Therefore the total of the ERC of the other Building Items and the P&M ERC (where applicable) to enable the correct contract size adjustment to be made. ERC of Building Component + ERC of P&M = Total ERC to which contract size adjustment should be applied. The appropriate % adjustment should be made in accordance with the scale for contract size adjustment specified under section 6 of the RCG 2021 Guidance notes. The currency ERC rates are set at £4m (Four Million Pounds) @ 1st April 2019 (AVD) for the RCG 2021 Publication. | Photo 1- Typical light warehouse-2500m2 | - | 2 | TRUE
6030 | 41U24M | 4876 | 41U24M | Warehouses | Light - uninsulated | Sheet metal cladding | 251m² - 500m² | Eaves ht - 6.0m | Warehouse - Light steel Frame - Un-insulated Building Construction: Foundations: Concrete pad and strip foundations with 250mm mesh reinforced concrete slab Frame: Light steel frame Upper Floors: None Roof: Single skin profiled protected metal, fixed to steel purlins with plastic headed screws, translucent sheet glazing: rainwater gutters, down pipes and drainage. External Walls Single skin profiled protected metal cladding, fixed to horizontal steel rails with plastic headed screws, translucent sheet glazing; access door goods/personnel. May have 100mm brickwork/blockwork infill to 1.0m; Windows and Doors: Single glazed windows in metal frames. Steel doors set within metal frames. Internal Walls: Block walls to toilets Internal Finishes: None- Paint to toilets Building Services: Electric light and power, water laid on, toilets, unheated. Accommodation: Single storey un-insulated warehouse building | Location Adjustment Applicable (See Guidance Notes) - ERC = UK mean of 1.00 | (BEAMS Note 2) The ERC for this item should be added to all other rateable items on the hereditament (except land). Therefore the total of the ERC of the other Building Items and the P&M ERC (where applicable) to enable the correct contract size adjustment to be made. ERC of Building Component + ERC of P&M = Total ERC to which contract size adjustment should be applied. The appropriate % adjustment should be made in accordance with the scale for contract size adjustment specified under section 6 of the RCG 2023 Guidance notes. The currency ERC rates are set at £4m (Four Million Pounds) @ 1st April 2021 (AVD) for the RCG 2023 Publication. | Costs exclude external works and piling | Measure to GIA Height to eaves | - | - | CCTV, Security fencing, standby generators, compressors , fire protection | - | - | Photo 1- Typical light warehouse-2500m2 | - | 10612 |  | M2 | - | NA | NA | NA | 243.2041 | Option 1 | 301.5254 | 23.98% | 0 | 0 | -100% | -100% | 0 | -100% | Redirected | NA | VOA_GPN_GOV_UK\7246041 | 2019-08-30 | Low | - | - | Risk taken from previous CG | - | - | NA | SPONS A&B | NA | (BEAMS Note 2) The ERC for this item should be added to all other rateable items on the hereditament (except land). Therefore the total of the ERC of the other Building Items and the P&M ERC (where applicable) to enable the correct contract size adjustment to be made. ERC of Building Component + ERC of P&M = Total ERC to which contract size adjustment should be applied. The appropriate % adjustment should be made in accordance with the scale for contract size adjustment specified under section 6 of the RCG 2021 Guidance notes. The currency ERC rates are set at £4m (Four Million Pounds) @ 1st April 2019 (AVD) for the RCG 2021 Publication. | Photo 1- Typical light warehouse-2500m2 | - | 2 | TRUE
6031 | 41U24P | 4877 | 41U24P | Warehouses | Light - uninsulated | Sheet metal cladding | 251m² - 500m² | Eaves ht - 6.5m | Warehouse - Light steel Frame - Un-insulated Building Construction: Foundations: Concrete pad and strip foundations with 250mm mesh reinforced concrete slab Frame: Light steel frame Upper Floors: None Roof: Single skin profiled protected metal, fixed to steel purlins with plastic headed screws, translucent sheet glazing: rainwater gutters, down pipes and drainage. External Walls Single skin profiled protected metal cladding, fixed to horizontal steel rails with plastic headed screws, translucent sheet glazing; access door goods/personnel. May have 100mm brickwork/blockwork infill to 1.0m; Windows and Doors: Single glazed windows in metal frames. Steel doors set within metal frames. Internal Walls: Block walls to toilets Internal Finishes: None- Paint to toilets Building Services: Electric light and power, water laid on, toilets, unheated. Accommodation: Single storey un-insulated warehouse building | Location Adjustment Applicable (See Guidance Notes) - ERC = UK mean of 1.00 | (BEAMS Note 2) The ERC for this item should be added to all other rateable items on the hereditament (except land). Therefore the total of the ERC of the other Building Items and the P&M ERC (where applicable) to enable the correct contract size adjustment to be made. ERC of Building Component + ERC of P&M = Total ERC to which contract size adjustment should be applied. The appropriate % adjustment should be made in accordance with the scale for contract size adjustment specified under section 6 of the RCG 2023 Guidance notes. The currency ERC rates are set at £4m (Four Million Pounds) @ 1st April 2021 (AVD) for the RCG 2023 Publication. | Costs exclude external works and piling | Measure to GIA Height to eaves | - | - | CCTV, Security fencing, standby generators, compressors , fire protection | - | - | Photo 1- Typical light warehouse-2500m2 | - | 10612 |  | M2 | - | NA | NA | NA | 247.0522 | Option 1 | 306.2964 | 23.98% | 0 | 0 | -100% | -100% | 0 | -100% | Redirected | NA | VOA_GPN_GOV_UK\7246041 | 2019-08-30 | Low | - | - | Risk taken from previous CG | - | - | NA | SPONS A&B | NA | (BEAMS Note 2) The ERC for this item should be added to all other rateable items on the hereditament (except land). Therefore the total of the ERC of the other Building Items and the P&M ERC (where applicable) to enable the correct contract size adjustment to be made. ERC of Building Component + ERC of P&M = Total ERC to which contract size adjustment should be applied. The appropriate % adjustment should be made in accordance with the scale for contract size adjustment specified under section 6 of the RCG 2021 Guidance notes. The currency ERC rates are set at £4m (Four Million Pounds) @ 1st April 2019 (AVD) for the RCG 2021 Publication. | Photo 1- Typical light warehouse-2500m2 | - | 2 | TRUE
6032 | 41U24R | 4878 | 41U24R | Warehouses | Light - uninsulated | Sheet metal cladding | 251m² - 500m² | Eaves ht - 7.0m | Warehouse - Light steel Frame - Un-insulated Building Construction: Foundations: Concrete pad and strip foundations with 250mm mesh reinforced concrete slab Frame: Light steel frame Upper Floors: None Roof: Single skin profiled protected metal, fixed to steel purlins with plastic headed screws, translucent sheet glazing: rainwater gutters, down pipes and drainage. External Walls Single skin profiled protected metal cladding, fixed to horizontal steel rails with plastic headed screws, translucent sheet glazing; access door goods/personnel. May have 100mm brickwork/blockwork infill to 1.0m; Windows and Doors: Single glazed windows in metal frames. Steel doors set within metal frames. Internal Walls: Block walls to toilets Internal Finishes: None- Paint to toilets Building Services: Electric light and power, water laid on, toilets, unheated. Accommodation: Single storey un-insulated warehouse building | Location Adjustment Applicable (See Guidance Notes) - ERC = UK mean of 1.00 | (BEAMS Note 2) The ERC for this item should be added to all other rateable items on the hereditament (except land). Therefore the total of the ERC of the other Building Items and the P&M ERC (where applicable) to enable the correct contract size adjustment to be made. ERC of Building Component + ERC of P&M = Total ERC to which contract size adjustment should be applied. The appropriate % adjustment should be made in accordance with the scale for contract size adjustment specified under section 6 of the RCG 2023 Guidance notes. The currency ERC rates are set at £4m (Four Million Pounds) @ 1st April 2021 (AVD) for the RCG 2023 Publication. | Costs exclude external works and piling | Measure to GIA Height to eaves | - | - | CCTV, Security fencing, standby generators, compressors , fire protection | - | - | Photo 1- Typical light warehouse-2500m2 | - | 10612 |  | M2 | - | NA | NA | NA | 250.9004 | Option 1 | 311.0673 | 23.98% | 0 | 0 | -100% | -100% | 0 | -100% | Redirected | NA | VOA_GPN_GOV_UK\7246041 | 2019-08-30 | Low | - | - | Risk taken from previous CG | - | - | NA | SPONS A&B | NA | (BEAMS Note 2) The ERC for this item should be added to all other rateable items on the hereditament (except land). Therefore the total of the ERC of the other Building Items and the P&M ERC (where applicable) to enable the correct contract size adjustment to be made. ERC of Building Component + ERC of P&M = Total ERC to which contract size adjustment should be applied. The appropriate % adjustment should be made in accordance with the scale for contract size adjustment specified under section 6 of the RCG 2021 Guidance notes. The currency ERC rates are set at £4m (Four Million Pounds) @ 1st April 2019 (AVD) for the RCG 2021 Publication. | Photo 1- Typical light warehouse-2500m2 | - | 2 | TRUE
6033 | 41U24T | 4879 | 41U24T | Warehouses | Light - uninsulated | Sheet metal cladding | 251m² - 500m² | Eaves ht - 7.5m | Warehouse - Light steel Frame - Un-insulated Building Construction: Foundations: Concrete pad and strip foundations with 250mm mesh reinforced concrete slab Frame: Light steel frame Upper Floors: None Roof: Single skin profiled protected metal, fixed to steel purlins with plastic headed screws, translucent sheet glazing: rainwater gutters, down pipes and drainage. External Walls Single skin profiled protected metal cladding, fixed to horizontal steel rails with plastic headed screws, translucent sheet glazing; access door goods/personnel. May have 100mm brickwork/blockwork infill to 1.0m; Windows and Doors: Single glazed windows in metal frames. Steel doors set within metal frames. Internal Walls: Block walls to toilets Internal Finishes: None- Paint to toilets Building Services: Electric light and power, water laid on, toilets, unheated. Accommodation: Single storey un-insulated warehouse building | Location Adjustment Applicable (See Guidance Notes) - ERC = UK mean of 1.00 | (BEAMS Note 2) The ERC for this item should be added to all other rateable items on the hereditament (except land). Therefore the total of the ERC of the other Building Items and the P&M ERC (where applicable) to enable the correct contract size adjustment to be made. ERC of Building Component + ERC of P&M = Total ERC to which contract size adjustment should be applied. The appropriate % adjustment should be made in accordance with the scale for contract size adjustment specified under section 6 of the RCG 2023 Guidance notes. The currency ERC rates are set at £4m (Four Million Pounds) @ 1st April 2021 (AVD) for the RCG 2023 Publication. | Costs exclude external works and piling | Measure to GIA Height to eaves | - | - | CCTV, Security fencing, standby generators, compressors , fire protection | - | - | Photo 1- Typical light warehouse-2500m2 | - | 10612 |  | M2 | - | NA | NA | NA | 256.2878 | Option 1 | 317.7467 | 23.98% | 0 | 0 | -100% | -100% | 0 | -100% | Redirected | NA | VOA_GPN_GOV_UK\7246041 | 2019-08-30 | Low | - | - | Risk taken from previous CG | - | - | NA | SPONS A&B | NA | (BEAMS Note 2) The ERC for this item should be added to all other rateable items on the hereditament (except land). Therefore the total of the ERC of the other Building Items and the P&M ERC (where applicable) to enable the correct contract size adjustment to be made. ERC of Building Component + ERC of P&M = Total ERC to which contract size adjustment should be applied. The appropriate % adjustment should be made in accordance with the scale for contract size adjustment specified under section 6 of the RCG 2021 Guidance notes. The currency ERC rates are set at £4m (Four Million Pounds) @ 1st April 2019 (AVD) for the RCG 2021 Publication. | Photo 1- Typical light warehouse-2500m2 | - | 2 | TRUE
6034 | 41U25A | 4880 | 41U25A | Warehouses | Light - uninsulated | Sheet metal cladding | 251m² - 500m² | Eaves ht - 8.0m | Warehouse - Light steel Frame - Un-insulated Building Construction: Foundations: Concrete pad and strip foundations with 250mm mesh reinforced concrete slab Frame: Light steel frame Upper Floors: None Roof: Single skin profiled protected metal, fixed to steel purlins with plastic headed screws, translucent sheet glazing: rainwater gutters, down pipes and drainage. External Walls Single skin profiled protected metal cladding, fixed to horizontal steel rails with plastic headed screws, translucent sheet glazing; access door goods/personnel. May have 100mm brickwork/blockwork infill to 1.0m; Windows and Doors: Single glazed windows in metal frames. Steel doors set within metal frames. Internal Walls: Block walls to toilets Internal Finishes: None- Paint to toilets Building Services: Electric light and power, water laid on, toilets, unheated. Accommodation: Single storey un-insulated warehouse building | Location Adjustment Applicable (See Guidance Notes) - ERC = UK mean of 1.00 | (BEAMS Note 2) The ERC for this item should be added to all other rateable items on the hereditament (except land). Therefore the total of the ERC of the other Building Items and the P&M ERC (where applicable) to enable the correct contract size adjustment to be made. ERC of Building Component + ERC of P&M = Total ERC to which contract size adjustment should be applied. The appropriate % adjustment should be made in accordance with the scale for contract size adjustment specified under section 6 of the RCG 2023 Guidance notes. The currency ERC rates are set at £4m (Four Million Pounds) @ 1st April 2021 (AVD) for the RCG 2023 Publication. | Costs exclude external works and piling | Measure to GIA Height to eaves | - | - | CCTV, Security fencing, standby generators, compressors , fire protection | - | - | Photo 1- Typical light warehouse-2500m2 | - | 10612 |  | M2 | - | NA | NA | NA | 282.4554 | Option 1 | 350.1893 | 23.98% | 0 | 0 | -100% | -100% | 0 | -100% | Redirected | NA | VOA_GPN_GOV_UK\7246041 | 2019-08-30 | Low | - | - | Risk taken from previous CG | - | - | NA | SPONS A&B | NA | (BEAMS Note 2) The ERC for this item should be added to all other rateable items on the hereditament (except land). Therefore the total of the ERC of the other Building Items and the P&M ERC (where applicable) to enable the correct contract size adjustment to be made. ERC of Building Component + ERC of P&M = Total ERC to which contract size adjustment should be applied. The appropriate % adjustment should be made in accordance with the scale for contract size adjustment specified under section 6 of the RCG 2021 Guidance notes. The currency ERC rates are set at £4m (Four Million Pounds) @ 1st April 2019 (AVD) for the RCG 2021 Publication. | Photo 1- Typical light warehouse-2500m2 | - | 2 | TRUE
6035 | 41U25C | 4888 | 41U25C | Warehouses | Light - uninsulated | Sheet metal cladding | 251m² - 500m² | Eaves ht - 8.5m | Warehouse - Light steel Frame - Un-insulated Building Construction: Foundations: Concrete pad and strip foundations with 250mm mesh reinforced concrete slab Frame: Light steel frame Upper Floors: None Roof: Single skin profiled protected metal, fixed to steel purlins with plastic headed screws, translucent sheet glazing: rainwater gutters, down pipes and drainage. External Walls Single skin profiled protected metal cladding, fixed to horizontal steel rails with plastic headed screws, translucent sheet glazing; access door goods/personnel. May have 100mm brickwork/blockwork infill to 1.0m; Windows and Doors: Single glazed windows in metal frames. Steel doors set within metal frames. Internal Walls: Block walls to toilets Internal Finishes: None- Paint to toilets Building Services: Electric light and power, water laid on, toilets, unheated. Accommodation: Single storey un-insulated warehouse building | Location Adjustment Applicable (See Guidance Notes) - ERC = UK mean of 1.00 | (BEAMS Note 2) The ERC for this item should be added to all other rateable items on the hereditament (except land). Therefore the total of the ERC of the other Building Items and the P&M ERC (where applicable) to enable the correct contract size adjustment to be made. ERC of Building Component + ERC of P&M = Total ERC to which contract size adjustment should be applied. The appropriate % adjustment should be made in accordance with the scale for contract size adjustment specified under section 6 of the RCG 2023 Guidance notes. The currency ERC rates are set at £4m (Four Million Pounds) @ 1st April 2021 (AVD) for the RCG 2023 Publication. | Costs exclude external works and piling | Measure to GIA Height to eaves | - | - | CCTV, Security fencing, standby generators, compressors , fire protection | - | - | Photo 1- Typical light warehouse-2500m2 | - | 10612 |  | M2 | - | NA | NA | NA | 287.0732 | Option 1 | 355.9145 | 23.98% | 0 | 0 | -100% | -100% | 0 | -100% | Redirected | NA | VOA_GPN_GOV_UK\7246041 | 2019-08-30 | Low | - | - | Risk taken from previous CG | - | - | NA | SPONS A&B | NA | (BEAMS Note 2) The ERC for this item should be added to all other rateable items on the hereditament (except land). Therefore the total of the ERC of the other Building Items and the P&M ERC (where applicable) to enable the correct contract size adjustment to be made. ERC of Building Component + ERC of P&M = Total ERC to which contract size adjustment should be applied. The appropriate % adjustment should be made in accordance with the scale for contract size adjustment specified under section 6 of the RCG 2021 Guidance notes. The currency ERC rates are set at £4m (Four Million Pounds) @ 1st April 2019 (AVD) for the RCG 2021 Publication. | Photo 1- Typical light warehouse-2500m2 | - | 2 | TRUE
6036 | 41U25E | 4889 | 41U25E | Warehouses | Light - uninsulated | Sheet metal cladding | 251m² - 500m² | Eaves ht - 9.0m | Warehouse - Light steel Frame - Un-insulated Building Construction: Foundations: Concrete pad and strip foundations with 250mm mesh reinforced concrete slab Frame: Light steel frame Upper Floors: None Roof: Single skin profiled protected metal, fixed to steel purlins with plastic headed screws, translucent sheet glazing: rainwater gutters, down pipes and drainage. External Walls Single skin profiled protected metal cladding, fixed to horizontal steel rails with plastic headed screws, translucent sheet glazing; access door goods/personnel. May have 100mm brickwork/blockwork infill to 1.0m; Windows and Doors: Single glazed windows in metal frames. Steel doors set within metal frames. Internal Walls: Block walls to toilets Internal Finishes: None- Paint to toilets Building Services: Electric light and power, water laid on, toilets, unheated. Accommodation: Single storey un-insulated warehouse building | Location Adjustment Applicable (See Guidance Notes) - ERC = UK mean of 1.00 | (BEAMS Note 2) The ERC for this item should be added to all other rateable items on the hereditament (except land). Therefore the total of the ERC of the other Building Items and the P&M ERC (where applicable) to enable the correct contract size adjustment to be made. ERC of Building Component + ERC of P&M = Total ERC to which contract size adjustment should be applied. The appropriate % adjustment should be made in accordance with the scale for contract size adjustment specified under section 6 of the RCG 2023 Guidance notes. The currency ERC rates are set at £4m (Four Million Pounds) @ 1st April 2021 (AVD) for the RCG 2023 Publication. | Costs exclude external works and piling | Measure to GIA Height to eaves | - | - | CCTV, Security fencing, standby generators, compressors , fire protection | - | - | Photo 1- Typical light warehouse-2500m2 | - | 10612 |  | M2 | - | NA | NA | NA | 291.6909 | Option 1 | 361.6396 | 23.98% | 0 | 0 | -100% | -100% | 0 | -100% | Redirected | NA | VOA_GPN_GOV_UK\7246041 | 2019-08-30 | Low | - | - | Risk taken from previous CG | - | - | NA | SPONS A&B | NA | (BEAMS Note 2) The ERC for this item should be added to all other rateable items on the hereditament (except land). Therefore the total of the ERC of the other Building Items and the P&M ERC (where applicable) to enable the correct contract size adjustment to be made. ERC of Building Component + ERC of P&M = Total ERC to which contract size adjustment should be applied. The appropriate % adjustment should be made in accordance with the scale for contract size adjustment specified under section 6 of the RCG 2021 Guidance notes. The currency ERC rates are set at £4m (Four Million Pounds) @ 1st April 2019 (AVD) for the RCG 2021 Publication. | Photo 1- Typical light warehouse-2500m2 | - | 2 | TRUE
6037 | 41U25G | 4890 | 41U25G | Warehouses | Light - uninsulated | Sheet metal cladding | 251m² - 500m² | Eaves ht - 9.5m | Warehouse - Light steel Frame - Un-insulated Building Construction: Foundations: Concrete pad and strip foundations with 250mm mesh reinforced concrete slab Frame: Light steel frame Upper Floors: None Roof: Single skin profiled protected metal, fixed to steel purlins with plastic headed screws, translucent sheet glazing: rainwater gutters, down pipes and drainage. External Walls Single skin profiled protected metal cladding, fixed to horizontal steel rails with plastic headed screws, translucent sheet glazing; access door goods/personnel. May have 100mm brickwork/blockwork infill to 1.0m; Windows and Doors: Single glazed windows in metal frames. Steel doors set within metal frames. Internal Walls: Block walls to toilets Internal Finishes: None- Paint to toilets Building Services: Electric light and power, water laid on, toilets, unheated. Accommodation: Single storey un-insulated warehouse building | Location Adjustment Applicable (See Guidance Notes) - ERC = UK mean of 1.00 | (BEAMS Note 2) The ERC for this item should be added to all other rateable items on the hereditament (except land). Therefore the total of the ERC of the other Building Items and the P&M ERC (where applicable) to enable the correct contract size adjustment to be made. ERC of Building Component + ERC of P&M = Total ERC to which contract size adjustment should be applied. The appropriate % adjustment should be made in accordance with the scale for contract size adjustment specified under section 6 of the RCG 2023 Guidance notes. The currency ERC rates are set at £4m (Four Million Pounds) @ 1st April 2021 (AVD) for the RCG 2023 Publication. | Costs exclude external works and piling | Measure to GIA Height to eaves | - | - | CCTV, Security fencing, standby generators, compressors , fire protection | - | - | Photo 1- Typical light warehouse-2500m2 | - | 10612 |  | M2 | - | NA | NA | NA | 296.3087 | Option 1 | 367.3648 | 23.98% | 0 | 0 | -100% | -100% | 0 | -100% | Redirected | NA | VOA_GPN_GOV_UK\7246041 | 2019-08-30 | Low | - | - | Risk taken from previous CG | - | - | NA | SPONS A&B | NA | (BEAMS Note 2) The ERC for this item should be added to all other rateable items on the hereditament (except land). Therefore the total of the ERC of the other Building Items and the P&M ERC (where applicable) to enable the correct contract size adjustment to be made. ERC of Building Component + ERC of P&M = Total ERC to which contract size adjustment should be applied. The appropriate % adjustment should be made in accordance with the scale for contract size adjustment specified under section 6 of the RCG 2021 Guidance notes. The currency ERC rates are set at £4m (Four Million Pounds) @ 1st April 2019 (AVD) for the RCG 2021 Publication. | Photo 1- Typical light warehouse-2500m2 | - | 2 | TRUE
6038 | 41U25K | 4891 | 41U25K | Warehouses | Light - uninsulated | Sheet metal cladding | 251m² - 500m² | Eaves ht - 10.0m | Warehouse - Light steel Frame - Un-insulated Building Construction: Foundations: Concrete pad and strip foundations with 250mm mesh reinforced concrete slab Frame: Light steel frame Upper Floors: None Roof: Single skin profiled protected metal, fixed to steel purlins with plastic headed screws, translucent sheet glazing: rainwater gutters, down pipes and drainage. External Walls Single skin profiled protected metal cladding, fixed to horizontal steel rails with plastic headed screws, translucent sheet glazing; access door goods/personnel. May have 100mm brickwork/blockwork infill to 1.0m; Windows and Doors: Single glazed windows in metal frames. Steel doors set within metal frames. Internal Walls: Block walls to toilets Internal Finishes: None- Paint to toilets Building Services: Electric light and power, water laid on, toilets, unheated. Accommodation: Single storey un-insulated warehouse building | Location Adjustment Applicable (See Guidance Notes) - ERC = UK mean of 1.00 | (BEAMS Note 2) The ERC for this item should be added to all other rateable items on the hereditament (except land). Therefore the total of the ERC of the other Building Items and the P&M ERC (where applicable) to enable the correct contract size adjustment to be made. ERC of Building Component + ERC of P&M = Total ERC to which contract size adjustment should be applied. The appropriate % adjustment should be made in accordance with the scale for contract size adjustment specified under section 6 of the RCG 2023 Guidance notes. The currency ERC rates are set at £4m (Four Million Pounds) @ 1st April 2021 (AVD) for the RCG 2023 Publication. | Costs exclude external works and piling | Measure to GIA Height to eaves | - | - | CCTV, Security fencing, standby generators, compressors , fire protection | - | - | Photo 1- Typical light warehouse-2500m2 | - | 10612 |  | M2 | - | NA | NA | NA | 301.6962 | Option 1 | 374.0442 | 23.98% | 0 | 0 | -100% | -100% | 0 | -100% | Redirected | NA | VOA_GPN_GOV_UK\7246041 | 2019-08-30 | Low | - | - | Risk taken from previous CG | - | - | NA | SPONS A&B | NA | (BEAMS Note 2) The ERC for this item should be added to all other rateable items on the hereditament (except land). Therefore the total of the ERC of the other Building Items and the P&M ERC (where applicable) to enable the correct contract size adjustment to be made. ERC of Building Component + ERC of P&M = Total ERC to which contract size adjustment should be applied. The appropriate % adjustment should be made in accordance with the scale for contract size adjustment specified under section 6 of the RCG 2021 Guidance notes. The currency ERC rates are set at £4m (Four Million Pounds) @ 1st April 2019 (AVD) for the RCG 2021 Publication. | Photo 1- Typical light warehouse-2500m2 | - | 2 | TRUE
6039 | 41U25P | 4892 | 41U25P | Warehouses | Light - uninsulated | Sheet metal cladding | 251m² - 500m² | Eaves ht - 11.0m | Warehouse - Light steel Frame - Un-insulated Building Construction: Foundations: Concrete pad and strip foundations with 250mm mesh reinforced concrete slab Frame: Light steel frame Upper Floors: None Roof: Single skin profiled protected metal, fixed to steel purlins with plastic headed screws, translucent sheet glazing: rainwater gutters, down pipes and drainage. External Walls Single skin profiled protected metal cladding, fixed to horizontal steel rails with plastic headed screws, translucent sheet glazing; access door goods/personnel. May have 100mm brickwork/blockwork infill to 1.0m; Windows and Doors: Single glazed windows in metal frames. Steel doors set within metal frames. Internal Walls: Block walls to toilets Internal Finishes: None- Paint to toilets Building Services: Electric light and power, water laid on, toilets, unheated. Accommodation: Single storey un-insulated warehouse building | Location Adjustment Applicable (See Guidance Notes) - ERC = UK mean of 1.00 | (BEAMS Note 2) The ERC for this item should be added to all other rateable items on the hereditament (except land). Therefore the total of the ERC of the other Building Items and the P&M ERC (where applicable) to enable the correct contract size adjustment to be made. ERC of Building Component + ERC of P&M = Total ERC to which contract size adjustment should be applied. The appropriate % adjustment should be made in accordance with the scale for contract size adjustment specified under section 6 of the RCG 2023 Guidance notes. The currency ERC rates are set at £4m (Four Million Pounds) @ 1st April 2021 (AVD) for the RCG 2023 Publication. | Costs exclude external works and piling | Measure to GIA Height to eaves | - | - | CCTV, Security fencing, standby generators, compressors , fire protection | - | - | Photo 1- Typical light warehouse-2500m2 | - | 10612 |  | M2 | - | NA | NA | NA | 310.9318 | Option 1 | 385.4945 | 23.98% | 0 | 0 | -100% | -100% | 0 | -100% | Redirected | NA | VOA_GPN_GOV_UK\7246041 | 2019-08-30 | Low | - | - | Risk taken from previous CG | - | - | NA | SPONS A&B | NA | (BEAMS Note 2) The ERC for this item should be added to all other rateable items on the hereditament (except land). Therefore the total of the ERC of the other Building Items and the P&M ERC (where applicable) to enable the correct contract size adjustment to be made. ERC of Building Component + ERC of P&M = Total ERC to which contract size adjustment should be applied. The appropriate % adjustment should be made in accordance with the scale for contract size adjustment specified under section 6 of the RCG 2021 Guidance notes. The currency ERC rates are set at £4m (Four Million Pounds) @ 1st April 2019 (AVD) for the RCG 2021 Publication. | Photo 1- Typical light warehouse-2500m2 | - | 2 | TRUE
6040 | 41U25T | 4893 | 41U25T | Warehouses | Light - uninsulated | Sheet metal cladding | 251m² - 500m² | Eaves ht - 12.0m | Warehouse - Light steel Frame - Un-insulated Building Construction: Foundations: Concrete pad and strip foundations with 250mm mesh reinforced concrete slab Frame: Light steel frame Upper Floors: None Roof: Single skin profiled protected metal, fixed to steel purlins with plastic headed screws, translucent sheet glazing: rainwater gutters, down pipes and drainage. External Walls Single skin profiled protected metal cladding, fixed to horizontal steel rails with plastic headed screws, translucent sheet glazing; access door goods/personnel. May have 100mm brickwork/blockwork infill to 1.0m; Windows and Doors: Single glazed windows in metal frames. Steel doors set within metal frames. Internal Walls: Block walls to toilets Internal Finishes: None- Paint to toilets Building Services: Electric light and power, water laid on, toilets, unheated. Accommodation: Single storey un-insulated warehouse building | Location Adjustment Applicable (See Guidance Notes) - ERC = UK mean of 1.00 | (BEAMS Note 2) The ERC for this item should be added to all other rateable items on the hereditament (except land). Therefore the total of the ERC of the other Building Items and the P&M ERC (where applicable) to enable the correct contract size adjustment to be made. ERC of Building Component + ERC of P&M = Total ERC to which contract size adjustment should be applied. The appropriate % adjustment should be made in accordance with the scale for contract size adjustment specified under section 6 of the RCG 2023 Guidance notes. The currency ERC rates are set at £4m (Four Million Pounds) @ 1st April 2021 (AVD) for the RCG 2023 Publication. | Costs exclude external works and piling | Measure to GIA Height to eaves | - | - | CCTV, Security fencing, standby generators, compressors , fire protection | - | - | Photo 1- Typical light warehouse-2500m2 | - | 10612 |  | M2 | - | NA | NA | NA | 320.937 | Option 1 | 397.899 | 23.98% | 0 | 0 | -100% | -100% | 0 | -100% | Redirected | NA | VOA_GPN_GOV_UK\7246041 | 2019-08-30 | Low | - | - | Risk taken from previous CG | - | - | NA | SPONS A&B | NA | (BEAMS Note 2) The ERC for this item should be added to all other rateable items on the hereditament (except land). Therefore the total of the ERC of the other Building Items and the P&M ERC (where applicable) to enable the correct contract size adjustment to be made. ERC of Building Component + ERC of P&M = Total ERC to which contract size adjustment should be applied. The appropriate % adjustment should be made in accordance with the scale for contract size adjustment specified under section 6 of the RCG 2021 Guidance notes. The currency ERC rates are set at £4m (Four Million Pounds) @ 1st April 2019 (AVD) for the RCG 2021 Publication. | Photo 1- Typical light warehouse-2500m2 | - | 2 | TRUE
6041 | 41U26A | 4894 | 41U26A | Warehouses | Light - uninsulated | Sheet metal cladding | 501m² - 1000m² | Eaves ht - 3.0m | Warehouse - Light steel Frame - Un-insulated Building Construction: Foundations: Concrete pad and strip foundations with 250mm mesh reinforced concrete slab Frame: Light steel frame Upper Floors: None Roof: Single skin profiled protected metal, fixed to steel purlins with plastic headed screws, translucent sheet glazing: rainwater gutters, down pipes and drainage. External Walls Single skin profiled protected metal cladding, fixed to horizontal steel rails with plastic headed screws, translucent sheet glazing; access door goods/personnel. May have 100mm brickwork/blockwork infill to 1.0m; Windows and Doors: Single glazed windows in metal frames. Steel doors set within metal frames. Internal Walls: Block walls to toilets Internal Finishes: None- Paint to toilets Building Services: Electric light and power, water laid on, toilets, unheated. Accommodation: Single storey un-insulated warehouse building | Location Adjustment Applicable (See Guidance Notes) - ERC = UK mean of 1.00 | (BEAMS Note 2) The ERC for this item should be added to all other rateable items on the hereditament (except land). Therefore the total of the ERC of the other Building Items and the P&M ERC (where applicable) to enable the correct contract size adjustment to be made. ERC of Building Component + ERC of P&M = Total ERC to which contract size adjustment should be applied. The appropriate % adjustment should be made in accordance with the scale for contract size adjustment specified under section 6 of the RCG 2023 Guidance notes. The currency ERC rates are set at £4m (Four Million Pounds) @ 1st April 2021 (AVD) for the RCG 2023 Publication. | Costs exclude external works and piling | Measure to GIA Height to eaves | - | - | CCTV, Security fencing, standby generators, compressors , fire protection | - | - | Photo 1- Typical light warehouse-2500m2 | - | 10613 |  | M2 | - | NA | NA | NA | 193.1779 | Option 1 | 239.5028 | 23.98% | 0 | 0 | -100% | -100% | 0 | -100% | Redirected | NA | VOA_GPN_GOV_UK\7246041 | 2019-08-30 | Low | - | - | Risk taken from previous CG | - | - | NA | SPONS A&B | NA | (BEAMS Note 2) The ERC for this item should be added to all other rateable items on the hereditament (except land). Therefore the total of the ERC of the other Building Items and the P&M ERC (where applicable) to enable the correct contract size adjustment to be made. ERC of Building Component + ERC of P&M = Total ERC to which contract size adjustment should be applied. The appropriate % adjustment should be made in accordance with the scale for contract size adjustment specified under section 6 of the RCG 2021 Guidance notes. The currency ERC rates are set at £4m (Four Million Pounds) @ 1st April 2019 (AVD) for the RCG 2021 Publication. | Photo 1- Typical light warehouse-2500m2 | - | 2 | TRUE
6042 | 41U26C | 4895 | 41U26C | Warehouses | Light - uninsulated | Sheet metal cladding | 501m² - 1000m² | Eaves ht - 3.5m | Warehouse - Light steel Frame - Un-insulated Building Construction: Foundations: Concrete pad and strip foundations with 250mm mesh reinforced concrete slab Frame: Light steel frame Upper Floors: None Roof: Single skin profiled protected metal, fixed to steel purlins with plastic headed screws, translucent sheet glazing: rainwater gutters, down pipes and drainage. External Walls Single skin profiled protected metal cladding, fixed to horizontal steel rails with plastic headed screws, translucent sheet glazing; access door goods/personnel. May have 100mm brickwork/blockwork infill to 1.0m; Windows and Doors: Single glazed windows in metal frames. Steel doors set within metal frames. Internal Walls: Block walls to toilets Internal Finishes: None- Paint to toilets Building Services: Electric light and power, water laid on, toilets, unheated. Accommodation: Single storey un-insulated warehouse building | Location Adjustment Applicable (See Guidance Notes) - ERC = UK mean of 1.00 | (BEAMS Note 2) The ERC for this item should be added to all other rateable items on the hereditament (except land). Therefore the total of the ERC of the other Building Items and the P&M ERC (where applicable) to enable the correct contract size adjustment to be made. ERC of Building Component + ERC of P&M = Total ERC to which contract size adjustment should be applied. The appropriate % adjustment should be made in accordance with the scale for contract size adjustment specified under section 6 of the RCG 2023 Guidance notes. The currency ERC rates are set at £4m (Four Million Pounds) @ 1st April 2021 (AVD) for the RCG 2023 Publication. | Costs exclude external works and piling | Measure to GIA Height to eaves | - | - | CCTV, Security fencing, standby generators, compressors , fire protection | - | - | Photo 1- Typical light warehouse-2500m2 | - | 10613 |  | M2 | - | NA | NA | NA | 194.7172 | Option 1 | 241.4112 | 23.98% | 0 | 0 | -100% | -100% | 0 | -100% | Redirected | NA | VOA_GPN_GOV_UK\7246041 | 2019-08-30 | Low | - | - | Risk taken from previous CG | - | - | NA | SPONS A&B | NA | (BEAMS Note 2) The ERC for this item should be added to all other rateable items on the hereditament (except land). Therefore the total of the ERC of the other Building Items and the P&M ERC (where applicable) to enable the correct contract size adjustment to be made. ERC of Building Component + ERC of P&M = Total ERC to which contract size adjustment should be applied. The appropriate % adjustment should be made in accordance with the scale for contract size adjustment specified under section 6 of the RCG 2021 Guidance notes. The currency ERC rates are set at £4m (Four Million Pounds) @ 1st April 2019 (AVD) for the RCG 2021 Publication. | Photo 1- Typical light warehouse-2500m2 | - | 2 | TRUE
6043 | 41U26E | 4896 | 41U26E | Warehouses | Light - uninsulated | Sheet metal cladding | 501m² - 1000m² | Eaves ht - 4.0m | Warehouse - Light steel Frame - Un-insulated Building Construction: Foundations: Concrete pad and strip foundations with 250mm mesh reinforced concrete slab Frame: Light steel frame Upper Floors: None Roof: Single skin profiled protected metal, fixed to steel purlins with plastic headed screws, translucent sheet glazing: rainwater gutters, down pipes and drainage. External Walls Single skin profiled protected metal cladding, fixed to horizontal steel rails with plastic headed screws, translucent sheet glazing; access door goods/personnel. May have 100mm brickwork/blockwork infill to 1.0m; Windows and Doors: Single glazed windows in metal frames. Steel doors set within metal frames. Internal Walls: Block walls to toilets Internal Finishes: None- Paint to toilets Building Services: Electric light and power, water laid on, toilets, unheated. Accommodation: Single storey un-insulated warehouse building | Location Adjustment Applicable (See Guidance Notes) - ERC = UK mean of 1.00 | (BEAMS Note 2) The ERC for this item should be added to all other rateable items on the hereditament (except land). Therefore the total of the ERC of the other Building Items and the P&M ERC (where applicable) to enable the correct contract size adjustment to be made. ERC of Building Component + ERC of P&M = Total ERC to which contract size adjustment should be applied. The appropriate % adjustment should be made in accordance with the scale for contract size adjustment specified under section 6 of the RCG 2023 Guidance notes. The currency ERC rates are set at £4m (Four Million Pounds) @ 1st April 2021 (AVD) for the RCG 2023 Publication. | Costs exclude external works and piling | Measure to GIA Height to eaves | - | - | CCTV, Security fencing, standby generators, compressors , fire protection | - | - | Photo 1- Typical light warehouse-2500m2 | - | 10613 |  | M2 | - | NA | NA | NA | 197.0261 | Option 1 | 244.2737 | 23.98% | 0 | 0 | -100% | -100% | 0 | -100% | Redirected | NA | VOA_GPN_GOV_UK\7246041 | 2019-08-30 | Low | - | - | Risk taken from previous CG | - | - | NA | SPONS A&B | NA | (BEAMS Note 2) The ERC for this item should be added to all other rateable items on the hereditament (except land). Therefore the total of the ERC of the other Building Items and the P&M ERC (where applicable) to enable the correct contract size adjustment to be made. ERC of Building Component + ERC of P&M = Total ERC to which contract size adjustment should be applied. The appropriate % adjustment should be made in accordance with the scale for contract size adjustment specified under section 6 of the RCG 2021 Guidance notes. The currency ERC rates are set at £4m (Four Million Pounds) @ 1st April 2019 (AVD) for the RCG 2021 Publication. | Photo 1- Typical light warehouse-2500m2 | - | 2 | TRUE
6044 | 41U26G | 4897 | 41U26G | Warehouses | Light - uninsulated | Sheet metal cladding | 501m² - 1000m² | Eaves ht - 4.5m | Warehouse - Light steel Frame - Un-insulated Building Construction: Foundations: Concrete pad and strip foundations with 250mm mesh reinforced concrete slab Frame: Light steel frame Upper Floors: None Roof: Single skin profiled protected metal, fixed to steel purlins with plastic headed screws, translucent sheet glazing: rainwater gutters, down pipes and drainage. External Walls Single skin profiled protected metal cladding, fixed to horizontal steel rails with plastic headed screws, translucent sheet glazing; access door goods/personnel. May have 100mm brickwork/blockwork infill to 1.0m; Windows and Doors: Single glazed windows in metal frames. Steel doors set within metal frames. Internal Walls: Block walls to toilets Internal Finishes: None- Paint to toilets Building Services: Electric light and power, water laid on, toilets, unheated. Accommodation: Single storey un-insulated warehouse building | Location Adjustment Applicable (See Guidance Notes) - ERC = UK mean of 1.00 | (BEAMS Note 2) The ERC for this item should be added to all other rateable items on the hereditament (except land). Therefore the total of the ERC of the other Building Items and the P&M ERC (where applicable) to enable the correct contract size adjustment to be made. ERC of Building Component + ERC of P&M = Total ERC to which contract size adjustment should be applied. The appropriate % adjustment should be made in accordance with the scale for contract size adjustment specified under section 6 of the RCG 2023 Guidance notes. The currency ERC rates are set at £4m (Four Million Pounds) @ 1st April 2021 (AVD) for the RCG 2023 Publication. | Costs exclude external works and piling | Measure to GIA Height to eaves | - | - | CCTV, Security fencing, standby generators, compressors , fire protection | - | - | Photo 1- Typical light warehouse-2500m2 | - | 10613 |  | M2 | - | NA | NA | NA | 198.5653 | Option 1 | 246.1821 | 23.98% | 0 | 0 | -100% | -100% | 0 | -100% | Redirected | NA | VOA_GPN_GOV_UK\7246041 | 2019-08-30 | Low | - | - | Risk taken from previous CG | - | - | NA | SPONS A&B | NA | (BEAMS Note 2) The ERC for this item should be added to all other rateable items on the hereditament (except land). Therefore the total of the ERC of the other Building Items and the P&M ERC (where applicable) to enable the correct contract size adjustment to be made. ERC of Building Component + ERC of P&M = Total ERC to which contract size adjustment should be applied. The appropriate % adjustment should be made in accordance with the scale for contract size adjustment specified under section 6 of the RCG 2021 Guidance notes. The currency ERC rates are set at £4m (Four Million Pounds) @ 1st April 2019 (AVD) for the RCG 2021 Publication. | Photo 1- Typical light warehouse-2500m2 | - | 2 | TRUE
6045 | 41U26I | 4881 | 41U26I | Warehouses | Light - uninsulated | Sheet metal cladding | 501m² - 1000m² | Eaves ht - 5.0m | Warehouse - Light steel Frame - Un-insulated Building Construction: Foundations: Concrete pad and strip foundations with 250mm mesh reinforced concrete slab Frame: Light steel frame Upper Floors: None Roof: Single skin profiled protected metal, fixed to steel purlins with plastic headed screws, translucent sheet glazing: rainwater gutters, down pipes and drainage. External Walls Single skin profiled protected metal cladding, fixed to horizontal steel rails with plastic headed screws, translucent sheet glazing; access door goods/personnel. May have 100mm brickwork/blockwork infill to 1.0m; Windows and Doors: Single glazed windows in metal frames. Steel doors set within metal frames. Internal Walls: Block walls to toilets Internal Finishes: None- Paint to toilets Building Services: Electric light and power, water laid on, toilets, unheated. Accommodation: Single storey un-insulated warehouse building | Location Adjustment Applicable (See Guidance Notes) - ERC = UK mean of 1.00 | (BEAMS Note 2) The ERC for this item should be added to all other rateable items on the hereditament (except land). Therefore the total of the ERC of the other Building Items and the P&M ERC (where applicable) to enable the correct contract size adjustment to be made. ERC of Building Component + ERC of P&M = Total ERC to which contract size adjustment should be applied. The appropriate % adjustment should be made in accordance with the scale for contract size adjustment specified under section 6 of the RCG 2023 Guidance notes. The currency ERC rates are set at £4m (Four Million Pounds) @ 1st April 2021 (AVD) for the RCG 2023 Publication. | Costs exclude external works and piling | Measure to GIA Height to eaves | - | - | CCTV, Security fencing, standby generators, compressors , fire protection | - | - | Photo 1- Typical light warehouse-2500m2 | - | 10613 |  | M2 | - | NA | NA | NA | 200.1046 | Option 1 | 248.0905 | 23.98% | 0 | 0 | -100% | -100% | 0 | -100% | Redirected | NA | VOA_GPN_GOV_UK\7246041 | 2019-08-30 | Low | - | - | Risk taken from previous CG | - | - | NA | SPONS A&B | NA | (BEAMS Note 2) The ERC for this item should be added to all other rateable items on the hereditament (except land). Therefore the total of the ERC of the other Building Items and the P&M ERC (where applicable) to enable the correct contract size adjustment to be made. ERC of Building Component + ERC of P&M = Total ERC to which contract size adjustment should be applied. The appropriate % adjustment should be made in accordance with the scale for contract size adjustment specified under section 6 of the RCG 2021 Guidance notes. The currency ERC rates are set at £4m (Four Million Pounds) @ 1st April 2019 (AVD) for the RCG 2021 Publication. | Photo 1- Typical light warehouse-2500m2 | - | 2 | TRUE
6046 | 41U26K | 4898 | 41U26K | Warehouses | Light - uninsulated | Sheet metal cladding | 501m² - 1000m² | Eaves ht - 5.5m | Warehouse - Light steel Frame - Un-insulated Building Construction: Foundations: Concrete pad and strip foundations with 250mm mesh reinforced concrete slab Frame: Light steel frame Upper Floors: None Roof: Single skin profiled protected metal, fixed to steel purlins with plastic headed screws, translucent sheet glazing: rainwater gutters, down pipes and drainage. External Walls Single skin profiled protected metal cladding, fixed to horizontal steel rails with plastic headed screws, translucent sheet glazing; access door goods/personnel. May have 100mm brickwork/blockwork infill to 1.0m; Windows and Doors: Single glazed windows in metal frames. Steel doors set within metal frames. Internal Walls: Block walls to toilets Internal Finishes: None- Paint to toilets Building Services: Electric light and power, water laid on, toilets, unheated. Accommodation: Single storey un-insulated warehouse building | Location Adjustment Applicable (See Guidance Notes) - ERC = UK mean of 1.00 | (BEAMS Note 2) The ERC for this item should be added to all other rateable items on the hereditament (except land). Therefore the total of the ERC of the other Building Items and the P&M ERC (where applicable) to enable the correct contract size adjustment to be made. ERC of Building Component + ERC of P&M = Total ERC to which contract size adjustment should be applied. The appropriate % adjustment should be made in accordance with the scale for contract size adjustment specified under section 6 of the RCG 2023 Guidance notes. The currency ERC rates are set at £4m (Four Million Pounds) @ 1st April 2021 (AVD) for the RCG 2023 Publication. | Costs exclude external works and piling | Measure to GIA Height to eaves | - | - | CCTV, Security fencing, standby generators, compressors , fire protection | - | - | Photo 1- Typical light warehouse-2500m2 | - | 10613 |  | M2 | - | NA | NA | NA | 210.1098 | Option 1 | 260.495 | 23.98% | 0 | 0 | -100% | -100% | 0 | -100% | Redirected | NA | VOA_GPN_GOV_UK\7246041 | 2019-08-30 | Low | - | - | Risk taken from previous CG | - | - | NA | SPONS A&B | NA | (BEAMS Note 2) The ERC for this item should be added to all other rateable items on the hereditament (except land). Therefore the total of the ERC of the other Building Items and the P&M ERC (where applicable) to enable the correct contract size adjustment to be made. ERC of Building Component + ERC of P&M = Total ERC to which contract size adjustment should be applied. The appropriate % adjustment should be made in accordance with the scale for contract size adjustment specified under section 6 of the RCG 2021 Guidance notes. The currency ERC rates are set at £4m (Four Million Pounds) @ 1st April 2019 (AVD) for the RCG 2021 Publication. | Photo 1- Typical light warehouse-2500m2 | - | 2 | TRUE
6047 | 41U26M | 4899 | 41U26M | Warehouses | Light - uninsulated | Sheet metal cladding | 501m² - 1000m² | Eaves ht - 6.0m | Warehouse - Light steel Frame - Un-insulated Building Construction: Foundations: Concrete pad and strip foundations with 250mm mesh reinforced concrete slab Frame: Light steel frame Upper Floors: None Roof: Single skin profiled protected metal, fixed to steel purlins with plastic headed screws, translucent sheet glazing: rainwater gutters, down pipes and drainage. External Walls Single skin profiled protected metal cladding, fixed to horizontal steel rails with plastic headed screws, translucent sheet glazing; access door goods/personnel. May have 100mm brickwork/blockwork infill to 1.0m; Windows and Doors: Single glazed windows in metal frames. Steel doors set within metal frames. Internal Walls: Block walls to toilets Internal Finishes: None- Paint to toilets Building Services: Electric light and power, water laid on, toilets, unheated. Accommodation: Single storey un-insulated warehouse building | Location Adjustment Applicable (See Guidance Notes) - ERC = UK mean of 1.00 | (BEAMS Note 2) The ERC for this item should be added to all other rateable items on the hereditament (except land). Therefore the total of the ERC of the other Building Items and the P&M ERC (where applicable) to enable the correct contract size adjustment to be made. ERC of Building Component + ERC of P&M = Total ERC to which contract size adjustment should be applied. The appropriate % adjustment should be made in accordance with the scale for contract size adjustment specified under section 6 of the RCG 2023 Guidance notes. The currency ERC rates are set at £4m (Four Million Pounds) @ 1st April 2021 (AVD) for the RCG 2023 Publication. | Costs exclude external works and piling | Measure to GIA Height to eaves | - | - | CCTV, Security fencing, standby generators, compressors , fire protection | - | - | Photo 1- Typical light warehouse-2500m2 | - | 10613 |  | M2 | - | NA | NA | NA | 212.4187 | Option 1 | 263.3576 | 23.98% | 0 | 0 | -100% | -100% | 0 | -100% | Redirected | NA | VOA_GPN_GOV_UK\7246041 | 2019-08-30 | Low | - | - | Risk taken from previous CG | - | - | NA | SPONS A&B | NA | (BEAMS Note 2) The ERC for this item should be added to all other rateable items on the hereditament (except land). Therefore the total of the ERC of the other Building Items and the P&M ERC (where applicable) to enable the correct contract size adjustment to be made. ERC of Building Component + ERC of P&M = Total ERC to which contract size adjustment should be applied. The appropriate % adjustment should be made in accordance with the scale for contract size adjustment specified under section 6 of the RCG 2021 Guidance notes. The currency ERC rates are set at £4m (Four Million Pounds) @ 1st April 2019 (AVD) for the RCG 2021 Publication. | Photo 1- Typical light warehouse-2500m2 | - | 2 | TRUE
6048 | 41U26P | 4900 | 41U26P | Warehouses | Light - uninsulated | Sheet metal cladding | 501m² - 1000m² | Eaves ht - 6.5m | Warehouse - Light steel Frame - Un-insulated Building Construction: Foundations: Concrete pad and strip foundations with 250mm mesh reinforced concrete slab Frame: Light steel frame Upper Floors: None Roof: Single skin profiled protected metal, fixed to steel purlins with plastic headed screws, translucent sheet glazing: rainwater gutters, down pipes and drainage. External Walls Single skin profiled protected metal cladding, fixed to horizontal steel rails with plastic headed screws, translucent sheet glazing; access door goods/personnel. May have 100mm brickwork/blockwork infill to 1.0m; Windows and Doors: Single glazed windows in metal frames. Steel doors set within metal frames. Internal Walls: Block walls to toilets Internal Finishes: None- Paint to toilets Building Services: Electric light and power, water laid on, toilets, unheated. Accommodation: Single storey un-insulated warehouse building | Location Adjustment Applicable (See Guidance Notes) - ERC = UK mean of 1.00 | (BEAMS Note 2) The ERC for this item should be added to all other rateable items on the hereditament (except land). Therefore the total of the ERC of the other Building Items and the P&M ERC (where applicable) to enable the correct contract size adjustment to be made. ERC of Building Component + ERC of P&M = Total ERC to which contract size adjustment should be applied. The appropriate % adjustment should be made in accordance with the scale for contract size adjustment specified under section 6 of the RCG 2023 Guidance notes. The currency ERC rates are set at £4m (Four Million Pounds) @ 1st April 2021 (AVD) for the RCG 2023 Publication. | Costs exclude external works and piling | Measure to GIA Height to eaves | - | - | CCTV, Security fencing, standby generators, compressors , fire protection | - | - | Photo 1- Typical light warehouse-2500m2 | - | 10613 |  | M2 | - | NA | NA | NA | 214.7276 | Option 1 | 266.2202 | 23.98% | 0 | 0 | -100% | -100% | 0 | -100% | Redirected | NA | VOA_GPN_GOV_UK\7246041 | 2019-08-30 | Low | - | - | Risk taken from previous CG | - | - | NA | SPONS A&B | NA | (BEAMS Note 2) The ERC for this item should be added to all other rateable items on the hereditament (except land). Therefore the total of the ERC of the other Building Items and the P&M ERC (where applicable) to enable the correct contract size adjustment to be made. ERC of Building Component + ERC of P&M = Total ERC to which contract size adjustment should be applied. The appropriate % adjustment should be made in accordance with the scale for contract size adjustment specified under section 6 of the RCG 2021 Guidance notes. The currency ERC rates are set at £4m (Four Million Pounds) @ 1st April 2019 (AVD) for the RCG 2021 Publication. | Photo 1- Typical light warehouse-2500m2 | - | 2 | TRUE
6049 | 41U26R | 4901 | 41U26R | Warehouses | Light - uninsulated | Sheet metal cladding | 501m² - 1000m² | Eaves ht - 7.0m | Warehouse - Light steel Frame - Un-insulated Building Construction: Foundations: Concrete pad and strip foundations with 250mm mesh reinforced concrete slab Frame: Light steel frame Upper Floors: None Roof: Single skin profiled protected metal, fixed to steel purlins with plastic headed screws, translucent sheet glazing: rainwater gutters, down pipes and drainage. External Walls Single skin profiled protected metal cladding, fixed to horizontal steel rails with plastic headed screws, translucent sheet glazing; access door goods/personnel. May have 100mm brickwork/blockwork infill to 1.0m; Windows and Doors: Single glazed windows in metal frames. Steel doors set within metal frames. Internal Walls: Block walls to toilets Internal Finishes: None- Paint to toilets Building Services: Electric light and power, water laid on, toilets, unheated. Accommodation: Single storey un-insulated warehouse building | Location Adjustment Applicable (See Guidance Notes) - ERC = UK mean of 1.00 | (BEAMS Note 2) The ERC for this item should be added to all other rateable items on the hereditament (except land). Therefore the total of the ERC of the other Building Items and the P&M ERC (where applicable) to enable the correct contract size adjustment to be made. ERC of Building Component + ERC of P&M = Total ERC to which contract size adjustment should be applied. The appropriate % adjustment should be made in accordance with the scale for contract size adjustment specified under section 6 of the RCG 2023 Guidance notes. The currency ERC rates are set at £4m (Four Million Pounds) @ 1st April 2021 (AVD) for the RCG 2023 Publication. | Costs exclude external works and piling | Measure to GIA Height to eaves | - | - | CCTV, Security fencing, standby generators, compressors , fire protection | - | - | Photo 1- Typical light warehouse-2500m2 | - | 10613 |  | M2 | - | NA | NA | NA | 217.0365 | Option 1 | 269.0828 | 23.98% | 0 | 0 | -100% | -100% | 0 | -100% | Redirected | NA | VOA_GPN_GOV_UK\7246041 | 2019-08-30 | Low | - | - | Risk taken from previous CG | - | - | NA | SPONS A&B | NA | (BEAMS Note 2) The ERC for this item should be added to all other rateable items on the hereditament (except land). Therefore the total of the ERC of the other Building Items and the P&M ERC (where applicable) to enable the correct contract size adjustment to be made. ERC of Building Component + ERC of P&M = Total ERC to which contract size adjustment should be applied. The appropriate % adjustment should be made in accordance with the scale for contract size adjustment specified under section 6 of the RCG 2021 Guidance notes. The currency ERC rates are set at £4m (Four Million Pounds) @ 1st April 2019 (AVD) for the RCG 2021 Publication. | Photo 1- Typical light warehouse-2500m2 | - | 2 | TRUE
6050 | 41U26T | 4902 | 41U26T | Warehouses | Light - uninsulated | Sheet metal cladding | 501m² - 1000m² | Eaves ht - 7.5m | Warehouse - Light steel Frame - Un-insulated Building Construction: Foundations: Concrete pad and strip foundations with 250mm mesh reinforced concrete slab Frame: Light steel frame Upper Floors: None Roof: Single skin profiled protected metal, fixed to steel purlins with plastic headed screws, translucent sheet glazing: rainwater gutters, down pipes and drainage. External Walls Single skin profiled protected metal cladding, fixed to horizontal steel rails with plastic headed screws, translucent sheet glazing; access door goods/personnel. May have 100mm brickwork/blockwork infill to 1.0m; Windows and Doors: Single glazed windows in metal frames. Steel doors set within metal frames. Internal Walls: Block walls to toilets Internal Finishes: None- Paint to toilets Building Services: Electric light and power, water laid on, toilets, unheated. Accommodation: Single storey un-insulated warehouse building | Location Adjustment Applicable (See Guidance Notes) - ERC = UK mean of 1.00 | (BEAMS Note 2) The ERC for this item should be added to all other rateable items on the hereditament (except land). Therefore the total of the ERC of the other Building Items and the P&M ERC (where applicable) to enable the correct contract size adjustment to be made. ERC of Building Component + ERC of P&M = Total ERC to which contract size adjustment should be applied. The appropriate % adjustment should be made in accordance with the scale for contract size adjustment specified under section 6 of the RCG 2023 Guidance notes. The currency ERC rates are set at £4m (Four Million Pounds) @ 1st April 2021 (AVD) for the RCG 2023 Publication. | Costs exclude external works and piling | Measure to GIA Height to eaves | - | - | CCTV, Security fencing, standby generators, compressors , fire protection | - | - | Photo 1- Typical light warehouse-2500m2 | - | 10613 |  | M2 | - | NA | NA | NA | 220.1151 | Option 1 | 272.8996 | 23.98% | 0 | 0 | -100% | -100% | 0 | -100% | Redirected | NA | VOA_GPN_GOV_UK\7246041 | 2019-08-30 | Low | - | - | Risk taken from previous CG | - | - | NA | SPONS A&B | NA | (BEAMS Note 2) The ERC for this item should be added to all other rateable items on the hereditament (except land). Therefore the total of the ERC of the other Building Items and the P&M ERC (where applicable) to enable the correct contract size adjustment to be made. ERC of Building Component + ERC of P&M = Total ERC to which contract size adjustment should be applied. The appropriate % adjustment should be made in accordance with the scale for contract size adjustment specified under section 6 of the RCG 2021 Guidance notes. The currency ERC rates are set at £4m (Four Million Pounds) @ 1st April 2019 (AVD) for the RCG 2021 Publication. | Photo 1- Typical light warehouse-2500m2 | - | 2 | TRUE
6051 | 41U27A | 4903 | 41U27A | Warehouses | Light - uninsulated | Sheet metal cladding | 501m² - 1000m² | Eaves ht - 8.0m | Warehouse - Light steel Frame - Un-insulated Building Construction: Foundations: Concrete pad and strip foundations with 250mm mesh reinforced concrete slab Frame: Light steel frame Upper Floors: None Roof: Single skin profiled protected metal, fixed to steel purlins with plastic headed screws, translucent sheet glazing: rainwater gutters, down pipes and drainage. External Walls Single skin profiled protected metal cladding, fixed to horizontal steel rails with plastic headed screws, translucent sheet glazing; access door goods/personnel. May have 100mm brickwork/blockwork infill to 1.0m; Windows and Doors: Single glazed windows in metal frames. Steel doors set within metal frames. Internal Walls: Block walls to toilets Internal Finishes: None- Paint to toilets Building Services: Electric light and power, water laid on, toilets, unheated. Accommodation: Single storey un-insulated warehouse building | Location Adjustment Applicable (See Guidance Notes) - ERC = UK mean of 1.00 | (BEAMS Note 2) The ERC for this item should be added to all other rateable items on the hereditament (except land). Therefore the total of the ERC of the other Building Items and the P&M ERC (where applicable) to enable the correct contract size adjustment to be made. ERC of Building Component + ERC of P&M = Total ERC to which contract size adjustment should be applied. The appropriate % adjustment should be made in accordance with the scale for contract size adjustment specified under section 6 of the RCG 2023 Guidance notes. The currency ERC rates are set at £4m (Four Million Pounds) @ 1st April 2021 (AVD) for the RCG 2023 Publication. | Costs exclude external works and piling | Measure to GIA Height to eaves | - | - | CCTV, Security fencing, standby generators, compressors , fire protection | - | - | Photo 1- Typical light warehouse-2500m2 | - | 10613 |  | M2 | - | NA | NA | NA | 237.047 | Option 1 | 293.8918 | 23.98% | 0 | 0 | -100% | -100% | 0 | -100% | Redirected | NA | VOA_GPN_GOV_UK\7246041 | 2019-08-30 | Low | - | - | Risk taken from previous CG | - | - | NA | SPONS A&B | NA | (BEAMS Note 2) The ERC for this item should be added to all other rateable items on the hereditament (except land). Therefore the total of the ERC of the other Building Items and the P&M ERC (where applicable) to enable the correct contract size adjustment to be made. ERC of Building Component + ERC of P&M = Total ERC to which contract size adjustment should be applied. The appropriate % adjustment should be made in accordance with the scale for contract size adjustment specified under section 6 of the RCG 2021 Guidance notes. The currency ERC rates are set at £4m (Four Million Pounds) @ 1st April 2019 (AVD) for the RCG 2021 Publication. | Photo 1- Typical light warehouse-2500m2 | - | 2 | TRUE
6052 | 41U27C | 4904 | 41U27C | Warehouses | Light - uninsulated | Sheet metal cladding | 501m² - 1000m² | Eaves ht - 8.5m | Warehouse - Light steel Frame - Un-insulated Building Construction: Foundations: Concrete pad and strip foundations with 250mm mesh reinforced concrete slab Frame: Light steel frame Upper Floors: None Roof: Single skin profiled protected metal, fixed to steel purlins with plastic headed screws, translucent sheet glazing: rainwater gutters, down pipes and drainage. External Walls Single skin profiled protected metal cladding, fixed to horizontal steel rails with plastic headed screws, translucent sheet glazing; access door goods/personnel. May have 100mm brickwork/blockwork infill to 1.0m; Windows and Doors: Single glazed windows in metal frames. Steel doors set within metal frames. Internal Walls: Block walls to toilets Internal Finishes: None- Paint to toilets Building Services: Electric light and power, water laid on, toilets, unheated. Accommodation: Single storey un-insulated warehouse building | Location Adjustment Applicable (See Guidance Notes) - ERC = UK mean of 1.00 | (BEAMS Note 2) The ERC for this item should be added to all other rateable items on the hereditament (except land). Therefore the total of the ERC of the other Building Items and the P&M ERC (where applicable) to enable the correct contract size adjustment to be made. ERC of Building Component + ERC of P&M = Total ERC to which contract size adjustment should be applied. The appropriate % adjustment should be made in accordance with the scale for contract size adjustment specified under section 6 of the RCG 2023 Guidance notes. The currency ERC rates are set at £4m (Four Million Pounds) @ 1st April 2021 (AVD) for the RCG 2023 Publication. | Costs exclude external works and piling | Measure to GIA Height to eaves | - | - | CCTV, Security fencing, standby generators, compressors , fire protection | - | - | Photo 1- Typical light warehouse-2500m2 | - | 10613 |  | M2 | - | NA | NA | NA | 240.1255 | Option 1 | 297.7086 | 23.98% | 0 | 0 | -100% | -100% | 0 | -100% | Redirected | NA | VOA_GPN_GOV_UK\7246041 | 2019-08-30 | Low | - | - | Risk taken from previous CG | - | - | NA | SPONS A&B | NA | (BEAMS Note 2) The ERC for this item should be added to all other rateable items on the hereditament (except land). Therefore the total of the ERC of the other Building Items and the P&M ERC (where applicable) to enable the correct contract size adjustment to be made. ERC of Building Component + ERC of P&M = Total ERC to which contract size adjustment should be applied. The appropriate % adjustment should be made in accordance with the scale for contract size adjustment specified under section 6 of the RCG 2021 Guidance notes. The currency ERC rates are set at £4m (Four Million Pounds) @ 1st April 2019 (AVD) for the RCG 2021 Publication. | Photo 1- Typical light warehouse-2500m2 | - | 2 | TRUE
6053 | 41U27E | 4905 | 41U27E | Warehouses | Light - uninsulated | Sheet metal cladding | 501m² - 1000m² | Eaves ht - 9.0m | Warehouse - Light steel Frame - Un-insulated Building Construction: Foundations: Concrete pad and strip foundations with 250mm mesh reinforced concrete slab Frame: Light steel frame Upper Floors: None Roof: Single skin profiled protected metal, fixed to steel purlins with plastic headed screws, translucent sheet glazing: rainwater gutters, down pipes and drainage. External Walls Single skin profiled protected metal cladding, fixed to horizontal steel rails with plastic headed screws, translucent sheet glazing; access door goods/personnel. May have 100mm brickwork/blockwork infill to 1.0m; Windows and Doors: Single glazed windows in metal frames. Steel doors set within metal frames. Internal Walls: Block walls to toilets Internal Finishes: None- Paint to toilets Building Services: Electric light and power, water laid on, toilets, unheated. Accommodation: Single storey un-insulated warehouse building | Location Adjustment Applicable (See Guidance Notes) - ERC = UK mean of 1.00 | (BEAMS Note 2) The ERC for this item should be added to all other rateable items on the hereditament (except land). Therefore the total of the ERC of the other Building Items and the P&M ERC (where applicable) to enable the correct contract size adjustment to be made. ERC of Building Component + ERC of P&M = Total ERC to which contract size adjustment should be applied. The appropriate % adjustment should be made in accordance with the scale for contract size adjustment specified under section 6 of the RCG 2023 Guidance notes. The currency ERC rates are set at £4m (Four Million Pounds) @ 1st April 2021 (AVD) for the RCG 2023 Publication. | Costs exclude external works and piling | Measure to GIA Height to eaves | - | - | CCTV, Security fencing, standby generators, compressors , fire protection | - | - | Photo 1- Typical light warehouse-2500m2 | - | 10613 |  | M2 | - | NA | NA | NA | 242.4344 | Option 1 | 300.5712 | 23.98% | 0 | 0 | -100% | -100% | 0 | -100% | Redirected | NA | VOA_GPN_GOV_UK\7246041 | 2019-08-30 | Low | - | - | Risk taken from previous CG | - | - | NA | SPONS A&B | NA | (BEAMS Note 2) The ERC for this item should be added to all other rateable items on the hereditament (except land). Therefore the total of the ERC of the other Building Items and the P&M ERC (where applicable) to enable the correct contract size adjustment to be made. ERC of Building Component + ERC of P&M = Total ERC to which contract size adjustment should be applied. The appropriate % adjustment should be made in accordance with the scale for contract size adjustment specified under section 6 of the RCG 2021 Guidance notes. The currency ERC rates are set at £4m (Four Million Pounds) @ 1st April 2019 (AVD) for the RCG 2021 Publication. | Photo 1- Typical light warehouse-2500m2 | - | 2 | TRUE
6054 | 41U27G | 4906 | 41U27G | Warehouses | Light - uninsulated | Sheet metal cladding | 501m² - 1000m² | Eaves ht - 9.5m | Warehouse - Light steel Frame - Un-insulated Building Construction: Foundations: Concrete pad and strip foundations with 250mm mesh reinforced concrete slab Frame: Light steel frame Upper Floors: None Roof: Single skin profiled protected metal, fixed to steel purlins with plastic headed screws, translucent sheet glazing: rainwater gutters, down pipes and drainage. External Walls Single skin profiled protected metal cladding, fixed to horizontal steel rails with plastic headed screws, translucent sheet glazing; access door goods/personnel. May have 100mm brickwork/blockwork infill to 1.0m; Windows and Doors: Single glazed windows in metal frames. Steel doors set within metal frames. Internal Walls: Block walls to toilets Internal Finishes: None- Paint to toilets Building Services: Electric light and power, water laid on, toilets, unheated. Accommodation: Single storey un-insulated warehouse building | Location Adjustment Applicable (See Guidance Notes) - ERC = UK mean of 1.00 | (BEAMS Note 2) The ERC for this item should be added to all other rateable items on the hereditament (except land). Therefore the total of the ERC of the other Building Items and the P&M ERC (where applicable) to enable the correct contract size adjustment to be made. ERC of Building Component + ERC of P&M = Total ERC to which contract size adjustment should be applied. The appropriate % adjustment should be made in accordance with the scale for contract size adjustment specified under section 6 of the RCG 2023 Guidance notes. The currency ERC rates are set at £4m (Four Million Pounds) @ 1st April 2021 (AVD) for the RCG 2023 Publication. | Costs exclude external works and piling | Measure to GIA Height to eaves | - | - | CCTV, Security fencing, standby generators, compressors , fire protection | - | - | Photo 1- Typical light warehouse-2500m2 | - | 10613 |  | M2 | - | NA | NA | NA | 245.513 | Option 1 | 304.388 | 23.98% | 0 | 0 | -100% | -100% | 0 | -100% | Redirected | NA | VOA_GPN_GOV_UK\7246041 | 2019-08-30 | Low | - | - | Risk taken from previous CG | - | - | NA | SPONS A&B | NA | (BEAMS Note 2) The ERC for this item should be added to all other rateable items on the hereditament (except land). Therefore the total of the ERC of the other Building Items and the P&M ERC (where applicable) to enable the correct contract size adjustment to be made. ERC of Building Component + ERC of P&M = Total ERC to which contract size adjustment should be applied. The appropriate % adjustment should be made in accordance with the scale for contract size adjustment specified under section 6 of the RCG 2021 Guidance notes. The currency ERC rates are set at £4m (Four Million Pounds) @ 1st April 2019 (AVD) for the RCG 2021 Publication. | Photo 1- Typical light warehouse-2500m2 | - | 2 | TRUE
6055 | 41U27K | 4907 | 41U27K | Warehouses | Light - uninsulated | Sheet metal cladding | 501m² - 1000m² | Eaves ht - 10.0m | Warehouse - Light steel Frame - Un-insulated Building Construction: Foundations: Concrete pad and strip foundations with 250mm mesh reinforced concrete slab Frame: Light steel frame Upper Floors: None Roof: Single skin profiled protected metal, fixed to steel purlins with plastic headed screws, translucent sheet glazing: rainwater gutters, down pipes and drainage. External Walls Single skin profiled protected metal cladding, fixed to horizontal steel rails with plastic headed screws, translucent sheet glazing; access door goods/personnel. May have 100mm brickwork/blockwork infill to 1.0m; Windows and Doors: Single glazed windows in metal frames. Steel doors set within metal frames. Internal Walls: Block walls to toilets Internal Finishes: None- Paint to toilets Building Services: Electric light and power, water laid on, toilets, unheated. Accommodation: Single storey un-insulated warehouse building | Location Adjustment Applicable (See Guidance Notes) - ERC = UK mean of 1.00 | (BEAMS Note 2) The ERC for this item should be added to all other rateable items on the hereditament (except land). Therefore the total of the ERC of the other Building Items and the P&M ERC (where applicable) to enable the correct contract size adjustment to be made. ERC of Building Component + ERC of P&M = Total ERC to which contract size adjustment should be applied. The appropriate % adjustment should be made in accordance with the scale for contract size adjustment specified under section 6 of the RCG 2023 Guidance notes. The currency ERC rates are set at £4m (Four Million Pounds) @ 1st April 2021 (AVD) for the RCG 2023 Publication. | Costs exclude external works and piling | Measure to GIA Height to eaves | - | - | CCTV, Security fencing, standby generators, compressors , fire protection | - | - | Photo 1- Typical light warehouse-2500m2 | - | 10613 |  | M2 | - | NA | NA | NA | 248.5915 | Option 1 | 308.2048 | 23.98% | 0 | 0 | -100% | -100% | 0 | -100% | Redirected | NA | VOA_GPN_GOV_UK\7246041 | 2019-08-30 | Low | - | - | Risk taken from previous CG | - | - | NA | SPONS A&B | NA | (BEAMS Note 2) The ERC for this item should be added to all other rateable items on the hereditament (except land). Therefore the total of the ERC of the other Building Items and the P&M ERC (where applicable) to enable the correct contract size adjustment to be made. ERC of Building Component + ERC of P&M = Total ERC to which contract size adjustment should be applied. The appropriate % adjustment should be made in accordance with the scale for contract size adjustment specified under section 6 of the RCG 2021 Guidance notes. The currency ERC rates are set at £4m (Four Million Pounds) @ 1st April 2019 (AVD) for the RCG 2021 Publication. | Photo 1- Typical light warehouse-2500m2 | - | 2 | TRUE
6056 | 41U27P | 4908 | 41U27P | Warehouses | Light - uninsulated | Sheet metal cladding | 501m² - 1000m² | Eaves ht - 11.0m | Warehouse - Light steel Frame - Un-insulated Building Construction: Foundations: Concrete pad and strip foundations with 250mm mesh reinforced concrete slab Frame: Light steel frame Upper Floors: None Roof: Single skin profiled protected metal, fixed to steel purlins with plastic headed screws, translucent sheet glazing: rainwater gutters, down pipes and drainage. External Walls Single skin profiled protected metal cladding, fixed to horizontal steel rails with plastic headed screws, translucent sheet glazing; access door goods/personnel. May have 100mm brickwork/blockwork infill to 1.0m; Windows and Doors: Single glazed windows in metal frames. Steel doors set within metal frames. Internal Walls: Block walls to toilets Internal Finishes: None- Paint to toilets Building Services: Electric light and power, water laid on, toilets, unheated. Accommodation: Single storey un-insulated warehouse building | Location Adjustment Applicable (See Guidance Notes) - ERC = UK mean of 1.00 | (BEAMS Note 2) The ERC for this item should be added to all other rateable items on the hereditament (except land). Therefore the total of the ERC of the other Building Items and the P&M ERC (where applicable) to enable the correct contract size adjustment to be made. ERC of Building Component + ERC of P&M = Total ERC to which contract size adjustment should be applied. The appropriate % adjustment should be made in accordance with the scale for contract size adjustment specified under section 6 of the RCG 2023 Guidance notes. The currency ERC rates are set at £4m (Four Million Pounds) @ 1st April 2021 (AVD) for the RCG 2023 Publication. | Costs exclude external works and piling | Measure to GIA Height to eaves | - | - | CCTV, Security fencing, standby generators, compressors , fire protection | - | - | Photo 1- Typical light warehouse-2500m2 | - | 10613 |  | M2 | - | NA | NA | NA | 254.7486 | Option 1 | 315.8383 | 23.98% | 0 | 0 | -100% | -100% | 0 | -100% | Redirected | NA | VOA_GPN_GOV_UK\7246041 | 2019-08-30 | Low | - | - | Risk taken from previous CG | - | - | NA | SPONS A&B | NA | (BEAMS Note 2) The ERC for this item should be added to all other rateable items on the hereditament (except land). Therefore the total of the ERC of the other Building Items and the P&M ERC (where applicable) to enable the correct contract size adjustment to be made. ERC of Building Component + ERC of P&M = Total ERC to which contract size adjustment should be applied. The appropriate % adjustment should be made in accordance with the scale for contract size adjustment specified under section 6 of the RCG 2021 Guidance notes. The currency ERC rates are set at £4m (Four Million Pounds) @ 1st April 2019 (AVD) for the RCG 2021 Publication. | Photo 1- Typical light warehouse-2500m2 | - | 2 | TRUE
6057 | 41U27T | 4909 | 41U27T | Warehouses | Light - uninsulated | Sheet metal cladding | 501m² - 1000m² | Eaves ht - 12.0m | Warehouse - Light steel Frame - Un-insulated Building Construction: Foundations: Concrete pad and strip foundations with 250mm mesh reinforced concrete slab Frame: Light steel frame Upper Floors: None Roof: Single skin profiled protected metal, fixed to steel purlins with plastic headed screws, translucent sheet glazing: rainwater gutters, down pipes and drainage. External Walls Single skin profiled protected metal cladding, fixed to horizontal steel rails with plastic headed screws, translucent sheet glazing; access door goods/personnel. May have 100mm brickwork/blockwork infill to 1.0m; Windows and Doors: Single glazed windows in metal frames. Steel doors set within metal frames. Internal Walls: Block walls to toilets Internal Finishes: None- Paint to toilets Building Services: Electric light and power, water laid on, toilets, unheated. Accommodation: Single storey un-insulated warehouse building | Location Adjustment Applicable (See Guidance Notes) - ERC = UK mean of 1.00 | (BEAMS Note 2) The ERC for this item should be added to all other rateable items on the hereditament (except land). Therefore the total of the ERC of the other Building Items and the P&M ERC (where applicable) to enable the correct contract size adjustment to be made. ERC of Building Component + ERC of P&M = Total ERC to which contract size adjustment should be applied. The appropriate % adjustment should be made in accordance with the scale for contract size adjustment specified under section 6 of the RCG 2023 Guidance notes. The currency ERC rates are set at £4m (Four Million Pounds) @ 1st April 2021 (AVD) for the RCG 2023 Publication. | Costs exclude external works and piling | Measure to GIA Height to eaves | - | - | CCTV, Security fencing, standby generators, compressors , fire protection | - | - | Photo 1- Typical light warehouse-2500m2 | - | 10613 |  | M2 | - | NA | NA | NA | 260.9056 | Option 1 | 323.4719 | 23.98% | 0 | 0 | -100% | -100% | 0 | -100% | Redirected | NA | VOA_GPN_GOV_UK\7246041 | 2019-08-30 | Low | - | - | Risk taken from previous CG | - | - | NA | SPONS A&B | NA | (BEAMS Note 2) The ERC for this item should be added to all other rateable items on the hereditament (except land). Therefore the total of the ERC of the other Building Items and the P&M ERC (where applicable) to enable the correct contract size adjustment to be made. ERC of Building Component + ERC of P&M = Total ERC to which contract size adjustment should be applied. The appropriate % adjustment should be made in accordance with the scale for contract size adjustment specified under section 6 of the RCG 2021 Guidance notes. The currency ERC rates are set at £4m (Four Million Pounds) @ 1st April 2019 (AVD) for the RCG 2021 Publication. | Photo 1- Typical light warehouse-2500m2 | - | 2 | TRUE
6058 | 41U28A | 4910 | 41U28A | Warehouses | Light - uninsulated | Sheet metal cladding | > 5000m² | Eaves ht - 3.0m | Warehouse - Light steel Frame - Un-insulated Building Construction: Foundations: Concrete pad and strip foundations with 250mm mesh reinforced concrete slab Frame: Light steel frame Upper Floors: None Roof: Single skin profiled protected metal, fixed to steel purlins with plastic headed screws, translucent sheet glazing: rainwater gutters, down pipes and drainage. External Walls Single skin profiled protected metal cladding, fixed to horizontal steel rails with plastic headed screws, translucent sheet glazing; access door goods/personnel. May have 100mm brickwork/blockwork infill to 1.0m; Windows and Doors: Single glazed windows in metal frames. Steel doors set within metal frames. Internal Walls: Block walls to toilets Internal Finishes: None- Paint to toilets Building Services: Electric light and power, water laid on, toilets, unheated. Accommodation: Single storey un-insulated warehouse building | Location Adjustment Applicable (See Guidance Notes) - ERC = UK mean of 1.00 | (BEAMS Note 2) The ERC for this item should be added to all other rateable items on the hereditament (except land). Therefore the total of the ERC of the other Building Items and the P&M ERC (where applicable) to enable the correct contract size adjustment to be made. ERC of Building Component + ERC of P&M = Total ERC to which contract size adjustment should be applied. The appropriate % adjustment should be made in accordance with the scale for contract size adjustment specified under section 6 of the RCG 2023 Guidance notes. The currency ERC rates are set at £4m (Four Million Pounds) @ 1st April 2021 (AVD) for the RCG 2023 Publication. | Costs exclude external works and piling | Measure to GIA Height to eaves | - | - | CCTV, Security fencing, standby generators, compressors , fire protection | - | - | Photo 1- Typical light warehouse-2500m2 | - | 10614 |  | M2 | - | NA | NA | NA | 170.8586 | Option 1 | 211.8311 | 23.98% | 0 | 0 | -100% | -100% | 0 | -100% | Redirected | NA | VOA_GPN_GOV_UK\7246041 | 2019-08-30 | Low | - | - | Risk taken from previous CG | - | - | NA | SPONS A&B | NA | (BEAMS Note 2) The ERC for this item should be added to all other rateable items on the hereditament (except land). Therefore the total of the ERC of the other Building Items and the P&M ERC (where applicable) to enable the correct contract size adjustment to be made. ERC of Building Component + ERC of P&M = Total ERC to which contract size adjustment should be applied. The appropriate % adjustment should be made in accordance with the scale for contract size adjustment specified under section 6 of the RCG 2021 Guidance notes. The currency ERC rates are set at £4m (Four Million Pounds) @ 1st April 2019 (AVD) for the RCG 2021 Publication. | Photo 1- Typical light warehouse-2500m2 | - | 2 | TRUE
6059 | 41U28C | 4911 | 41U28C | Warehouses | Light - uninsulated | Sheet metal cladding | > 5000m² | Eaves ht - 3.5m | Warehouse - Light steel Frame - Un-insulated Building Construction: Foundations: Concrete pad and strip foundations with 250mm mesh reinforced concrete slab Frame: Light steel frame Upper Floors: None Roof: Single skin profiled protected metal, fixed to steel purlins with plastic headed screws, translucent sheet glazing: rainwater gutters, down pipes and drainage. External Walls Single skin profiled protected metal cladding, fixed to horizontal steel rails with plastic headed screws, translucent sheet glazing; access door goods/personnel. May have 100mm brickwork/blockwork infill to 1.0m; Windows and Doors: Single glazed windows in metal frames. Steel doors set within metal frames. Internal Walls: Block walls to toilets Internal Finishes: None- Paint to toilets Building Services: Electric light and power, water laid on, toilets, unheated. Accommodation: Single storey un-insulated warehouse building | Location Adjustment Applicable (See Guidance Notes) - ERC = UK mean of 1.00 | (BEAMS Note 2) The ERC for this item should be added to all other rateable items on the hereditament (except land). Therefore the total of the ERC of the other Building Items and the P&M ERC (where applicable) to enable the correct contract size adjustment to be made. ERC of Building Component + ERC of P&M = Total ERC to which contract size adjustment should be applied. The appropriate % adjustment should be made in accordance with the scale for contract size adjustment specified under section 6 of the RCG 2023 Guidance notes. The currency ERC rates are set at £4m (Four Million Pounds) @ 1st April 2021 (AVD) for the RCG 2023 Publication. | Costs exclude external works and piling | Measure to GIA Height to eaves | - | - | CCTV, Security fencing, standby generators, compressors , fire protection | - | - | Photo 1- Typical light warehouse-2500m2 | - | 10614 |  | M2 | - | NA | NA | NA | 172.3978 | Option 1 | 213.7395 | 23.98% | 0 | 0 | -100% | -100% | 0 | -100% | Redirected | NA | VOA_GPN_GOV_UK\7246041 | 2019-08-30 | Low | - | - | Risk taken from previous CG | - | - | NA | SPONS A&B | NA | (BEAMS Note 2) The ERC for this item should be added to all other rateable items on the hereditament (except land). Therefore the total of the ERC of the other Building Items and the P&M ERC (where applicable) to enable the correct contract size adjustment to be made. ERC of Building Component + ERC of P&M = Total ERC to which contract size adjustment should be applied. The appropriate % adjustment should be made in accordance with the scale for contract size adjustment specified under section 6 of the RCG 2021 Guidance notes. The currency ERC rates are set at £4m (Four Million Pounds) @ 1st April 2019 (AVD) for the RCG 2021 Publication. | Photo 1- Typical light warehouse-2500m2 | - | 2 | TRUE
6060 | 41U28E | 4912 | 41U28E | Warehouses | Light - uninsulated | Sheet metal cladding | > 5000m² | Eaves ht - 4.0m | Warehouse - Light steel Frame - Un-insulated Building Construction: Foundations: Concrete pad and strip foundations with 250mm mesh reinforced concrete slab Frame: Light steel frame Upper Floors: None Roof: Single skin profiled protected metal, fixed to steel purlins with plastic headed screws, translucent sheet glazing: rainwater gutters, down pipes and drainage. External Walls Single skin profiled protected metal cladding, fixed to horizontal steel rails with plastic headed screws, translucent sheet glazing; access door goods/personnel. May have 100mm brickwork/blockwork infill to 1.0m; Windows and Doors: Single glazed windows in metal frames. Steel doors set within metal frames. Internal Walls: Block walls to toilets Internal Finishes: None- Paint to toilets Building Services: Electric light and power, water laid on, toilets, unheated. Accommodation: Single storey un-insulated warehouse building | Location Adjustment Applicable (See Guidance Notes) - ERC = UK mean of 1.00 | (BEAMS Note 2) The ERC for this item should be added to all other rateable items on the hereditament (except land). Therefore the total of the ERC of the other Building Items and the P&M ERC (where applicable) to enable the correct contract size adjustment to be made. ERC of Building Component + ERC of P&M = Total ERC to which contract size adjustment should be applied. The appropriate % adjustment should be made in accordance with the scale for contract size adjustment specified under section 6 of the RCG 2023 Guidance notes. The currency ERC rates are set at £4m (Four Million Pounds) @ 1st April 2021 (AVD) for the RCG 2023 Publication. | Costs exclude external works and piling | Measure to GIA Height to eaves | - | - | CCTV, Security fencing, standby generators, compressors , fire protection | - | - | Photo 1- Typical light warehouse-2500m2 | - | 10614 |  | M2 | - | NA | NA | NA | 173.1675 | Option 1 | 214.6937 | 23.98% | 0 | 0 | -100% | -100% | 0 | -100% | Redirected | NA | VOA_GPN_GOV_UK\7246041 | 2019-08-30 | Low | - | - | Risk taken from previous CG | - | - | NA | SPONS A&B | NA | (BEAMS Note 2) The ERC for this item should be added to all other rateable items on the hereditament (except land). Therefore the total of the ERC of the other Building Items and the P&M ERC (where applicable) to enable the correct contract size adjustment to be made. ERC of Building Component + ERC of P&M = Total ERC to which contract size adjustment should be applied. The appropriate % adjustment should be made in accordance with the scale for contract size adjustment specified under section 6 of the RCG 2021 Guidance notes. The currency ERC rates are set at £4m (Four Million Pounds) @ 1st April 2019 (AVD) for the RCG 2021 Publication. | Photo 1- Typical light warehouse-2500m2 | - | 2 | TRUE
6061 | 41U28G | 4913 | 41U28G | Warehouses | Light - uninsulated | Sheet metal cladding | > 5000m² | Eaves ht - 4.5m | Warehouse - Light steel Frame - Un-insulated Building Construction: Foundations: Concrete pad and strip foundations with 250mm mesh reinforced concrete slab Frame: Light steel frame Upper Floors: None Roof: Single skin profiled protected metal, fixed to steel purlins with plastic headed screws, translucent sheet glazing: rainwater gutters, down pipes and drainage. External Walls Single skin profiled protected metal cladding, fixed to horizontal steel rails with plastic headed screws, translucent sheet glazing; access door goods/personnel. May have 100mm brickwork/blockwork infill to 1.0m; Windows and Doors: Single glazed windows in metal frames. Steel doors set within metal frames. Internal Walls: Block walls to toilets Internal Finishes: None- Paint to toilets Building Services: Electric light and power, water laid on, toilets, unheated. Accommodation: Single storey un-insulated warehouse building | Location Adjustment Applicable (See Guidance Notes) - ERC = UK mean of 1.00 | (BEAMS Note 2) The ERC for this item should be added to all other rateable items on the hereditament (except land). Therefore the total of the ERC of the other Building Items and the P&M ERC (where applicable) to enable the correct contract size adjustment to be made. ERC of Building Component + ERC of P&M = Total ERC to which contract size adjustment should be applied. The appropriate % adjustment should be made in accordance with the scale for contract size adjustment specified under section 6 of the RCG 2023 Guidance notes. The currency ERC rates are set at £4m (Four Million Pounds) @ 1st April 2021 (AVD) for the RCG 2023 Publication. | Costs exclude external works and piling | Measure to GIA Height to eaves | - | - | CCTV, Security fencing, standby generators, compressors , fire protection | - | - | Photo 1- Typical light warehouse-2500m2 | - | 10614 |  | M2 | - | NA | NA | NA | 173.9371 | Option 1 | 215.6479 | 23.98% | 0 | 0 | -100% | -100% | 0 | -100% | Redirected | NA | VOA_GPN_GOV_UK\7246041 | 2019-08-30 | Low | - | - | Risk taken from previous CG | - | - | NA | SPONS A&B | NA | (BEAMS Note 2) The ERC for this item should be added to all other rateable items on the hereditament (except land). Therefore the total of the ERC of the other Building Items and the P&M ERC (where applicable) to enable the correct contract size adjustment to be made. ERC of Building Component + ERC of P&M = Total ERC to which contract size adjustment should be applied. The appropriate % adjustment should be made in accordance with the scale for contract size adjustment specified under section 6 of the RCG 2021 Guidance notes. The currency ERC rates are set at £4m (Four Million Pounds) @ 1st April 2019 (AVD) for the RCG 2021 Publication. | Photo 1- Typical light warehouse-2500m2 | - | 2 | TRUE
6062 | 41U28I | 4914 | 41U28I | Warehouses | Light - uninsulated | Sheet metal cladding | > 5000m² | Eaves ht - 5.0m | Warehouse - Light steel Frame - Un-insulated Building Construction: Foundations: Concrete pad and strip foundations with 250mm mesh reinforced concrete slab Frame: Light steel frame Upper Floors: None Roof: Single skin profiled protected metal, fixed to steel purlins with plastic headed screws, translucent sheet glazing: rainwater gutters, down pipes and drainage. External Walls Single skin profiled protected metal cladding, fixed to horizontal steel rails with plastic headed screws, translucent sheet glazing; access door goods/personnel. May have 100mm brickwork/blockwork infill to 1.0m; Windows and Doors: Single glazed windows in metal frames. Steel doors set within metal frames. Internal Walls: Block walls to toilets Internal Finishes: None- Paint to toilets Building Services: Electric light and power, water laid on, toilets, unheated. Accommodation: Single storey un-insulated warehouse building | Location Adjustment Applicable (See Guidance Notes) - ERC = UK mean of 1.00 | (BEAMS Note 2) The ERC for this item should be added to all other rateable items on the hereditament (except land). Therefore the total of the ERC of the other Building Items and the P&M ERC (where applicable) to enable the correct contract size adjustment to be made. ERC of Building Component + ERC of P&M = Total ERC to which contract size adjustment should be applied. The appropriate % adjustment should be made in accordance with the scale for contract size adjustment specified under section 6 of the RCG 2023 Guidance notes. The currency ERC rates are set at £4m (Four Million Pounds) @ 1st April 2021 (AVD) for the RCG 2023 Publication. | Costs exclude external works and piling | Measure to GIA Height to eaves | - | - | CCTV, Security fencing, standby generators, compressors , fire protection | - | - | Photo 1- Typical light warehouse-2500m2 | - | 10614 |  | M2 | - | NA | NA | NA | 174.7067 | Option 1 | 216.6021 | 23.98% | 0 | 0 | -100% | -100% | 0 | -100% | Redirected | NA | VOA_GPN_GOV_UK\7246041 | 2019-08-30 | Low | - | - | Risk taken from previous CG | - | - | NA | SPONS A&B | NA | (BEAMS Note 2) The ERC for this item should be added to all other rateable items on the hereditament (except land). Therefore the total of the ERC of the other Building Items and the P&M ERC (where applicable) to enable the correct contract size adjustment to be made. ERC of Building Component + ERC of P&M = Total ERC to which contract size adjustment should be applied. The appropriate % adjustment should be made in accordance with the scale for contract size adjustment specified under section 6 of the RCG 2021 Guidance notes. The currency ERC rates are set at £4m (Four Million Pounds) @ 1st April 2019 (AVD) for the RCG 2021 Publication. | Photo 1- Typical light warehouse-2500m2 | - | 2 | TRUE
6063 | 41U28K | 4915 | 41U28K | Warehouses | Light - uninsulated | Sheet metal cladding | > 5000m² | Eaves ht - 5.5m | Warehouse - Light steel Frame - Un-insulated Building Construction: Foundations: Concrete pad and strip foundations with 250mm mesh reinforced concrete slab Frame: Light steel frame Upper Floors: None Roof: Single skin profiled protected metal, fixed to steel purlins with plastic headed screws, translucent sheet glazing: rainwater gutters, down pipes and drainage. External Walls Single skin profiled protected metal cladding, fixed to horizontal steel rails with plastic headed screws, translucent sheet glazing; access door goods/personnel. May have 100mm brickwork/blockwork infill to 1.0m; Windows and Doors: Single glazed windows in metal frames. Steel doors set within metal frames. Internal Walls: Block walls to toilets Internal Finishes: None- Paint to toilets Building Services: Electric light and power, water laid on, toilets, unheated. Accommodation: Single storey un-insulated warehouse building | Location Adjustment Applicable (See Guidance Notes) - ERC = UK mean of 1.00 | (BEAMS Note 2) The ERC for this item should be added to all other rateable items on the hereditament (except land). Therefore the total of the ERC of the other Building Items and the P&M ERC (where applicable) to enable the correct contract size adjustment to be made. ERC of Building Component + ERC of P&M = Total ERC to which contract size adjustment should be applied. The appropriate % adjustment should be made in accordance with the scale for contract size adjustment specified under section 6 of the RCG 2023 Guidance notes. The currency ERC rates are set at £4m (Four Million Pounds) @ 1st April 2021 (AVD) for the RCG 2023 Publication. | Costs exclude external works and piling | Measure to GIA Height to eaves | - | - | CCTV, Security fencing, standby generators, compressors , fire protection | - | - | Photo 1- Typical light warehouse-2500m2 | - | 10614 |  | M2 | - | NA | NA | NA | 180.8638 | Option 1 | 224.2357 | 23.98% | 0 | 0 | -100% | -100% | 0 | -100% | Redirected | NA | VOA_GPN_GOV_UK\7246041 | 2019-08-30 | Low | - | - | Risk taken from previous CG | - | - | NA | SPONS A&B | NA | (BEAMS Note 2) The ERC for this item should be added to all other rateable items on the hereditament (except land). Therefore the total of the ERC of the other Building Items and the P&M ERC (where applicable) to enable the correct contract size adjustment to be made. ERC of Building Component + ERC of P&M = Total ERC to which contract size adjustment should be applied. The appropriate % adjustment should be made in accordance with the scale for contract size adjustment specified under section 6 of the RCG 2021 Guidance notes. The currency ERC rates are set at £4m (Four Million Pounds) @ 1st April 2019 (AVD) for the RCG 2021 Publication. | Photo 1- Typical light warehouse-2500m2 | - | 2 | TRUE
6064 | 41U28M | 4916 | 41U28M | Warehouses | Light - uninsulated | Sheet metal cladding | > 5000m² | Eaves ht - 6.0m | Warehouse - Light steel Frame - Un-insulated Building Construction: Foundations: Concrete pad and strip foundations with 250mm mesh reinforced concrete slab Frame: Light steel frame Upper Floors: None Roof: Single skin profiled protected metal, fixed to steel purlins with plastic headed screws, translucent sheet glazing: rainwater gutters, down pipes and drainage. External Walls Single skin profiled protected metal cladding, fixed to horizontal steel rails with plastic headed screws, translucent sheet glazing; access door goods/personnel. May have 100mm brickwork/blockwork infill to 1.0m; Windows and Doors: Single glazed windows in metal frames. Steel doors set within metal frames. Internal Walls: Block walls to toilets Internal Finishes: None- Paint to toilets Building Services: Electric light and power, water laid on, toilets, unheated. Accommodation: Single storey un-insulated warehouse building | Location Adjustment Applicable (See Guidance Notes) - ERC = UK mean of 1.00 | (BEAMS Note 2) The ERC for this item should be added to all other rateable items on the hereditament (except land). Therefore the total of the ERC of the other Building Items and the P&M ERC (where applicable) to enable the correct contract size adjustment to be made. ERC of Building Component + ERC of P&M = Total ERC to which contract size adjustment should be applied. The appropriate % adjustment should be made in accordance with the scale for contract size adjustment specified under section 6 of the RCG 2023 Guidance notes. The currency ERC rates are set at £4m (Four Million Pounds) @ 1st April 2021 (AVD) for the RCG 2023 Publication. | Costs exclude external works and piling | Measure to GIA Height to eaves | - | - | CCTV, Security fencing, standby generators, compressors , fire protection | - | - | Photo 1- Typical light warehouse-2500m2 | - | 10614 |  | M2 | - | NA | NA | NA | 181.6334 | Option 1 | 225.1899 | 23.98% | 0 | 0 | -100% | -100% | 0 | -100% | Redirected | NA | VOA_GPN_GOV_UK\7246041 | 2019-08-30 | Low | - | - | Risk taken from previous CG | - | - | NA | SPONS A&B | NA | (BEAMS Note 2) The ERC for this item should be added to all other rateable items on the hereditament (except land). Therefore the total of the ERC of the other Building Items and the P&M ERC (where applicable) to enable the correct contract size adjustment to be made. ERC of Building Component + ERC of P&M = Total ERC to which contract size adjustment should be applied. The appropriate % adjustment should be made in accordance with the scale for contract size adjustment specified under section 6 of the RCG 2021 Guidance notes. The currency ERC rates are set at £4m (Four Million Pounds) @ 1st April 2019 (AVD) for the RCG 2021 Publication. | Photo 1- Typical light warehouse-2500m2 | - | 2 | TRUE
6065 | 41U28P | 4917 | 41U28P | Warehouses | Light - uninsulated | Sheet metal cladding | > 5000m² | Eaves ht - 6.5m | Warehouse - Light steel Frame - Un-insulated Building Construction: Foundations: Concrete pad and strip foundations with 250mm mesh reinforced concrete slab Frame: Light steel frame Upper Floors: None Roof: Single skin profiled protected metal, fixed to steel purlins with plastic headed screws, translucent sheet glazing: rainwater gutters, down pipes and drainage. External Walls Single skin profiled protected metal cladding, fixed to horizontal steel rails with plastic headed screws, translucent sheet glazing; access door goods/personnel. May have 100mm brickwork/blockwork infill to 1.0m; Windows and Doors: Single glazed windows in metal frames. Steel doors set within metal frames. Internal Walls: Block walls to toilets Internal Finishes: None- Paint to toilets Building Services: Electric light and power, water laid on, toilets, unheated. Accommodation: Single storey un-insulated warehouse building | Location Adjustment Applicable (See Guidance Notes) - ERC = UK mean of 1.00 | (BEAMS Note 2) The ERC for this item should be added to all other rateable items on the hereditament (except land). Therefore the total of the ERC of the other Building Items and the P&M ERC (where applicable) to enable the correct contract size adjustment to be made. ERC of Building Component + ERC of P&M = Total ERC to which contract size adjustment should be applied. The appropriate % adjustment should be made in accordance with the scale for contract size adjustment specified under section 6 of the RCG 2023 Guidance notes. The currency ERC rates are set at £4m (Four Million Pounds) @ 1st April 2021 (AVD) for the RCG 2023 Publication. | Costs exclude external works and piling | Measure to GIA Height to eaves | - | - | CCTV, Security fencing, standby generators, compressors , fire protection | - | - | Photo 1- Typical light warehouse-2500m2 | - | 10614 |  | M2 | - | NA | NA | NA | 183.1727 | Option 1 | 227.0982 | 23.98% | 0 | 0 | -100% | -100% | 0 | -100% | Redirected | NA | VOA_GPN_GOV_UK\7246041 | 2019-08-30 | Low | - | - | Risk taken from previous CG | - | - | NA | SPONS A&B | NA | (BEAMS Note 2) The ERC for this item should be added to all other rateable items on the hereditament (except land). Therefore the total of the ERC of the other Building Items and the P&M ERC (where applicable) to enable the correct contract size adjustment to be made. ERC of Building Component + ERC of P&M = Total ERC to which contract size adjustment should be applied. The appropriate % adjustment should be made in accordance with the scale for contract size adjustment specified under section 6 of the RCG 2021 Guidance notes. The currency ERC rates are set at £4m (Four Million Pounds) @ 1st April 2019 (AVD) for the RCG 2021 Publication. | Photo 1- Typical light warehouse-2500m2 | - | 2 | TRUE
6066 | 41U28R | 4918 | 41U28R | Warehouses | Light - uninsulated | Sheet metal cladding | > 5000m² | Eaves ht - 7.0m | Warehouse - Light steel Frame - Un-insulated Building Construction: Foundations: Concrete pad and strip foundations with 250mm mesh reinforced concrete slab Frame: Light steel frame Upper Floors: None Roof: Single skin profiled protected metal, fixed to steel purlins with plastic headed screws, translucent sheet glazing: rainwater gutters, down pipes and drainage. External Walls Single skin profiled protected metal cladding, fixed to horizontal steel rails with plastic headed screws, translucent sheet glazing; access door goods/personnel. May have 100mm brickwork/blockwork infill to 1.0m; Windows and Doors: Single glazed windows in metal frames. Steel doors set within metal frames. Internal Walls: Block walls to toilets Internal Finishes: None- Paint to toilets Building Services: Electric light and power, water laid on, toilets, unheated. Accommodation: Single storey un-insulated warehouse building | Location Adjustment Applicable (See Guidance Notes) - ERC = UK mean of 1.00 | (BEAMS Note 2) The ERC for this item should be added to all other rateable items on the hereditament (except land). Therefore the total of the ERC of the other Building Items and the P&M ERC (where applicable) to enable the correct contract size adjustment to be made. ERC of Building Component + ERC of P&M = Total ERC to which contract size adjustment should be applied. The appropriate % adjustment should be made in accordance with the scale for contract size adjustment specified under section 6 of the RCG 2023 Guidance notes. The currency ERC rates are set at £4m (Four Million Pounds) @ 1st April 2021 (AVD) for the RCG 2023 Publication. | Costs exclude external works and piling | Measure to GIA Height to eaves | - | - | CCTV, Security fencing, standby generators, compressors , fire protection | - | - | Photo 1- Typical light warehouse-2500m2 | - | 10614 |  | M2 | - | NA | NA | NA | 184.7119 | Option 1 | 229.0066 | 23.98% | 0 | 0 | -100% | -100% | 0 | -100% | Redirected | NA | VOA_GPN_GOV_UK\7246041 | 2019-08-30 | Low | - | - | Risk taken from previous CG | - | - | NA | SPONS A&B | NA | (BEAMS Note 2) The ERC for this item should be added to all other rateable items on the hereditament (except land). Therefore the total of the ERC of the other Building Items and the P&M ERC (where applicable) to enable the correct contract size adjustment to be made. ERC of Building Component + ERC of P&M = Total ERC to which contract size adjustment should be applied. The appropriate % adjustment should be made in accordance with the scale for contract size adjustment specified under section 6 of the RCG 2021 Guidance notes. The currency ERC rates are set at £4m (Four Million Pounds) @ 1st April 2019 (AVD) for the RCG 2021 Publication. | Photo 1- Typical light warehouse-2500m2 | - | 2 | TRUE
6067 | 41U28T | 4919 | 41U28T | Warehouses | Light - uninsulated | Sheet metal cladding | > 5000m² | Eaves ht - 7.5m | Warehouse - Light steel Frame - Un-insulated Building Construction: Foundations: Concrete pad and strip foundations with 250mm mesh reinforced concrete slab Frame: Light steel frame Upper Floors: None Roof: Single skin profiled protected metal, fixed to steel purlins with plastic headed screws, translucent sheet glazing: rainwater gutters, down pipes and drainage. External Walls Single skin profiled protected metal cladding, fixed to horizontal steel rails with plastic headed screws, translucent sheet glazing; access door goods/personnel. May have 100mm brickwork/blockwork infill to 1.0m; Windows and Doors: Single glazed windows in metal frames. Steel doors set within metal frames. Internal Walls: Block walls to toilets Internal Finishes: None- Paint to toilets Building Services: Electric light and power, water laid on, toilets, unheated. Accommodation: Single storey un-insulated warehouse building | Location Adjustment Applicable (See Guidance Notes) - ERC = UK mean of 1.00 | (BEAMS Note 2) The ERC for this item should be added to all other rateable items on the hereditament (except land). Therefore the total of the ERC of the other Building Items and the P&M ERC (where applicable) to enable the correct contract size adjustment to be made. ERC of Building Component + ERC of P&M = Total ERC to which contract size adjustment should be applied. The appropriate % adjustment should be made in accordance with the scale for contract size adjustment specified under section 6 of the RCG 2023 Guidance notes. The currency ERC rates are set at £4m (Four Million Pounds) @ 1st April 2021 (AVD) for the RCG 2023 Publication. | Costs exclude external works and piling | Measure to GIA Height to eaves | - | - | CCTV, Security fencing, standby generators, compressors , fire protection | - | - | Photo 1- Typical light warehouse-2500m2 | - | 10614 |  | M2 | - | NA | NA | NA | 186.2512 | Option 1 | 230.915 | 23.98% | 0 | 0 | -100% | -100% | 0 | -100% | Redirected | NA | VOA_GPN_GOV_UK\7246041 | 2019-08-30 | Low | - | - | Risk taken from previous CG | - | - | NA | SPONS A&B | NA | (BEAMS Note 2) The ERC for this item should be added to all other rateable items on the hereditament (except land). Therefore the total of the ERC of the other Building Items and the P&M ERC (where applicable) to enable the correct contract size adjustment to be made. ERC of Building Component + ERC of P&M = Total ERC to which contract size adjustment should be applied. The appropriate % adjustment should be made in accordance with the scale for contract size adjustment specified under section 6 of the RCG 2021 Guidance notes. The currency ERC rates are set at £4m (Four Million Pounds) @ 1st April 2019 (AVD) for the RCG 2021 Publication. | Photo 1- Typical light warehouse-2500m2 | - | 2 | TRUE
6068 | 41U29A | 4920 | 41U29A | Warehouses | Light - uninsulated | Sheet metal cladding | > 5000m² | Eaves ht - 8.0m | Warehouse - Light steel Frame - Un-insulated Building Construction: Foundations: Concrete pad and strip foundations with 250mm mesh reinforced concrete slab Frame: Light steel frame Upper Floors: None Roof: Single skin profiled protected metal, fixed to steel purlins with plastic headed screws, translucent sheet glazing: rainwater gutters, down pipes and drainage. External Walls Single skin profiled protected metal cladding, fixed to horizontal steel rails with plastic headed screws, translucent sheet glazing; access door goods/personnel. May have 100mm brickwork/blockwork infill to 1.0m; Windows and Doors: Single glazed windows in metal frames. Steel doors set within metal frames. Internal Walls: Block walls to toilets Internal Finishes: None- Paint to toilets Building Services: Electric light and power, water laid on, toilets, unheated. Accommodation: Single storey un-insulated warehouse building | Location Adjustment Applicable (See Guidance Notes) - ERC = UK mean of 1.00 | (BEAMS Note 2) The ERC for this item should be added to all other rateable items on the hereditament (except land). Therefore the total of the ERC of the other Building Items and the P&M ERC (where applicable) to enable the correct contract size adjustment to be made. ERC of Building Component + ERC of P&M = Total ERC to which contract size adjustment should be applied. The appropriate % adjustment should be made in accordance with the scale for contract size adjustment specified under section 6 of the RCG 2023 Guidance notes. The currency ERC rates are set at £4m (Four Million Pounds) @ 1st April 2021 (AVD) for the RCG 2023 Publication. | Costs exclude external works and piling | Measure to GIA Height to eaves | - | - | CCTV, Security fencing, standby generators, compressors , fire protection | - | - | Photo 1- Typical light warehouse-2500m2 | - | 10614 |  | M2 | - | NA | NA | NA | 197.0261 | Option 1 | 244.2737 | 23.98% | 0 | 0 | -100% | -100% | 0 | -100% | Redirected | NA | VOA_GPN_GOV_UK\7246041 | 2019-08-30 | Low | - | - | Risk taken from previous CG | - | - | NA | SPONS A&B | NA | (BEAMS Note 2) The ERC for this item should be added to all other rateable items on the hereditament (except land). Therefore the total of the ERC of the other Building Items and the P&M ERC (where applicable) to enable the correct contract size adjustment to be made. ERC of Building Component + ERC of P&M = Total ERC to which contract size adjustment should be applied. The appropriate % adjustment should be made in accordance with the scale for contract size adjustment specified under section 6 of the RCG 2021 Guidance notes. The currency ERC rates are set at £4m (Four Million Pounds) @ 1st April 2019 (AVD) for the RCG 2021 Publication. | Photo 1- Typical light warehouse-2500m2 | - | 2 | TRUE
6069 | 41U29C | 4654 | 41U29C | Warehouses | Light - uninsulated | Sheet metal cladding | > 5000m² | Eaves ht - 8.5m | Warehouse - Light steel Frame - Un-insulated Building Construction: Foundations: Concrete pad and strip foundations with 250mm mesh reinforced concrete slab Frame: Light steel frame Upper Floors: None Roof: Single skin profiled protected metal, fixed to steel purlins with plastic headed screws, translucent sheet glazing: rainwater gutters, down pipes and drainage. External Walls Single skin profiled protected metal cladding, fixed to horizontal steel rails with plastic headed screws, translucent sheet glazing; access door goods/personnel. May have 100mm brickwork/blockwork infill to 1.0m; Windows and Doors: Single glazed windows in metal frames. Steel doors set within metal frames. Internal Walls: Block walls to toilets Internal Finishes: None- Paint to toilets Building Services: Electric light and power, water laid on, toilets, unheated. Accommodation: Single storey un-insulated warehouse building | Location Adjustment Applicable (See Guidance Notes) - ERC = UK mean of 1.00 | (BEAMS Note 2) The ERC for this item should be added to all other rateable items on the hereditament (except land). Therefore the total of the ERC of the other Building Items and the P&M ERC (where applicable) to enable the correct contract size adjustment to be made. ERC of Building Component + ERC of P&M = Total ERC to which contract size adjustment should be applied. The appropriate % adjustment should be made in accordance with the scale for contract size adjustment specified under section 6 of the RCG 2023 Guidance notes. The currency ERC rates are set at £4m (Four Million Pounds) @ 1st April 2021 (AVD) for the RCG 2023 Publication. | Costs exclude external works and piling | Measure to GIA Height to eaves | - | - | CCTV, Security fencing, standby generators, compressors , fire protection | - | - | Photo 1- Typical light warehouse-2500m2 | - | 10614 |  | M2 | - | NA | NA | NA | 198.5653 | Option 1 | 246.1821 | 23.98% | 0 | 0 | -100% | -100% | 0 | -100% | Redirected | NA | VOA_GPN_GOV_UK\7246041 | 2019-08-30 | Low | - | - | Risk taken from previous CG | - | - | NA | SPONS A&B | NA | (BEAMS Note 2) The ERC for this item should be added to all other rateable items on the hereditament (except land). Therefore the total of the ERC of the other Building Items and the P&M ERC (where applicable) to enable the correct contract size adjustment to be made. ERC of Building Component + ERC of P&M = Total ERC to which contract size adjustment should be applied. The appropriate % adjustment should be made in accordance with the scale for contract size adjustment specified under section 6 of the RCG 2021 Guidance notes. The currency ERC rates are set at £4m (Four Million Pounds) @ 1st April 2019 (AVD) for the RCG 2021 Publication. | Photo 1- Typical light warehouse-2500m2 | - | 2 | TRUE
6070 | 41U29E | 4655 | 41U29E | Warehouses | Light - uninsulated | Sheet metal cladding | > 5000m² | Eaves ht - 9.0m | Warehouse - Light steel Frame - Un-insulated Building Construction: Foundations: Concrete pad and strip foundations with 250mm mesh reinforced concrete slab Frame: Light steel frame Upper Floors: None Roof: Single skin profiled protected metal, fixed to steel purlins with plastic headed screws, translucent sheet glazing: rainwater gutters, down pipes and drainage. External Walls Single skin profiled protected metal cladding, fixed to horizontal steel rails with plastic headed screws, translucent sheet glazing; access door goods/personnel. May have 100mm brickwork/blockwork infill to 1.0m; Windows and Doors: Single glazed windows in metal frames. Steel doors set within metal frames. Internal Walls: Block walls to toilets Internal Finishes: None- Paint to toilets Building Services: Electric light and power, water laid on, toilets, unheated. Accommodation: Single storey un-insulated warehouse building | Location Adjustment Applicable (See Guidance Notes) - ERC = UK mean of 1.00 | (BEAMS Note 2) The ERC for this item should be added to all other rateable items on the hereditament (except land). Therefore the total of the ERC of the other Building Items and the P&M ERC (where applicable) to enable the correct contract size adjustment to be made. ERC of Building Component + ERC of P&M = Total ERC to which contract size adjustment should be applied. The appropriate % adjustment should be made in accordance with the scale for contract size adjustment specified under section 6 of the RCG 2023 Guidance notes. The currency ERC rates are set at £4m (Four Million Pounds) @ 1st April 2021 (AVD) for the RCG 2023 Publication. | Costs exclude external works and piling | Measure to GIA Height to eaves | - | - | CCTV, Security fencing, standby generators, compressors , fire protection | - | - | Photo 1- Typical light warehouse-2500m2 | - | 10614 |  | M2 | - | NA | NA | NA | 200.8742 | Option 1 | 249.0447 | 23.98% | 0 | 0 | -100% | -100% | 0 | -100% | Redirected | NA | VOA_GPN_GOV_UK\7246041 | 2019-08-30 | Low | - | - | Risk taken from previous CG | - | - | NA | SPONS A&B | NA | (BEAMS Note 2) The ERC for this item should be added to all other rateable items on the hereditament (except land). Therefore the total of the ERC of the other Building Items and the P&M ERC (where applicable) to enable the correct contract size adjustment to be made. ERC of Building Component + ERC of P&M = Total ERC to which contract size adjustment should be applied. The appropriate % adjustment should be made in accordance with the scale for contract size adjustment specified under section 6 of the RCG 2021 Guidance notes. The currency ERC rates are set at £4m (Four Million Pounds) @ 1st April 2019 (AVD) for the RCG 2021 Publication. | Photo 1- Typical light warehouse-2500m2 | - | 2 | TRUE
6071 | 41U29G | 4656 | 41U29G | Warehouses | Light - uninsulated | Sheet metal cladding | > 5000m² | Eaves ht - 9.5m | Warehouse - Light steel Frame - Un-insulated Building Construction: Foundations: Concrete pad and strip foundations with 250mm mesh reinforced concrete slab Frame: Light steel frame Upper Floors: None Roof: Single skin profiled protected metal, fixed to steel purlins with plastic headed screws, translucent sheet glazing: rainwater gutters, down pipes and drainage. External Walls Single skin profiled protected metal cladding, fixed to horizontal steel rails with plastic headed screws, translucent sheet glazing; access door goods/personnel. May have 100mm brickwork/blockwork infill to 1.0m; Windows and Doors: Single glazed windows in metal frames. Steel doors set within metal frames. Internal Walls: Block walls to toilets Internal Finishes: None- Paint to toilets Building Services: Electric light and power, water laid on, toilets, unheated. Accommodation: Single storey un-insulated warehouse building | Location Adjustment Applicable (See Guidance Notes) - ERC = UK mean of 1.00 | (BEAMS Note 2) The ERC for this item should be added to all other rateable items on the hereditament (except land). Therefore the total of the ERC of the other Building Items and the P&M ERC (where applicable) to enable the correct contract size adjustment to be made. ERC of Building Component + ERC of P&M = Total ERC to which contract size adjustment should be applied. The appropriate % adjustment should be made in accordance with the scale for contract size adjustment specified under section 6 of the RCG 2023 Guidance notes. The currency ERC rates are set at £4m (Four Million Pounds) @ 1st April 2021 (AVD) for the RCG 2023 Publication. | Costs exclude external works and piling | Measure to GIA Height to eaves | - | - | CCTV, Security fencing, standby generators, compressors , fire protection | - | - | Photo 1- Typical light warehouse-2500m2 | - | 10614 |  | M2 | - | NA | NA | NA | 202.4135 | Option 1 | 250.9531 | 23.98% | 0 | 0 | -100% | -100% | 0 | -100% | Redirected | NA | VOA_GPN_GOV_UK\7246041 | 2019-08-30 | Low | - | - | Risk taken from previous CG | - | - | NA | SPONS A&B | NA | (BEAMS Note 2) The ERC for this item should be added to all other rateable items on the hereditament (except land). Therefore the total of the ERC of the other Building Items and the P&M ERC (where applicable) to enable the correct contract size adjustment to be made. ERC of Building Component + ERC of P&M = Total ERC to which contract size adjustment should be applied. The appropriate % adjustment should be made in accordance with the scale for contract size adjustment specified under section 6 of the RCG 2021 Guidance notes. The currency ERC rates are set at £4m (Four Million Pounds) @ 1st April 2019 (AVD) for the RCG 2021 Publication. | Photo 1- Typical light warehouse-2500m2 | - | 2 | TRUE
6072 | 41U29K | 4657 | 41U29K | Warehouses | Light - uninsulated | Sheet metal cladding | > 5000m² | Eaves ht - 10.0m | Warehouse - Light steel Frame - Un-insulated Building Construction: Foundations: Concrete pad and strip foundations with 250mm mesh reinforced concrete slab Frame: Light steel frame Upper Floors: None Roof: Single skin profiled protected metal, fixed to steel purlins with plastic headed screws, translucent sheet glazing: rainwater gutters, down pipes and drainage. External Walls Single skin profiled protected metal cladding, fixed to horizontal steel rails with plastic headed screws, translucent sheet glazing; access door goods/personnel. May have 100mm brickwork/blockwork infill to 1.0m; Windows and Doors: Single glazed windows in metal frames. Steel doors set within metal frames. Internal Walls: Block walls to toilets Internal Finishes: None- Paint to toilets Building Services: Electric light and power, water laid on, toilets, unheated. Accommodation: Single storey un-insulated warehouse building | Location Adjustment Applicable (See Guidance Notes) - ERC = UK mean of 1.00 | (BEAMS Note 2) The ERC for this item should be added to all other rateable items on the hereditament (except land). Therefore the total of the ERC of the other Building Items and the P&M ERC (where applicable) to enable the correct contract size adjustment to be made. ERC of Building Component + ERC of P&M = Total ERC to which contract size adjustment should be applied. The appropriate % adjustment should be made in accordance with the scale for contract size adjustment specified under section 6 of the RCG 2023 Guidance notes. The currency ERC rates are set at £4m (Four Million Pounds) @ 1st April 2021 (AVD) for the RCG 2023 Publication. | Costs exclude external works and piling | Measure to GIA Height to eaves | - | - | CCTV, Security fencing, standby generators, compressors , fire protection | - | - | Photo 1- Typical light warehouse-2500m2 | - | 10614 |  | M2 | - | NA | NA | NA | 203.9528 | Option 1 | 252.8615 | 23.98% | 0 | 0 | -100% | -100% | 0 | -100% | Redirected | NA | VOA_GPN_GOV_UK\7246041 | 2019-08-30 | Low | - | - | Risk taken from previous CG | - | - | NA | SPONS A&B | NA | (BEAMS Note 2) The ERC for this item should be added to all other rateable items on the hereditament (except land). Therefore the total of the ERC of the other Building Items and the P&M ERC (where applicable) to enable the correct contract size adjustment to be made. ERC of Building Component + ERC of P&M = Total ERC to which contract size adjustment should be applied. The appropriate % adjustment should be made in accordance with the scale for contract size adjustment specified under section 6 of the RCG 2021 Guidance notes. The currency ERC rates are set at £4m (Four Million Pounds) @ 1st April 2019 (AVD) for the RCG 2021 Publication. | Photo 1- Typical light warehouse-2500m2 | - | 2 | TRUE
6073 | 41U29P | 4658 | 41U29P | Warehouses | Light - uninsulated | Sheet metal cladding | > 5000m² | Eaves ht - 11.0m | Warehouse - Light steel Frame - Un-insulated Building Construction: Foundations: Concrete pad and strip foundations with 250mm mesh reinforced concrete slab Frame: Light steel frame Upper Floors: None Roof: Single skin profiled protected metal, fixed to steel purlins with plastic headed screws, translucent sheet glazing: rainwater gutters, down pipes and drainage. External Walls Single skin profiled protected metal cladding, fixed to horizontal steel rails with plastic headed screws, translucent sheet glazing; access door goods/personnel. May have 100mm brickwork/blockwork infill to 1.0m; Windows and Doors: Single glazed windows in metal frames. Steel doors set within metal frames. Internal Walls: Block walls to toilets Internal Finishes: None- Paint to toilets Building Services: Electric light and power, water laid on, toilets, unheated. Accommodation: Single storey un-insulated warehouse building | Location Adjustment Applicable (See Guidance Notes) - ERC = UK mean of 1.00 | (BEAMS Note 2) The ERC for this item should be added to all other rateable items on the hereditament (except land). Therefore the total of the ERC of the other Building Items and the P&M ERC (where applicable) to enable the correct contract size adjustment to be made. ERC of Building Component + ERC of P&M = Total ERC to which contract size adjustment should be applied. The appropriate % adjustment should be made in accordance with the scale for contract size adjustment specified under section 6 of the RCG 2023 Guidance notes. The currency ERC rates are set at £4m (Four Million Pounds) @ 1st April 2021 (AVD) for the RCG 2023 Publication. | Costs exclude external works and piling | Measure to GIA Height to eaves | - | - | CCTV, Security fencing, standby generators, compressors , fire protection | - | - | Photo 1- Typical light warehouse-2500m2 | - | 10614 |  | M2 | - | NA | NA | NA | 207.0313 | Option 1 | 256.6783 | 23.98% | 0 | 0 | -100% | -100% | 0 | -100% | Redirected | NA | VOA_GPN_GOV_UK\7246041 | 2019-08-30 | Low | - | - | Risk taken from previous CG | - | - | NA | SPONS A&B | NA | (BEAMS Note 2) The ERC for this item should be added to all other rateable items on the hereditament (except land). Therefore the total of the ERC of the other Building Items and the P&M ERC (where applicable) to enable the correct contract size adjustment to be made. ERC of Building Component + ERC of P&M = Total ERC to which contract size adjustment should be applied. The appropriate % adjustment should be made in accordance with the scale for contract size adjustment specified under section 6 of the RCG 2021 Guidance notes. The currency ERC rates are set at £4m (Four Million Pounds) @ 1st April 2019 (AVD) for the RCG 2021 Publication. | Photo 1- Typical light warehouse-2500m2 | - | 2 | TRUE
6074 | 41U29T | 4659 | 41U29T | Warehouses | Light - uninsulated | Sheet metal cladding | > 5000m² | Eaves ht - 12.0m | Warehouse - Light steel Frame - Un-insulated Building Construction: Foundations: Concrete pad and strip foundations with 250mm mesh reinforced concrete slab Frame: Light steel frame Upper Floors: None Roof: Single skin profiled protected metal, fixed to steel purlins with plastic headed screws, translucent sheet glazing: rainwater gutters, down pipes and drainage. External Walls Single skin profiled protected metal cladding, fixed to horizontal steel rails with plastic headed screws, translucent sheet glazing; access door goods/personnel. May have 100mm brickwork/blockwork infill to 1.0m; Windows and Doors: Single glazed windows in metal frames. Steel doors set within metal frames. Internal Walls: Block walls to toilets Internal Finishes: None- Paint to toilets Building Services: Electric light and power, water laid on, toilets, unheated. Accommodation: Single storey un-insulated warehouse building | Location Adjustment Applicable (See Guidance Notes) - ERC = UK mean of 1.00 | (BEAMS Note 2) The ERC for this item should be added to all other rateable items on the hereditament (except land). Therefore the total of the ERC of the other Building Items and the P&M ERC (where applicable) to enable the correct contract size adjustment to be made. ERC of Building Component + ERC of P&M = Total ERC to which contract size adjustment should be applied. The appropriate % adjustment should be made in accordance with the scale for contract size adjustment specified under section 6 of the RCG 2023 Guidance notes. The currency ERC rates are set at £4m (Four Million Pounds) @ 1st April 2021 (AVD) for the RCG 2023 Publication. | Costs exclude external works and piling | Measure to GIA Height to eaves | - | - | CCTV, Security fencing, standby generators, compressors , fire protection | - | - | Photo 1- Typical light warehouse-2500m2 | - | 10614 |  | M2 | - | NA | NA | NA | 210.8795 | Option 1 | 261.4492 | 23.98% | 0 | 0 | -100% | -100% | 0 | -100% | Redirected | NA | VOA_GPN_GOV_UK\7246041 | 2019-08-30 | Low | - | - | Risk taken from previous CG | - | - | NA | SPONS A&B | NA | (BEAMS Note 2) The ERC for this item should be added to all other rateable items on the hereditament (except land). Therefore the total of the ERC of the other Building Items and the P&M ERC (where applicable) to enable the correct contract size adjustment to be made. ERC of Building Component + ERC of P&M = Total ERC to which contract size adjustment should be applied. The appropriate % adjustment should be made in accordance with the scale for contract size adjustment specified under section 6 of the RCG 2021 Guidance notes. The currency ERC rates are set at £4m (Four Million Pounds) @ 1st April 2019 (AVD) for the RCG 2021 Publication. | Photo 1- Typical light warehouse-2500m2 | - | 2 | TRUE
6075 | 41U42A | 4882 | 41U42A | Warehouses | Medium - uninsulated | Sheet metal cladding | <= 250m² | Eaves ht - 3.0m | Warehouses - Medium - Un-insulated Building Construction: Foundations: Concrete pad and strip foundations with 250mm mesh reinforced concrete slab Frame: Light steel frame Upper Floors: None Roof: Single skin profiled protected metal, fixed to steel purlins with plastic headed screws, translucent sheet glazing: rainwater gutters, down pipes and drainage. External Walls: ; single skin profiled protected metal cladding, fixed to horizontal steel rails with plastic headed screws, translucent sheet glazing; access door goods/personnel. May have 100mm brickwork/blockwork to 1.0m Windows and Doors: Single glazed windows in metal frames. Steel doors set within metal frames. Internal Walls: Block walls to toilet. Internal Finishes: None- paint to toilet. Building Services: Electric light and power, water laid on, toilets, unheated. | Location Adjustment Applicable (See Guidance Notes) - ERC = UK mean of 1.00 | (BEAMS Note 2) The ERC for this item should be added to all other rateable items on the hereditament (except land). Therefore the total of the ERC of the other Building Items and the P&M ERC (where applicable) to enable the correct contract size adjustment to be made. ERC of Building Component + ERC of P&M = Total ERC to which contract size adjustment should be applied. The appropriate % adjustment should be made in accordance with the scale for contract size adjustment specified under section 6 of the RCG 2023 Guidance notes. The currency ERC rates are set at £4m (Four Million Pounds) @ 1st April 2021 (AVD) for the RCG 2023 Publication. | Costs exclude piling and external works. | Measure to GIA Height . | - | - | CCTV, Security fencing, standby generators, compressors , fire protection | - | - | Photo 1 - small ware house <250m2 - with unloading dock Photo 2 - warehouse about 300m2- sloping site location Photo 3 - large warehouse | - | 10321 |  | M2 | - | NA | NA | NA | 280.9161 | Option 1 | 348.2809 | 23.98% | 0 | 0 | -100% | -100% | 0 | -100% | Redirected | NA | VOA_GPN_GOV_UK\7246041 | 2019-08-30 | Low | - | - | Risk taken from previous CG | - | - | NA | SPONS A&B | NA | (BEAMS Note 2) The ERC for this item should be added to all other rateable items on the hereditament (except land). Therefore the total of the ERC of the other Building Items and the P&M ERC (where applicable) to enable the correct contract size adjustment to be made. ERC of Building Component + ERC of P&M = Total ERC to which contract size adjustment should be applied. The appropriate % adjustment should be made in accordance with the scale for contract size adjustment specified under section 6 of the RCG 2021 Guidance notes. The currency ERC rates are set at £4m (Four Million Pounds) @ 1st April 2019 (AVD) for the RCG 2021 Publication. | Photo 1 - small ware house <250m2 - with unloading dock Photo 2 - warehouse about 300m2- sloping site location Photo 3 - large warehouse | - | 2 | TRUE
6076 | 41U42C | 4660 | 41U42C | Warehouses | Medium - uninsulated | Sheet metal cladding | <= 250m² | Eaves ht - 3.5m | Warehouses - Medium - Un-insulated Building Construction: Foundations: Concrete pad and strip foundations with 250mm mesh reinforced concrete slab Frame: Light steel frame Upper Floors: None Roof: Single skin profiled protected metal, fixed to steel purlins with plastic headed screws, translucent sheet glazing: rainwater gutters, down pipes and drainage. External Walls: ; single skin profiled protected metal cladding, fixed to horizontal steel rails with plastic headed screws, translucent sheet glazing; access door goods/personnel. May have 100mm brickwork/blockwork to 1.0m Windows and Doors: Single glazed windows in metal frames. Steel doors set within metal frames. Internal Walls: Block walls to toilet. Internal Finishes: None- paint to toilet. Building Services: Electric light and power, water laid on, toilets, unheated. | Location Adjustment Applicable (See Guidance Notes) - ERC = UK mean of 1.00 | (BEAMS Note 2) The ERC for this item should be added to all other rateable items on the hereditament (except land). Therefore the total of the ERC of the other Building Items and the P&M ERC (where applicable) to enable the correct contract size adjustment to be made. ERC of Building Component + ERC of P&M = Total ERC to which contract size adjustment should be applied. The appropriate % adjustment should be made in accordance with the scale for contract size adjustment specified under section 6 of the RCG 2023 Guidance notes. The currency ERC rates are set at £4m (Four Million Pounds) @ 1st April 2021 (AVD) for the RCG 2023 Publication. | Costs exclude piling and external works. | Measure to GIA Height . | - | - | CCTV, Security fencing, standby generators, compressors , fire protection | - | - | Photo 1 - small ware house <250m2 - with unloading dock Photo 2 - warehouse about 300m2- sloping site location Photo 3 - large warehouse | - | 10321 |  | M2 | - | NA | NA | NA | 289.382 | Option 1 | 358.7771 | 23.98% | 0 | 0 | -100% | -100% | 0 | -100% | Redirected | NA | VOA_GPN_GOV_UK\7246041 | 2019-08-30 | Low | - | - | Risk taken from previous CG | - | - | NA | SPONS A&B | NA | (BEAMS Note 2) The ERC for this item should be added to all other rateable items on the hereditament (except land). Therefore the total of the ERC of the other Building Items and the P&M ERC (where applicable) to enable the correct contract size adjustment to be made. ERC of Building Component + ERC of P&M = Total ERC to which contract size adjustment should be applied. The appropriate % adjustment should be made in accordance with the scale for contract size adjustment specified under section 6 of the RCG 2021 Guidance notes. The currency ERC rates are set at £4m (Four Million Pounds) @ 1st April 2019 (AVD) for the RCG 2021 Publication. | Photo 1 - small ware house <250m2 - with unloading dock Photo 2 - warehouse about 300m2- sloping site location Photo 3 - large warehouse | - | 2 | TRUE
6077 | 41U42E | 4661 | 41U42E | Warehouses | Medium - uninsulated | Sheet metal cladding | <= 250m² | Eaves ht - 4.0m | Warehouses - Medium - Un-insulated Building Construction: Foundations: Concrete pad and strip foundations with 250mm mesh reinforced concrete slab Frame: Light steel frame Upper Floors: None Roof: Single skin profiled protected metal, fixed to steel purlins with plastic headed screws, translucent sheet glazing: rainwater gutters, down pipes and drainage. External Walls: ; single skin profiled protected metal cladding, fixed to horizontal steel rails with plastic headed screws, translucent sheet glazing; access door goods/personnel. May have 100mm brickwork/blockwork to 1.0m Windows and Doors: Single glazed windows in metal frames. Steel doors set within metal frames. Internal Walls: Block walls to toilet. Internal Finishes: None- paint to toilet. Building Services: Electric light and power, water laid on, toilets, unheated. | Location Adjustment Applicable (See Guidance Notes) - ERC = UK mean of 1.00 | (BEAMS Note 2) The ERC for this item should be added to all other rateable items on the hereditament (except land). Therefore the total of the ERC of the other Building Items and the P&M ERC (where applicable) to enable the correct contract size adjustment to be made. ERC of Building Component + ERC of P&M = Total ERC to which contract size adjustment should be applied. The appropriate % adjustment should be made in accordance with the scale for contract size adjustment specified under section 6 of the RCG 2023 Guidance notes. The currency ERC rates are set at £4m (Four Million Pounds) @ 1st April 2021 (AVD) for the RCG 2023 Publication. | Costs exclude piling and external works. | Measure to GIA Height . | - | - | CCTV, Security fencing, standby generators, compressors , fire protection | - | - | Photo 1 - small ware house <250m2 - with unloading dock Photo 2 - warehouse about 300m2- sloping site location Photo 3 - large warehouse | - | 10321 |  | M2 | - | NA | NA | NA | 299.3873 | Option 1 | 371.1816 | 23.98% | 0 | 0 | -100% | -100% | 0 | -100% | Redirected | NA | VOA_GPN_GOV_UK\7246041 | 2019-08-30 | Low | - | - | Risk taken from previous CG | - | - | NA | SPONS A&B | NA | (BEAMS Note 2) The ERC for this item should be added to all other rateable items on the hereditament (except land). Therefore the total of the ERC of the other Building Items and the P&M ERC (where applicable) to enable the correct contract size adjustment to be made. ERC of Building Component + ERC of P&M = Total ERC to which contract size adjustment should be applied. The appropriate % adjustment should be made in accordance with the scale for contract size adjustment specified under section 6 of the RCG 2021 Guidance notes. The currency ERC rates are set at £4m (Four Million Pounds) @ 1st April 2019 (AVD) for the RCG 2021 Publication. | Photo 1 - small ware house <250m2 - with unloading dock Photo 2 - warehouse about 300m2- sloping site location Photo 3 - large warehouse | - | 2 | TRUE
6078 | 41U42G | 4662 | 41U42G | Warehouses | Medium - uninsulated | Sheet metal cladding | <= 250m² | Eaves ht - 4.5m | Warehouses - Medium - Un-insulated Building Construction: Foundations: Concrete pad and strip foundations with 250mm mesh reinforced concrete slab Frame: Light steel frame Upper Floors: None Roof: Single skin profiled protected metal, fixed to steel purlins with plastic headed screws, translucent sheet glazing: rainwater gutters, down pipes and drainage. External Walls: ; single skin profiled protected metal cladding, fixed to horizontal steel rails with plastic headed screws, translucent sheet glazing; access door goods/personnel. May have 100mm brickwork/blockwork to 1.0m Windows and Doors: Single glazed windows in metal frames. Steel doors set within metal frames. Internal Walls: Block walls to toilet. Internal Finishes: None- paint to toilet. Building Services: Electric light and power, water laid on, toilets, unheated. | Location Adjustment Applicable (See Guidance Notes) - ERC = UK mean of 1.00 | (BEAMS Note 2) The ERC for this item should be added to all other rateable items on the hereditament (except land). Therefore the total of the ERC of the other Building Items and the P&M ERC (where applicable) to enable the correct contract size adjustment to be made. ERC of Building Component + ERC of P&M = Total ERC to which contract size adjustment should be applied. The appropriate % adjustment should be made in accordance with the scale for contract size adjustment specified under section 6 of the RCG 2023 Guidance notes. The currency ERC rates are set at £4m (Four Million Pounds) @ 1st April 2021 (AVD) for the RCG 2023 Publication. | Costs exclude piling and external works. | Measure to GIA Height . | - | - | CCTV, Security fencing, standby generators, compressors , fire protection | - | - | Photo 1 - small ware house <250m2 - with unloading dock Photo 2 - warehouse about 300m2- sloping site location Photo 3 - large warehouse | - | 10321 |  | M2 | - | NA | NA | NA | 306.314 | Option 1 | 379.7693 | 23.98% | 0 | 0 | -100% | -100% | 0 | -100% | Redirected | NA | VOA_GPN_GOV_UK\7246041 | 2019-08-30 | Low | - | - | Risk taken from previous CG | - | - | NA | SPONS A&B | NA | (BEAMS Note 2) The ERC for this item should be added to all other rateable items on the hereditament (except land). Therefore the total of the ERC of the other Building Items and the P&M ERC (where applicable) to enable the correct contract size adjustment to be made. ERC of Building Component + ERC of P&M = Total ERC to which contract size adjustment should be applied. The appropriate % adjustment should be made in accordance with the scale for contract size adjustment specified under section 6 of the RCG 2021 Guidance notes. The currency ERC rates are set at £4m (Four Million Pounds) @ 1st April 2019 (AVD) for the RCG 2021 Publication. | Photo 1 - small ware house <250m2 - with unloading dock Photo 2 - warehouse about 300m2- sloping site location Photo 3 - large warehouse | - | 2 | TRUE
6079 | 41U42I | 4663 | 41U42I | Warehouses | Medium - uninsulated | Sheet metal cladding | <= 250m² | Eaves ht - 5.0m | Warehouses - Medium - Un-insulated Building Construction: Foundations: Concrete pad and strip foundations with 250mm mesh reinforced concrete slab Frame: Light steel frame Upper Floors: None Roof: Single skin profiled protected metal, fixed to steel purlins with plastic headed screws, translucent sheet glazing: rainwater gutters, down pipes and drainage. External Walls: ; single skin profiled protected metal cladding, fixed to horizontal steel rails with plastic headed screws, translucent sheet glazing; access door goods/personnel. May have 100mm brickwork/blockwork to 1.0m Windows and Doors: Single glazed windows in metal frames. Steel doors set within metal frames. Internal Walls: Block walls to toilet. Internal Finishes: None- paint to toilet. Building Services: Electric light and power, water laid on, toilets, unheated. | Location Adjustment Applicable (See Guidance Notes) - ERC = UK mean of 1.00 | (BEAMS Note 2) The ERC for this item should be added to all other rateable items on the hereditament (except land). Therefore the total of the ERC of the other Building Items and the P&M ERC (where applicable) to enable the correct contract size adjustment to be made. ERC of Building Component + ERC of P&M = Total ERC to which contract size adjustment should be applied. The appropriate % adjustment should be made in accordance with the scale for contract size adjustment specified under section 6 of the RCG 2023 Guidance notes. The currency ERC rates are set at £4m (Four Million Pounds) @ 1st April 2021 (AVD) for the RCG 2023 Publication. | Costs exclude piling and external works. | Measure to GIA Height . | - | - | CCTV, Security fencing, standby generators, compressors , fire protection | - | - | Photo 1 - small ware house <250m2 - with unloading dock Photo 2 - warehouse about 300m2- sloping site location Photo 3 - large warehouse | - | 10321 |  | M2 | - | NA | NA | NA | 314.7799 | Option 1 | 390.2655 | 23.98% | 0 | 0 | -100% | -100% | 0 | -100% | Redirected | NA | VOA_GPN_GOV_UK\7246041 | 2019-08-30 | Low | - | - | Risk taken from previous CG | - | - | NA | SPONS A&B | NA | (BEAMS Note 2) The ERC for this item should be added to all other rateable items on the hereditament (except land). Therefore the total of the ERC of the other Building Items and the P&M ERC (where applicable) to enable the correct contract size adjustment to be made. ERC of Building Component + ERC of P&M = Total ERC to which contract size adjustment should be applied. The appropriate % adjustment should be made in accordance with the scale for contract size adjustment specified under section 6 of the RCG 2021 Guidance notes. The currency ERC rates are set at £4m (Four Million Pounds) @ 1st April 2019 (AVD) for the RCG 2021 Publication. | Photo 1 - small ware house <250m2 - with unloading dock Photo 2 - warehouse about 300m2- sloping site location Photo 3 - large warehouse | - | 2 | TRUE
6080 | 41U42K | 4664 | 41U42K | Warehouses | Medium - uninsulated | Sheet metal cladding | <= 250m² | Eaves ht - 5.5m | Warehouses - Medium - Un-insulated Building Construction: Foundations: Concrete pad and strip foundations with 250mm mesh reinforced concrete slab Frame: Light steel frame Upper Floors: None Roof: Single skin profiled protected metal, fixed to steel purlins with plastic headed screws, translucent sheet glazing: rainwater gutters, down pipes and drainage. External Walls: ; single skin profiled protected metal cladding, fixed to horizontal steel rails with plastic headed screws, translucent sheet glazing; access door goods/personnel. May have 100mm brickwork/blockwork to 1.0m Windows and Doors: Single glazed windows in metal frames. Steel doors set within metal frames. Internal Walls: Block walls to toilet. Internal Finishes: None- paint to toilet. Building Services: Electric light and power, water laid on, toilets, unheated. | Location Adjustment Applicable (See Guidance Notes) - ERC = UK mean of 1.00 | (BEAMS Note 2) The ERC for this item should be added to all other rateable items on the hereditament (except land). Therefore the total of the ERC of the other Building Items and the P&M ERC (where applicable) to enable the correct contract size adjustment to be made. ERC of Building Component + ERC of P&M = Total ERC to which contract size adjustment should be applied. The appropriate % adjustment should be made in accordance with the scale for contract size adjustment specified under section 6 of the RCG 2023 Guidance notes. The currency ERC rates are set at £4m (Four Million Pounds) @ 1st April 2021 (AVD) for the RCG 2023 Publication. | Costs exclude piling and external works. | Measure to GIA Height . | - | - | CCTV, Security fencing, standby generators, compressors , fire protection | - | - | Photo 1 - small ware house <250m2 - with unloading dock Photo 2 - warehouse about 300m2- sloping site location Photo 3 - large warehouse | - | 10321 |  | M2 | - | NA | NA | NA | 344.026 | Option 1 | 426.5248 | 23.98% | 0 | 0 | -100% | -100% | 0 | -100% | Redirected | NA | VOA_GPN_GOV_UK\7246041 | 2019-08-30 | Low | - | - | Risk taken from previous CG | - | - | NA | SPONS A&B | NA | (BEAMS Note 2) The ERC for this item should be added to all other rateable items on the hereditament (except land). Therefore the total of the ERC of the other Building Items and the P&M ERC (where applicable) to enable the correct contract size adjustment to be made. ERC of Building Component + ERC of P&M = Total ERC to which contract size adjustment should be applied. The appropriate % adjustment should be made in accordance with the scale for contract size adjustment specified under section 6 of the RCG 2021 Guidance notes. The currency ERC rates are set at £4m (Four Million Pounds) @ 1st April 2019 (AVD) for the RCG 2021 Publication. | Photo 1 - small ware house <250m2 - with unloading dock Photo 2 - warehouse about 300m2- sloping site location Photo 3 - large warehouse | - | 2 | TRUE
6081 | 41U42M | 4665 | 41U42M | Warehouses | Medium - uninsulated | Sheet metal cladding | <= 250m² | Eaves ht - 6.0m | Warehouses - Medium - Un-insulated Building Construction: Foundations: Concrete pad and strip foundations with 250mm mesh reinforced concrete slab Frame: Light steel frame Upper Floors: None Roof: Single skin profiled protected metal, fixed to steel purlins with plastic headed screws, translucent sheet glazing: rainwater gutters, down pipes and drainage. External Walls: ; single skin profiled protected metal cladding, fixed to horizontal steel rails with plastic headed screws, translucent sheet glazing; access door goods/personnel. May have 100mm brickwork/blockwork to 1.0m Windows and Doors: Single glazed windows in metal frames. Steel doors set within metal frames. Internal Walls: Block walls to toilet. Internal Finishes: None- paint to toilet. Building Services: Electric light and power, water laid on, toilets, unheated. | Location Adjustment Applicable (See Guidance Notes) - ERC = UK mean of 1.00 | (BEAMS Note 2) The ERC for this item should be added to all other rateable items on the hereditament (except land). Therefore the total of the ERC of the other Building Items and the P&M ERC (where applicable) to enable the correct contract size adjustment to be made. ERC of Building Component + ERC of P&M = Total ERC to which contract size adjustment should be applied. The appropriate % adjustment should be made in accordance with the scale for contract size adjustment specified under section 6 of the RCG 2023 Guidance notes. The currency ERC rates are set at £4m (Four Million Pounds) @ 1st April 2021 (AVD) for the RCG 2023 Publication. | Costs exclude piling and external works. | Measure to GIA Height . | - | - | CCTV, Security fencing, standby generators, compressors , fire protection | - | - | Photo 1 - small ware house <250m2 - with unloading dock Photo 2 - warehouse about 300m2- sloping site location Photo 3 - large warehouse | - | 10321 |  | M2 | - | NA | NA | NA | 354.0312 | Option 1 | 438.9294 | 23.98% | 0 | 0 | -100% | -100% | 0 | -100% | Redirected | NA | VOA_GPN_GOV_UK\7246041 | 2019-08-30 | Low | - | - | Risk taken from previous CG | - | - | NA | SPONS A&B | NA | (BEAMS Note 2) The ERC for this item should be added to all other rateable items on the hereditament (except land). Therefore the total of the ERC of the other Building Items and the P&M ERC (where applicable) to enable the correct contract size adjustment to be made. ERC of Building Component + ERC of P&M = Total ERC to which contract size adjustment should be applied. The appropriate % adjustment should be made in accordance with the scale for contract size adjustment specified under section 6 of the RCG 2021 Guidance notes. The currency ERC rates are set at £4m (Four Million Pounds) @ 1st April 2019 (AVD) for the RCG 2021 Publication. | Photo 1 - small ware house <250m2 - with unloading dock Photo 2 - warehouse about 300m2- sloping site location Photo 3 - large warehouse | - | 2 | TRUE
6082 | 41U42P | 4666 | 41U42P | Warehouses | Medium - uninsulated | Sheet metal cladding | <= 250m² | Eaves ht - 6.5m | Warehouses - Medium - Un-insulated Building Construction: Foundations: Concrete pad and strip foundations with 250mm mesh reinforced concrete slab Frame: Light steel frame Upper Floors: None Roof: Single skin profiled protected metal, fixed to steel purlins with plastic headed screws, translucent sheet glazing: rainwater gutters, down pipes and drainage. External Walls: ; single skin profiled protected metal cladding, fixed to horizontal steel rails with plastic headed screws, translucent sheet glazing; access door goods/personnel. May have 100mm brickwork/blockwork to 1.0m Windows and Doors: Single glazed windows in metal frames. Steel doors set within metal frames. Internal Walls: Block walls to toilet. Internal Finishes: None- paint to toilet. Building Services: Electric light and power, water laid on, toilets, unheated. | Location Adjustment Applicable (See Guidance Notes) - ERC = UK mean of 1.00 | (BEAMS Note 2) The ERC for this item should be added to all other rateable items on the hereditament (except land). Therefore the total of the ERC of the other Building Items and the P&M ERC (where applicable) to enable the correct contract size adjustment to be made. ERC of Building Component + ERC of P&M = Total ERC to which contract size adjustment should be applied. The appropriate % adjustment should be made in accordance with the scale for contract size adjustment specified under section 6 of the RCG 2023 Guidance notes. The currency ERC rates are set at £4m (Four Million Pounds) @ 1st April 2021 (AVD) for the RCG 2023 Publication. | Costs exclude piling and external works. | Measure to GIA Height . | - | - | CCTV, Security fencing, standby generators, compressors , fire protection | - | - | Photo 1 - small ware house <250m2 - with unloading dock Photo 2 - warehouse about 300m2- sloping site location Photo 3 - large warehouse | - | 10321 |  | M2 | - | NA | NA | NA | 363.2668 | Option 1 | 450.3797 | 23.98% | 0 | 0 | -100% | -100% | 0 | -100% | Redirected | NA | VOA_GPN_GOV_UK\7246041 | 2019-08-30 | Low | - | - | Risk taken from previous CG | - | - | NA | SPONS A&B | NA | (BEAMS Note 2) The ERC for this item should be added to all other rateable items on the hereditament (except land). Therefore the total of the ERC of the other Building Items and the P&M ERC (where applicable) to enable the correct contract size adjustment to be made. ERC of Building Component + ERC of P&M = Total ERC to which contract size adjustment should be applied. The appropriate % adjustment should be made in accordance with the scale for contract size adjustment specified under section 6 of the RCG 2021 Guidance notes. The currency ERC rates are set at £4m (Four Million Pounds) @ 1st April 2019 (AVD) for the RCG 2021 Publication. | Photo 1 - small ware house <250m2 - with unloading dock Photo 2 - warehouse about 300m2- sloping site location Photo 3 - large warehouse | - | 2 | TRUE
6083 | 41U42R | 4667 | 41U42R | Warehouses | Medium - uninsulated | Sheet metal cladding | <= 250m² | Eaves ht - 7.0m | Warehouses - Medium - Un-insulated Building Construction: Foundations: Concrete pad and strip foundations with 250mm mesh reinforced concrete slab Frame: Light steel frame Upper Floors: None Roof: Single skin profiled protected metal, fixed to steel purlins with plastic headed screws, translucent sheet glazing: rainwater gutters, down pipes and drainage. External Walls: ; single skin profiled protected metal cladding, fixed to horizontal steel rails with plastic headed screws, translucent sheet glazing; access door goods/personnel. May have 100mm brickwork/blockwork to 1.0m Windows and Doors: Single glazed windows in metal frames. Steel doors set within metal frames. Internal Walls: Block walls to toilet. Internal Finishes: None- paint to toilet. Building Services: Electric light and power, water laid on, toilets, unheated. | Location Adjustment Applicable (See Guidance Notes) - ERC = UK mean of 1.00 | (BEAMS Note 2) The ERC for this item should be added to all other rateable items on the hereditament (except land). Therefore the total of the ERC of the other Building Items and the P&M ERC (where applicable) to enable the correct contract size adjustment to be made. ERC of Building Component + ERC of P&M = Total ERC to which contract size adjustment should be applied. The appropriate % adjustment should be made in accordance with the scale for contract size adjustment specified under section 6 of the RCG 2023 Guidance notes. The currency ERC rates are set at £4m (Four Million Pounds) @ 1st April 2021 (AVD) for the RCG 2023 Publication. | Costs exclude piling and external works. | Measure to GIA Height . | - | - | CCTV, Security fencing, standby generators, compressors , fire protection | - | - | Photo 1 - small ware house <250m2 - with unloading dock Photo 2 - warehouse about 300m2- sloping site location Photo 3 - large warehouse | - | 10321 |  | M2 | - | NA | NA | NA | 373.2721 | Option 1 | 462.7842 | 23.98% | 0 | 0 | -100% | -100% | 0 | -100% | Redirected | NA | VOA_GPN_GOV_UK\7246041 | 2019-08-30 | Low | - | - | Risk taken from previous CG | - | - | NA | SPONS A&B | NA | (BEAMS Note 2) The ERC for this item should be added to all other rateable items on the hereditament (except land). Therefore the total of the ERC of the other Building Items and the P&M ERC (where applicable) to enable the correct contract size adjustment to be made. ERC of Building Component + ERC of P&M = Total ERC to which contract size adjustment should be applied. The appropriate % adjustment should be made in accordance with the scale for contract size adjustment specified under section 6 of the RCG 2021 Guidance notes. The currency ERC rates are set at £4m (Four Million Pounds) @ 1st April 2019 (AVD) for the RCG 2021 Publication. | Photo 1 - small ware house <250m2 - with unloading dock Photo 2 - warehouse about 300m2- sloping site location Photo 3 - large warehouse | - | 2 | TRUE
6084 | 41U42T | 4668 | 41U42T | Warehouses | Medium - uninsulated | Sheet metal cladding | <= 250m² | Eaves ht - 7.5m | Warehouses - Medium - Un-insulated Building Construction: Foundations: Concrete pad and strip foundations with 250mm mesh reinforced concrete slab Frame: Light steel frame Upper Floors: None Roof: Single skin profiled protected metal, fixed to steel purlins with plastic headed screws, translucent sheet glazing: rainwater gutters, down pipes and drainage. External Walls: ; single skin profiled protected metal cladding, fixed to horizontal steel rails with plastic headed screws, translucent sheet glazing; access door goods/personnel. May have 100mm brickwork/blockwork to 1.0m Windows and Doors: Single glazed windows in metal frames. Steel doors set within metal frames. Internal Walls: Block walls to toilet. Internal Finishes: None- paint to toilet. Building Services: Electric light and power, water laid on, toilets, unheated. | Location Adjustment Applicable (See Guidance Notes) - ERC = UK mean of 1.00 | (BEAMS Note 2) The ERC for this item should be added to all other rateable items on the hereditament (except land). Therefore the total of the ERC of the other Building Items and the P&M ERC (where applicable) to enable the correct contract size adjustment to be made. ERC of Building Component + ERC of P&M = Total ERC to which contract size adjustment should be applied. The appropriate % adjustment should be made in accordance with the scale for contract size adjustment specified under section 6 of the RCG 2023 Guidance notes. The currency ERC rates are set at £4m (Four Million Pounds) @ 1st April 2021 (AVD) for the RCG 2023 Publication. | Costs exclude piling and external works. | Measure to GIA Height . | - | - | CCTV, Security fencing, standby generators, compressors , fire protection | - | - | Photo 1 - small ware house <250m2 - with unloading dock Photo 2 - warehouse about 300m2- sloping site location Photo 3 - large warehouse | - | 10321 |  | M2 | - | NA | NA | NA | 383.2773 | Option 1 | 475.1888 | 23.98% | 0 | 0 | -100% | -100% | 0 | -100% | Redirected | NA | VOA_GPN_GOV_UK\7246041 | 2019-08-30 | Low | - | - | Risk taken from previous CG | - | - | NA | SPONS A&B | NA | (BEAMS Note 2) The ERC for this item should be added to all other rateable items on the hereditament (except land). Therefore the total of the ERC of the other Building Items and the P&M ERC (where applicable) to enable the correct contract size adjustment to be made. ERC of Building Component + ERC of P&M = Total ERC to which contract size adjustment should be applied. The appropriate % adjustment should be made in accordance with the scale for contract size adjustment specified under section 6 of the RCG 2021 Guidance notes. The currency ERC rates are set at £4m (Four Million Pounds) @ 1st April 2019 (AVD) for the RCG 2021 Publication. | Photo 1 - small ware house <250m2 - with unloading dock Photo 2 - warehouse about 300m2- sloping site location Photo 3 - large warehouse | - | 2 | TRUE
6085 | 41U43A | 4669 | 41U43A | Warehouses | Medium - uninsulated | Sheet metal cladding | <= 250m² | Eaves ht - 8.0m | Warehouses - Medium - Un-insulated Building Construction: Foundations: Concrete pad and strip foundations with 250mm mesh reinforced concrete slab Frame: Light steel frame Upper Floors: None Roof: Single skin profiled protected metal, fixed to steel purlins with plastic headed screws, translucent sheet glazing: rainwater gutters, down pipes and drainage. External Walls: ; single skin profiled protected metal cladding, fixed to horizontal steel rails with plastic headed screws, translucent sheet glazing; access door goods/personnel. May have 100mm brickwork/blockwork to 1.0m Windows and Doors: Single glazed windows in metal frames. Steel doors set within metal frames. Internal Walls: Block walls to toilet. Internal Finishes: None- paint to toilet. Building Services: Electric light and power, water laid on, toilets, unheated. | Location Adjustment Applicable (See Guidance Notes) - ERC = UK mean of 1.00 | (BEAMS Note 2) The ERC for this item should be added to all other rateable items on the hereditament (except land). Therefore the total of the ERC of the other Building Items and the P&M ERC (where applicable) to enable the correct contract size adjustment to be made. ERC of Building Component + ERC of P&M = Total ERC to which contract size adjustment should be applied. The appropriate % adjustment should be made in accordance with the scale for contract size adjustment specified under section 6 of the RCG 2023 Guidance notes. The currency ERC rates are set at £4m (Four Million Pounds) @ 1st April 2021 (AVD) for the RCG 2023 Publication. | Costs exclude piling and external works. | Measure to GIA Height . | - | - | CCTV, Security fencing, standby generators, compressors , fire protection | - | - | Photo 1 - small ware house <250m2 - with unloading dock Photo 2 - warehouse about 300m2- sloping site location Photo 3 - large warehouse | - | 10321 |  | M2 | - | NA | NA | NA | 428.6856 | Option 1 | 531.4862 | 23.98% | 0 | 0 | -100% | -100% | 0 | -100% | Redirected | NA | VOA_GPN_GOV_UK\7246041 | 2019-08-30 | Low | - | - | Risk taken from previous CG | - | - | NA | SPONS A&B | NA | (BEAMS Note 2) The ERC for this item should be added to all other rateable items on the hereditament (except land). Therefore the total of the ERC of the other Building Items and the P&M ERC (where applicable) to enable the correct contract size adjustment to be made. ERC of Building Component + ERC of P&M = Total ERC to which contract size adjustment should be applied. The appropriate % adjustment should be made in accordance with the scale for contract size adjustment specified under section 6 of the RCG 2021 Guidance notes. The currency ERC rates are set at £4m (Four Million Pounds) @ 1st April 2019 (AVD) for the RCG 2021 Publication. | Photo 1 - small ware house <250m2 - with unloading dock Photo 2 - warehouse about 300m2- sloping site location Photo 3 - large warehouse | - | 2 | TRUE
6086 | 41U43C | 4673 | 41U43C | Warehouses | Medium - uninsulated | Sheet metal cladding | <= 250m² | Eaves ht - 8.5m | Warehouses - Medium - Un-insulated Building Construction: Foundations: Concrete pad and strip foundations with 250mm mesh reinforced concrete slab Frame: Light steel frame Upper Floors: None Roof: Single skin profiled protected metal, fixed to steel purlins with plastic headed screws, translucent sheet glazing: rainwater gutters, down pipes and drainage. External Walls: ; single skin profiled protected metal cladding, fixed to horizontal steel rails with plastic headed screws, translucent sheet glazing; access door goods/personnel. May have 100mm brickwork/blockwork to 1.0m Windows and Doors: Single glazed windows in metal frames. Steel doors set within metal frames. Internal Walls: Block walls to toilet. Internal Finishes: None- paint to toilet. Building Services: Electric light and power, water laid on, toilets, unheated. | Location Adjustment Applicable (See Guidance Notes) - ERC = UK mean of 1.00 | (BEAMS Note 2) The ERC for this item should be added to all other rateable items on the hereditament (except land). Therefore the total of the ERC of the other Building Items and the P&M ERC (where applicable) to enable the correct contract size adjustment to be made. ERC of Building Component + ERC of P&M = Total ERC to which contract size adjustment should be applied. The appropriate % adjustment should be made in accordance with the scale for contract size adjustment specified under section 6 of the RCG 2023 Guidance notes. The currency ERC rates are set at £4m (Four Million Pounds) @ 1st April 2021 (AVD) for the RCG 2023 Publication. | Costs exclude piling and external works. | Measure to GIA Height . | - | - | CCTV, Security fencing, standby generators, compressors , fire protection | - | - | Photo 1 - small ware house <250m2 - with unloading dock Photo 2 - warehouse about 300m2- sloping site location Photo 3 - large warehouse | - | 10321 |  | M2 | - | NA | NA | NA | 440.2301 | Option 1 | 545.7991 | 23.98% | 0 | 0 | -100% | -100% | 0 | -100% | Redirected | NA | VOA_GPN_GOV_UK\7246041 | 2019-08-30 | Low | - | - | Risk taken from previous CG | - | - | NA | SPONS A&B | NA | (BEAMS Note 2) The ERC for this item should be added to all other rateable items on the hereditament (except land). Therefore the total of the ERC of the other Building Items and the P&M ERC (where applicable) to enable the correct contract size adjustment to be made. ERC of Building Component + ERC of P&M = Total ERC to which contract size adjustment should be applied. The appropriate % adjustment should be made in accordance with the scale for contract size adjustment specified under section 6 of the RCG 2021 Guidance notes. The currency ERC rates are set at £4m (Four Million Pounds) @ 1st April 2019 (AVD) for the RCG 2021 Publication. | Photo 1 - small ware house <250m2 - with unloading dock Photo 2 - warehouse about 300m2- sloping site location Photo 3 - large warehouse | - | 2 | TRUE
6087 | 41U43E | 4674 | 41U43E | Warehouses | Medium - uninsulated | Sheet metal cladding | <= 250m² | Eaves ht - 9.0m | Warehouses - Medium - Un-insulated Building Construction: Foundations: Concrete pad and strip foundations with 250mm mesh reinforced concrete slab Frame: Light steel frame Upper Floors: None Roof: Single skin profiled protected metal, fixed to steel purlins with plastic headed screws, translucent sheet glazing: rainwater gutters, down pipes and drainage. External Walls: ; single skin profiled protected metal cladding, fixed to horizontal steel rails with plastic headed screws, translucent sheet glazing; access door goods/personnel. May have 100mm brickwork/blockwork to 1.0m Windows and Doors: Single glazed windows in metal frames. Steel doors set within metal frames. Internal Walls: Block walls to toilet. Internal Finishes: None- paint to toilet. Building Services: Electric light and power, water laid on, toilets, unheated. | Location Adjustment Applicable (See Guidance Notes) - ERC = UK mean of 1.00 | (BEAMS Note 2) The ERC for this item should be added to all other rateable items on the hereditament (except land). Therefore the total of the ERC of the other Building Items and the P&M ERC (where applicable) to enable the correct contract size adjustment to be made. ERC of Building Component + ERC of P&M = Total ERC to which contract size adjustment should be applied. The appropriate % adjustment should be made in accordance with the scale for contract size adjustment specified under section 6 of the RCG 2023 Guidance notes. The currency ERC rates are set at £4m (Four Million Pounds) @ 1st April 2021 (AVD) for the RCG 2023 Publication. | Costs exclude piling and external works. | Measure to GIA Height . | - | - | CCTV, Security fencing, standby generators, compressors , fire protection | - | - | Photo 1 - small ware house <250m2 - with unloading dock Photo 2 - warehouse about 300m2- sloping site location Photo 3 - large warehouse | - | 10321 |  | M2 | - | NA | NA | NA | 451.7746 | Option 1 | 560.112 | 23.98% | 0 | 0 | -100% | -100% | 0 | -100% | Redirected | NA | VOA_GPN_GOV_UK\7246041 | 2019-08-30 | Low | - | - | Risk taken from previous CG | - | - | NA | SPONS A&B | NA | (BEAMS Note 2) The ERC for this item should be added to all other rateable items on the hereditament (except land). Therefore the total of the ERC of the other Building Items and the P&M ERC (where applicable) to enable the correct contract size adjustment to be made. ERC of Building Component + ERC of P&M = Total ERC to which contract size adjustment should be applied. The appropriate % adjustment should be made in accordance with the scale for contract size adjustment specified under section 6 of the RCG 2021 Guidance notes. The currency ERC rates are set at £4m (Four Million Pounds) @ 1st April 2019 (AVD) for the RCG 2021 Publication. | Photo 1 - small ware house <250m2 - with unloading dock Photo 2 - warehouse about 300m2- sloping site location Photo 3 - large warehouse | - | 2 | TRUE
6088 | 41U43G | 4675 | 41U43G | Warehouses | Medium - uninsulated | Sheet metal cladding | <= 250m² | Eaves ht - 9.5m | Warehouses - Medium - Un-insulated Building Construction: Foundations: Concrete pad and strip foundations with 250mm mesh reinforced concrete slab Frame: Light steel frame Upper Floors: None Roof: Single skin profiled protected metal, fixed to steel purlins with plastic headed screws, translucent sheet glazing: rainwater gutters, down pipes and drainage. External Walls: ; single skin profiled protected metal cladding, fixed to horizontal steel rails with plastic headed screws, translucent sheet glazing; access door goods/personnel. May have 100mm brickwork/blockwork to 1.0m Windows and Doors: Single glazed windows in metal frames. Steel doors set within metal frames. Internal Walls: Block walls to toilet. Internal Finishes: None- paint to toilet. Building Services: Electric light and power, water laid on, toilets, unheated. | Location Adjustment Applicable (See Guidance Notes) - ERC = UK mean of 1.00 | (BEAMS Note 2) The ERC for this item should be added to all other rateable items on the hereditament (except land). Therefore the total of the ERC of the other Building Items and the P&M ERC (where applicable) to enable the correct contract size adjustment to be made. ERC of Building Component + ERC of P&M = Total ERC to which contract size adjustment should be applied. The appropriate % adjustment should be made in accordance with the scale for contract size adjustment specified under section 6 of the RCG 2023 Guidance notes. The currency ERC rates are set at £4m (Four Million Pounds) @ 1st April 2021 (AVD) for the RCG 2023 Publication. | Costs exclude piling and external works. | Measure to GIA Height . | - | - | CCTV, Security fencing, standby generators, compressors , fire protection | - | - | Photo 1 - small ware house <250m2 - with unloading dock Photo 2 - warehouse about 300m2- sloping site location Photo 3 - large warehouse | - | 10321 |  | M2 | - | NA | NA | NA | 463.3191 | Option 1 | 574.425 | 23.98% | 0 | 0 | -100% | -100% | 0 | -100% | Redirected | NA | VOA_GPN_GOV_UK\7246041 | 2019-08-30 | Low | - | - | Risk taken from previous CG | - | - | NA | SPONS A&B | NA | (BEAMS Note 2) The ERC for this item should be added to all other rateable items on the hereditament (except land). Therefore the total of the ERC of the other Building Items and the P&M ERC (where applicable) to enable the correct contract size adjustment to be made. ERC of Building Component + ERC of P&M = Total ERC to which contract size adjustment should be applied. The appropriate % adjustment should be made in accordance with the scale for contract size adjustment specified under section 6 of the RCG 2021 Guidance notes. The currency ERC rates are set at £4m (Four Million Pounds) @ 1st April 2019 (AVD) for the RCG 2021 Publication. | Photo 1 - small ware house <250m2 - with unloading dock Photo 2 - warehouse about 300m2- sloping site location Photo 3 - large warehouse | - | 2 | TRUE
6089 | 41U43K | 4676 | 41U43K | Warehouses | Medium - uninsulated | Sheet metal cladding | <= 250m² | Eaves ht - 10.0m | Warehouses - Medium - Un-insulated Building Construction: Foundations: Concrete pad and strip foundations with 250mm mesh reinforced concrete slab Frame: Light steel frame Upper Floors: None Roof: Single skin profiled protected metal, fixed to steel purlins with plastic headed screws, translucent sheet glazing: rainwater gutters, down pipes and drainage. External Walls: ; single skin profiled protected metal cladding, fixed to horizontal steel rails with plastic headed screws, translucent sheet glazing; access door goods/personnel. May have 100mm brickwork/blockwork to 1.0m Windows and Doors: Single glazed windows in metal frames. Steel doors set within metal frames. Internal Walls: Block walls to toilet. Internal Finishes: None- paint to toilet. Building Services: Electric light and power, water laid on, toilets, unheated. | Location Adjustment Applicable (See Guidance Notes) - ERC = UK mean of 1.00 | (BEAMS Note 2) The ERC for this item should be added to all other rateable items on the hereditament (except land). Therefore the total of the ERC of the other Building Items and the P&M ERC (where applicable) to enable the correct contract size adjustment to be made. ERC of Building Component + ERC of P&M = Total ERC to which contract size adjustment should be applied. The appropriate % adjustment should be made in accordance with the scale for contract size adjustment specified under section 6 of the RCG 2023 Guidance notes. The currency ERC rates are set at £4m (Four Million Pounds) @ 1st April 2021 (AVD) for the RCG 2023 Publication. | Costs exclude piling and external works. | Measure to GIA Height . | - | - | CCTV, Security fencing, standby generators, compressors , fire protection | - | - | Photo 1 - small ware house <250m2 - with unloading dock Photo 2 - warehouse about 300m2- sloping site location Photo 3 - large warehouse | - | 10321 |  | M2 | - | NA | NA | NA | 475.6333 | Option 1 | 589.6921 | 23.98% | 0 | 0 | -100% | -100% | 0 | -100% | Redirected | NA | VOA_GPN_GOV_UK\7246041 | 2019-08-30 | Low | - | - | Risk taken from previous CG | - | - | NA | SPONS A&B | NA | (BEAMS Note 2) The ERC for this item should be added to all other rateable items on the hereditament (except land). Therefore the total of the ERC of the other Building Items and the P&M ERC (where applicable) to enable the correct contract size adjustment to be made. ERC of Building Component + ERC of P&M = Total ERC to which contract size adjustment should be applied. The appropriate % adjustment should be made in accordance with the scale for contract size adjustment specified under section 6 of the RCG 2021 Guidance notes. The currency ERC rates are set at £4m (Four Million Pounds) @ 1st April 2019 (AVD) for the RCG 2021 Publication. | Photo 1 - small ware house <250m2 - with unloading dock Photo 2 - warehouse about 300m2- sloping site location Photo 3 - large warehouse | - | 2 | TRUE
6090 | 41U43P | 4677 | 41U43P | Warehouses | Medium - uninsulated | Sheet metal cladding | <= 250m² | Eaves ht - 11.0m | Warehouses - Medium - Un-insulated Building Construction: Foundations: Concrete pad and strip foundations with 250mm mesh reinforced concrete slab Frame: Light steel frame Upper Floors: None Roof: Single skin profiled protected metal, fixed to steel purlins with plastic headed screws, translucent sheet glazing: rainwater gutters, down pipes and drainage. External Walls: ; single skin profiled protected metal cladding, fixed to horizontal steel rails with plastic headed screws, translucent sheet glazing; access door goods/personnel. May have 100mm brickwork/blockwork to 1.0m Windows and Doors: Single glazed windows in metal frames. Steel doors set within metal frames. Internal Walls: Block walls to toilet. Internal Finishes: None- paint to toilet. Building Services: Electric light and power, water laid on, toilets, unheated. | Location Adjustment Applicable (See Guidance Notes) - ERC = UK mean of 1.00 | (BEAMS Note 2) The ERC for this item should be added to all other rateable items on the hereditament (except land). Therefore the total of the ERC of the other Building Items and the P&M ERC (where applicable) to enable the correct contract size adjustment to be made. ERC of Building Component + ERC of P&M = Total ERC to which contract size adjustment should be applied. The appropriate % adjustment should be made in accordance with the scale for contract size adjustment specified under section 6 of the RCG 2023 Guidance notes. The currency ERC rates are set at £4m (Four Million Pounds) @ 1st April 2021 (AVD) for the RCG 2023 Publication. | Costs exclude piling and external works. | Measure to GIA Height . | - | - | CCTV, Security fencing, standby generators, compressors , fire protection | - | - | Photo 1 - small ware house <250m2 - with unloading dock Photo 2 - warehouse about 300m2- sloping site location Photo 3 - large warehouse | - | 10321 |  | M2 | - | NA | NA | NA | 498.7223 | Option 1 | 618.3179 | 23.98% | 0 | 0 | -100% | -100% | 0 | -100% | Redirected | NA | VOA_GPN_GOV_UK\7246041 | 2019-08-30 | Low | - | - | Risk taken from previous CG | - | - | NA | SPONS A&B | NA | (BEAMS Note 2) The ERC for this item should be added to all other rateable items on the hereditament (except land). Therefore the total of the ERC of the other Building Items and the P&M ERC (where applicable) to enable the correct contract size adjustment to be made. ERC of Building Component + ERC of P&M = Total ERC to which contract size adjustment should be applied. The appropriate % adjustment should be made in accordance with the scale for contract size adjustment specified under section 6 of the RCG 2021 Guidance notes. The currency ERC rates are set at £4m (Four Million Pounds) @ 1st April 2019 (AVD) for the RCG 2021 Publication. | Photo 1 - small ware house <250m2 - with unloading dock Photo 2 - warehouse about 300m2- sloping site location Photo 3 - large warehouse | - | 2 | TRUE
6091 | 41U43T | 4678 | 41U43T | Warehouses | Medium - uninsulated | Sheet metal cladding | <= 250m² | Eaves ht - 12.0m | Warehouses - Medium - Un-insulated Building Construction: Foundations: Concrete pad and strip foundations with 250mm mesh reinforced concrete slab Frame: Light steel frame Upper Floors: None Roof: Single skin profiled protected metal, fixed to steel purlins with plastic headed screws, translucent sheet glazing: rainwater gutters, down pipes and drainage. External Walls: ; single skin profiled protected metal cladding, fixed to horizontal steel rails with plastic headed screws, translucent sheet glazing; access door goods/personnel. May have 100mm brickwork/blockwork to 1.0m Windows and Doors: Single glazed windows in metal frames. Steel doors set within metal frames. Internal Walls: Block walls to toilet. Internal Finishes: None- paint to toilet. Building Services: Electric light and power, water laid on, toilets, unheated. | Location Adjustment Applicable (See Guidance Notes) - ERC = UK mean of 1.00 | (BEAMS Note 2) The ERC for this item should be added to all other rateable items on the hereditament (except land). Therefore the total of the ERC of the other Building Items and the P&M ERC (where applicable) to enable the correct contract size adjustment to be made. ERC of Building Component + ERC of P&M = Total ERC to which contract size adjustment should be applied. The appropriate % adjustment should be made in accordance with the scale for contract size adjustment specified under section 6 of the RCG 2023 Guidance notes. The currency ERC rates are set at £4m (Four Million Pounds) @ 1st April 2021 (AVD) for the RCG 2023 Publication. | Costs exclude piling and external works. | Measure to GIA Height . | - | - | CCTV, Security fencing, standby generators, compressors , fire protection | - | - | Photo 1 - small ware house <250m2 - with unloading dock Photo 2 - warehouse about 300m2- sloping site location Photo 3 - large warehouse | - | 10321 |  | M2 | - | NA | NA | NA | 521.8112 | Option 1 | 646.9437 | 23.98% | 0 | 0 | -100% | -100% | 0 | -100% | Redirected | NA | VOA_GPN_GOV_UK\7246041 | 2019-08-30 | Low | - | - | Risk taken from previous CG | - | - | NA | SPONS A&B | NA | (BEAMS Note 2) The ERC for this item should be added to all other rateable items on the hereditament (except land). Therefore the total of the ERC of the other Building Items and the P&M ERC (where applicable) to enable the correct contract size adjustment to be made. ERC of Building Component + ERC of P&M = Total ERC to which contract size adjustment should be applied. The appropriate % adjustment should be made in accordance with the scale for contract size adjustment specified under section 6 of the RCG 2021 Guidance notes. The currency ERC rates are set at £4m (Four Million Pounds) @ 1st April 2019 (AVD) for the RCG 2021 Publication. | Photo 1 - small ware house <250m2 - with unloading dock Photo 2 - warehouse about 300m2- sloping site location Photo 3 - large warehouse | - | 2 | TRUE
6092 | 41U44A | 4679 | 41U44A | Warehouses | Medium - uninsulated | Sheet metal cladding | 251m² - 500m² | Eaves ht - 3.0m | Warehouses - Medium - Un-insulated Building Construction: Foundations: Concrete pad and strip foundations with 250mm mesh reinforced concrete slab Frame: Light steel frame Upper Floors: None Roof: Single skin profiled protected metal, fixed to steel purlins with plastic headed screws, translucent sheet glazing: rainwater gutters, down pipes and drainage. External Walls: ; single skin profiled protected metal cladding, fixed to horizontal steel rails with plastic headed screws, translucent sheet glazing; access door goods/personnel. May have 100mm brickwork/blockwork to 1.0m Windows and Doors: Single glazed windows in metal frames. Steel doors set within metal frames. Internal Walls: Block walls to toilet. Internal Finishes: None- paint to toilet. Building Services: Electric light and power, water laid on, toilets, unheated. | Location Adjustment Applicable (See Guidance Notes) - ERC = UK mean of 1.00 | (BEAMS Note 2) The ERC for this item should be added to all other rateable items on the hereditament (except land). Therefore the total of the ERC of the other Building Items and the P&M ERC (where applicable) to enable the correct contract size adjustment to be made. ERC of Building Component + ERC of P&M = Total ERC to which contract size adjustment should be applied. The appropriate % adjustment should be made in accordance with the scale for contract size adjustment specified under section 6 of the RCG 2023 Guidance notes. The currency ERC rates are set at £4m (Four Million Pounds) @ 1st April 2021 (AVD) for the RCG 2023 Publication. | Costs exclude piling and external works. | Measure to GIA Height . | - | - | CCTV, Security fencing, standby generators, compressors , fire protection | - | - | Photo 1 - small ware house <250m2 - with unloading dock Photo 2 - warehouse about 300m2- sloping site location Photo 3 - large warehouse | - | 10628 |  | M2 | - | NA | NA | NA | 240.1255 | Option 1 | 297.7086 | 23.98% | 0 | 0 | -100% | -100% | 0 | -100% | Redirected | NA | VOA_GPN_GOV_UK\7246041 | 2019-08-30 | Low | - | - | Risk taken from previous CG | - | - | NA | SPONS A&B | NA | (BEAMS Note 2) The ERC for this item should be added to all other rateable items on the hereditament (except land). Therefore the total of the ERC of the other Building Items and the P&M ERC (where applicable) to enable the correct contract size adjustment to be made. ERC of Building Component + ERC of P&M = Total ERC to which contract size adjustment should be applied. The appropriate % adjustment should be made in accordance with the scale for contract size adjustment specified under section 6 of the RCG 2021 Guidance notes. The currency ERC rates are set at £4m (Four Million Pounds) @ 1st April 2019 (AVD) for the RCG 2021 Publication. | Photo 1 - small ware house <250m2 - with unloading dock Photo 2 - warehouse about 300m2- sloping site location Photo 3 - large warehouse | - | 2 | TRUE
6093 | 41U44C | 4680 | 41U44C | Warehouses | Medium - uninsulated | Sheet metal cladding | 251m² - 500m² | Eaves ht - 3.5m | Warehouses - Medium - Un-insulated Building Construction: Foundations: Concrete pad and strip foundations with 250mm mesh reinforced concrete slab Frame: Light steel frame Upper Floors: None Roof: Single skin profiled protected metal, fixed to steel purlins with plastic headed screws, translucent sheet glazing: rainwater gutters, down pipes and drainage. External Walls: ; single skin profiled protected metal cladding, fixed to horizontal steel rails with plastic headed screws, translucent sheet glazing; access door goods/personnel. May have 100mm brickwork/blockwork to 1.0m Windows and Doors: Single glazed windows in metal frames. Steel doors set within metal frames. Internal Walls: Block walls to toilet. Internal Finishes: None- paint to toilet. Building Services: Electric light and power, water laid on, toilets, unheated. | Location Adjustment Applicable (See Guidance Notes) - ERC = UK mean of 1.00 | (BEAMS Note 2) The ERC for this item should be added to all other rateable items on the hereditament (except land). Therefore the total of the ERC of the other Building Items and the P&M ERC (where applicable) to enable the correct contract size adjustment to be made. ERC of Building Component + ERC of P&M = Total ERC to which contract size adjustment should be applied. The appropriate % adjustment should be made in accordance with the scale for contract size adjustment specified under section 6 of the RCG 2023 Guidance notes. The currency ERC rates are set at £4m (Four Million Pounds) @ 1st April 2021 (AVD) for the RCG 2023 Publication. | Costs exclude piling and external works. | Measure to GIA Height . | - | - | CCTV, Security fencing, standby generators, compressors , fire protection | - | - | Photo 1 - small ware house <250m2 - with unloading dock Photo 2 - warehouse about 300m2- sloping site location Photo 3 - large warehouse | - | 10628 |  | M2 | - | NA | NA | NA | 246.2826 | Option 1 | 305.3422 | 23.98% | 0 | 0 | -100% | -100% | 0 | -100% | Redirected | NA | VOA_GPN_GOV_UK\7246041 | 2019-08-30 | Low | - | - | Risk taken from previous CG | - | - | NA | SPONS A&B | NA | (BEAMS Note 2) The ERC for this item should be added to all other rateable items on the hereditament (except land). Therefore the total of the ERC of the other Building Items and the P&M ERC (where applicable) to enable the correct contract size adjustment to be made. ERC of Building Component + ERC of P&M = Total ERC to which contract size adjustment should be applied. The appropriate % adjustment should be made in accordance with the scale for contract size adjustment specified under section 6 of the RCG 2021 Guidance notes. The currency ERC rates are set at £4m (Four Million Pounds) @ 1st April 2019 (AVD) for the RCG 2021 Publication. | Photo 1 - small ware house <250m2 - with unloading dock Photo 2 - warehouse about 300m2- sloping site location Photo 3 - large warehouse | - | 2 | TRUE
6094 | 41U44E | 4681 | 41U44E | Warehouses | Medium - uninsulated | Sheet metal cladding | 251m² - 500m² | Eaves ht - 4.0m | Warehouses - Medium - Un-insulated Building Construction: Foundations: Concrete pad and strip foundations with 250mm mesh reinforced concrete slab Frame: Light steel frame Upper Floors: None Roof: Single skin profiled protected metal, fixed to steel purlins with plastic headed screws, translucent sheet glazing: rainwater gutters, down pipes and drainage. External Walls: ; single skin profiled protected metal cladding, fixed to horizontal steel rails with plastic headed screws, translucent sheet glazing; access door goods/personnel. May have 100mm brickwork/blockwork to 1.0m Windows and Doors: Single glazed windows in metal frames. Steel doors set within metal frames. Internal Walls: Block walls to toilet. Internal Finishes: None- paint to toilet. Building Services: Electric light and power, water laid on, toilets, unheated. | Location Adjustment Applicable (See Guidance Notes) - ERC = UK mean of 1.00 | (BEAMS Note 2) The ERC for this item should be added to all other rateable items on the hereditament (except land). Therefore the total of the ERC of the other Building Items and the P&M ERC (where applicable) to enable the correct contract size adjustment to be made. ERC of Building Component + ERC of P&M = Total ERC to which contract size adjustment should be applied. The appropriate % adjustment should be made in accordance with the scale for contract size adjustment specified under section 6 of the RCG 2023 Guidance notes. The currency ERC rates are set at £4m (Four Million Pounds) @ 1st April 2021 (AVD) for the RCG 2023 Publication. | Costs exclude piling and external works. | Measure to GIA Height . | - | - | CCTV, Security fencing, standby generators, compressors , fire protection | - | - | Photo 1 - small ware house <250m2 - with unloading dock Photo 2 - warehouse about 300m2- sloping site location Photo 3 - large warehouse | - | 10628 |  | M2 | - | NA | NA | NA | 251.67 | Option 1 | 312.0215 | 23.98% | 0 | 0 | -100% | -100% | 0 | -100% | Redirected | NA | VOA_GPN_GOV_UK\7246041 | 2019-08-30 | Low | - | - | Risk taken from previous CG | - | - | NA | SPONS A&B | NA | (BEAMS Note 2) The ERC for this item should be added to all other rateable items on the hereditament (except land). Therefore the total of the ERC of the other Building Items and the P&M ERC (where applicable) to enable the correct contract size adjustment to be made. ERC of Building Component + ERC of P&M = Total ERC to which contract size adjustment should be applied. The appropriate % adjustment should be made in accordance with the scale for contract size adjustment specified under section 6 of the RCG 2021 Guidance notes. The currency ERC rates are set at £4m (Four Million Pounds) @ 1st April 2019 (AVD) for the RCG 2021 Publication. | Photo 1 - small ware house <250m2 - with unloading dock Photo 2 - warehouse about 300m2- sloping site location Photo 3 - large warehouse | - | 2 | TRUE
6095 | 41U44G | 4682 | 41U44G | Warehouses | Medium - uninsulated | Sheet metal cladding | 251m² - 500m² | Eaves ht - 4.5m | Warehouses - Medium - Un-insulated Building Construction: Foundations: Concrete pad and strip foundations with 250mm mesh reinforced concrete slab Frame: Light steel frame Upper Floors: None Roof: Single skin profiled protected metal, fixed to steel purlins with plastic headed screws, translucent sheet glazing: rainwater gutters, down pipes and drainage. External Walls: ; single skin profiled protected metal cladding, fixed to horizontal steel rails with plastic headed screws, translucent sheet glazing; access door goods/personnel. May have 100mm brickwork/blockwork to 1.0m Windows and Doors: Single glazed windows in metal frames. Steel doors set within metal frames. Internal Walls: Block walls to toilet. Internal Finishes: None- paint to toilet. Building Services: Electric light and power, water laid on, toilets, unheated. | Location Adjustment Applicable (See Guidance Notes) - ERC = UK mean of 1.00 | (BEAMS Note 2) The ERC for this item should be added to all other rateable items on the hereditament (except land). Therefore the total of the ERC of the other Building Items and the P&M ERC (where applicable) to enable the correct contract size adjustment to be made. ERC of Building Component + ERC of P&M = Total ERC to which contract size adjustment should be applied. The appropriate % adjustment should be made in accordance with the scale for contract size adjustment specified under section 6 of the RCG 2023 Guidance notes. The currency ERC rates are set at £4m (Four Million Pounds) @ 1st April 2021 (AVD) for the RCG 2023 Publication. | Costs exclude piling and external works. | Measure to GIA Height . | - | - | CCTV, Security fencing, standby generators, compressors , fire protection | - | - | Photo 1 - small ware house <250m2 - with unloading dock Photo 2 - warehouse about 300m2- sloping site location Photo 3 - large warehouse | - | 10628 |  | M2 | - | NA | NA | NA | 257.0575 | Option 1 | 318.7009 | 23.98% | 0 | 0 | -100% | -100% | 0 | -100% | Redirected | NA | VOA_GPN_GOV_UK\7246041 | 2019-08-30 | Low | - | - | Risk taken from previous CG | - | - | NA | SPONS A&B | NA | (BEAMS Note 2) The ERC for this item should be added to all other rateable items on the hereditament (except land). Therefore the total of the ERC of the other Building Items and the P&M ERC (where applicable) to enable the correct contract size adjustment to be made. ERC of Building Component + ERC of P&M = Total ERC to which contract size adjustment should be applied. The appropriate % adjustment should be made in accordance with the scale for contract size adjustment specified under section 6 of the RCG 2021 Guidance notes. The currency ERC rates are set at £4m (Four Million Pounds) @ 1st April 2019 (AVD) for the RCG 2021 Publication. | Photo 1 - small ware house <250m2 - with unloading dock Photo 2 - warehouse about 300m2- sloping site location Photo 3 - large warehouse | - | 2 | TRUE
6096 | 41U44I | 4683 | 41U44I | Warehouses | Medium - uninsulated | Sheet metal cladding | 251m² - 500m² | Eaves ht - 5.0m | Warehouses - Medium - Un-insulated Building Construction: Foundations: Concrete pad and strip foundations with 250mm mesh reinforced concrete slab Frame: Light steel frame Upper Floors: None Roof: Single skin profiled protected metal, fixed to steel purlins with plastic headed screws, translucent sheet glazing: rainwater gutters, down pipes and drainage. External Walls: ; single skin profiled protected metal cladding, fixed to horizontal steel rails with plastic headed screws, translucent sheet glazing; access door goods/personnel. May have 100mm brickwork/blockwork to 1.0m Windows and Doors: Single glazed windows in metal frames. Steel doors set within metal frames. Internal Walls: Block walls to toilet. Internal Finishes: None- paint to toilet. Building Services: Electric light and power, water laid on, toilets, unheated. | Location Adjustment Applicable (See Guidance Notes) - ERC = UK mean of 1.00 | (BEAMS Note 2) The ERC for this item should be added to all other rateable items on the hereditament (except land). Therefore the total of the ERC of the other Building Items and the P&M ERC (where applicable) to enable the correct contract size adjustment to be made. ERC of Building Component + ERC of P&M = Total ERC to which contract size adjustment should be applied. The appropriate % adjustment should be made in accordance with the scale for contract size adjustment specified under section 6 of the RCG 2023 Guidance notes. The currency ERC rates are set at £4m (Four Million Pounds) @ 1st April 2021 (AVD) for the RCG 2023 Publication. | Costs exclude piling and external works. | Measure to GIA Height . | - | - | CCTV, Security fencing, standby generators, compressors , fire protection | - | - | Photo 1 - small ware house <250m2 - with unloading dock Photo 2 - warehouse about 300m2- sloping site location Photo 3 - large warehouse | - | 10628 |  | M2 | - | NA | NA | NA | 262.4449 | Option 1 | 325.3803 | 23.98% | 0 | 0 | -100% | -100% | 0 | -100% | Redirected | NA | VOA_GPN_GOV_UK\7246041 | 2019-08-30 | Low | - | - | Risk taken from previous CG | - | - | NA | SPONS A&B | NA | (BEAMS Note 2) The ERC for this item should be added to all other rateable items on the hereditament (except land). Therefore the total of the ERC of the other Building Items and the P&M ERC (where applicable) to enable the correct contract size adjustment to be made. ERC of Building Component + ERC of P&M = Total ERC to which contract size adjustment should be applied. The appropriate % adjustment should be made in accordance with the scale for contract size adjustment specified under section 6 of the RCG 2021 Guidance notes. The currency ERC rates are set at £4m (Four Million Pounds) @ 1st April 2019 (AVD) for the RCG 2021 Publication. | Photo 1 - small ware house <250m2 - with unloading dock Photo 2 - warehouse about 300m2- sloping site location Photo 3 - large warehouse | - | 2 | TRUE
6097 | 41U44K | 4684 | 41U44K | Warehouses | Medium - uninsulated | Sheet metal cladding | 251m² - 500m² | Eaves ht - 5.5m | Warehouses - Medium - Un-insulated Building Construction: Foundations: Concrete pad and strip foundations with 250mm mesh reinforced concrete slab Frame: Light steel frame Upper Floors: None Roof: Single skin profiled protected metal, fixed to steel purlins with plastic headed screws, translucent sheet glazing: rainwater gutters, down pipes and drainage. External Walls: ; single skin profiled protected metal cladding, fixed to horizontal steel rails with plastic headed screws, translucent sheet glazing; access door goods/personnel. May have 100mm brickwork/blockwork to 1.0m Windows and Doors: Single glazed windows in metal frames. Steel doors set within metal frames. Internal Walls: Block walls to toilet. Internal Finishes: None- paint to toilet. Building Services: Electric light and power, water laid on, toilets, unheated. | Location Adjustment Applicable (See Guidance Notes) - ERC = UK mean of 1.00 | (BEAMS Note 2) The ERC for this item should be added to all other rateable items on the hereditament (except land). Therefore the total of the ERC of the other Building Items and the P&M ERC (where applicable) to enable the correct contract size adjustment to be made. ERC of Building Component + ERC of P&M = Total ERC to which contract size adjustment should be applied. The appropriate % adjustment should be made in accordance with the scale for contract size adjustment specified under section 6 of the RCG 2023 Guidance notes. The currency ERC rates are set at £4m (Four Million Pounds) @ 1st April 2021 (AVD) for the RCG 2023 Publication. | Costs exclude piling and external works. | Measure to GIA Height . | - | - | CCTV, Security fencing, standby generators, compressors , fire protection | - | - | Photo 1 - small ware house <250m2 - with unloading dock Photo 2 - warehouse about 300m2- sloping site location Photo 3 - large warehouse | - | 10628 |  | M2 | - | NA | NA | NA | 280.9161 | Option 1 | 348.2809 | 23.98% | 0 | 0 | -100% | -100% | 0 | -100% | Redirected | NA | VOA_GPN_GOV_UK\7246041 | 2019-08-30 | Low | - | - | Risk taken from previous CG | - | - | NA | SPONS A&B | NA | (BEAMS Note 2) The ERC for this item should be added to all other rateable items on the hereditament (except land). Therefore the total of the ERC of the other Building Items and the P&M ERC (where applicable) to enable the correct contract size adjustment to be made. ERC of Building Component + ERC of P&M = Total ERC to which contract size adjustment should be applied. The appropriate % adjustment should be made in accordance with the scale for contract size adjustment specified under section 6 of the RCG 2021 Guidance notes. The currency ERC rates are set at £4m (Four Million Pounds) @ 1st April 2019 (AVD) for the RCG 2021 Publication. | Photo 1 - small ware house <250m2 - with unloading dock Photo 2 - warehouse about 300m2- sloping site location Photo 3 - large warehouse | - | 2 | TRUE
6098 | 41U44M | 4685 | 41U44M | Warehouses | Medium - uninsulated | Sheet metal cladding | 251m² - 500m² | Eaves ht - 6.0m | Warehouses - Medium - Un-insulated Building Construction: Foundations: Concrete pad and strip foundations with 250mm mesh reinforced concrete slab Frame: Light steel frame Upper Floors: None Roof: Single skin profiled protected metal, fixed to steel purlins with plastic headed screws, translucent sheet glazing: rainwater gutters, down pipes and drainage. External Walls: ; single skin profiled protected metal cladding, fixed to horizontal steel rails with plastic headed screws, translucent sheet glazing; access door goods/personnel. May have 100mm brickwork/blockwork to 1.0m Windows and Doors: Single glazed windows in metal frames. Steel doors set within metal frames. Internal Walls: Block walls to toilet. Internal Finishes: None- paint to toilet. Building Services: Electric light and power, water laid on, toilets, unheated. | Location Adjustment Applicable (See Guidance Notes) - ERC = UK mean of 1.00 | (BEAMS Note 2) The ERC for this item should be added to all other rateable items on the hereditament (except land). Therefore the total of the ERC of the other Building Items and the P&M ERC (where applicable) to enable the correct contract size adjustment to be made. ERC of Building Component + ERC of P&M = Total ERC to which contract size adjustment should be applied. The appropriate % adjustment should be made in accordance with the scale for contract size adjustment specified under section 6 of the RCG 2023 Guidance notes. The currency ERC rates are set at £4m (Four Million Pounds) @ 1st April 2021 (AVD) for the RCG 2023 Publication. | Costs exclude piling and external works. | Measure to GIA Height . | - | - | CCTV, Security fencing, standby generators, compressors , fire protection | - | - | Photo 1 - small ware house <250m2 - with unloading dock Photo 2 - warehouse about 300m2- sloping site location Photo 3 - large warehouse | - | 10628 |  | M2 | - | NA | NA | NA | 287.8428 | Option 1 | 356.8687 | 23.98% | 0 | 0 | -100% | -100% | 0 | -100% | Redirected | NA | VOA_GPN_GOV_UK\7246041 | 2019-08-30 | Low | - | - | Risk taken from previous CG | - | - | NA | SPONS A&B | NA | (BEAMS Note 2) The ERC for this item should be added to all other rateable items on the hereditament (except land). Therefore the total of the ERC of the other Building Items and the P&M ERC (where applicable) to enable the correct contract size adjustment to be made. ERC of Building Component + ERC of P&M = Total ERC to which contract size adjustment should be applied. The appropriate % adjustment should be made in accordance with the scale for contract size adjustment specified under section 6 of the RCG 2021 Guidance notes. The currency ERC rates are set at £4m (Four Million Pounds) @ 1st April 2019 (AVD) for the RCG 2021 Publication. | Photo 1 - small ware house <250m2 - with unloading dock Photo 2 - warehouse about 300m2- sloping site location Photo 3 - large warehouse | - | 2 | TRUE
6099 | 41U44P | 4686 | 41U44P | Warehouses | Medium - uninsulated | Sheet metal cladding | 251m² - 500m² | Eaves ht - 6.5m | Warehouses - Medium - Un-insulated Building Construction: Foundations: Concrete pad and strip foundations with 250mm mesh reinforced concrete slab Frame: Light steel frame Upper Floors: None Roof: Single skin profiled protected metal, fixed to steel purlins with plastic headed screws, translucent sheet glazing: rainwater gutters, down pipes and drainage. External Walls: ; single skin profiled protected metal cladding, fixed to horizontal steel rails with plastic headed screws, translucent sheet glazing; access door goods/personnel. May have 100mm brickwork/blockwork to 1.0m Windows and Doors: Single glazed windows in metal frames. Steel doors set within metal frames. Internal Walls: Block walls to toilet. Internal Finishes: None- paint to toilet. Building Services: Electric light and power, water laid on, toilets, unheated. | Location Adjustment Applicable (See Guidance Notes) - ERC = UK mean of 1.00 | (BEAMS Note 2) The ERC for this item should be added to all other rateable items on the hereditament (except land). Therefore the total of the ERC of the other Building Items and the P&M ERC (where applicable) to enable the correct contract size adjustment to be made. ERC of Building Component + ERC of P&M = Total ERC to which contract size adjustment should be applied. The appropriate % adjustment should be made in accordance with the scale for contract size adjustment specified under section 6 of the RCG 2023 Guidance notes. The currency ERC rates are set at £4m (Four Million Pounds) @ 1st April 2021 (AVD) for the RCG 2023 Publication. | Costs exclude piling and external works. | Measure to GIA Height . | - | - | CCTV, Security fencing, standby generators, compressors , fire protection | - | - | Photo 1 - small ware house <250m2 - with unloading dock Photo 2 - warehouse about 300m2- sloping site location Photo 3 - large warehouse | - | 10628 |  | M2 | - | NA | NA | NA | 293.9998 | Option 1 | 364.5022 | 23.98% | 0 | 0 | -100% | -100% | 0 | -100% | Redirected | NA | VOA_GPN_GOV_UK\7246041 | 2019-08-30 | Low | - | - | Risk taken from previous CG | - | - | NA | SPONS A&B | NA | (BEAMS Note 2) The ERC for this item should be added to all other rateable items on the hereditament (except land). Therefore the total of the ERC of the other Building Items and the P&M ERC (where applicable) to enable the correct contract size adjustment to be made. ERC of Building Component + ERC of P&M = Total ERC to which contract size adjustment should be applied. The appropriate % adjustment should be made in accordance with the scale for contract size adjustment specified under section 6 of the RCG 2021 Guidance notes. The currency ERC rates are set at £4m (Four Million Pounds) @ 1st April 2019 (AVD) for the RCG 2021 Publication. | Photo 1 - small ware house <250m2 - with unloading dock Photo 2 - warehouse about 300m2- sloping site location Photo 3 - large warehouse | - | 2 | TRUE
6100 | 41U44R | 4687 | 41U44R | Warehouses | Medium - uninsulated | Sheet metal cladding | 251m² - 500m² | Eaves ht - 7.0m | Warehouses - Medium - Un-insulated Building Construction: Foundations: Concrete pad and strip foundations with 250mm mesh reinforced concrete slab Frame: Light steel frame Upper Floors: None Roof: Single skin profiled protected metal, fixed to steel purlins with plastic headed screws, translucent sheet glazing: rainwater gutters, down pipes and drainage. External Walls: ; single skin profiled protected metal cladding, fixed to horizontal steel rails with plastic headed screws, translucent sheet glazing; access door goods/personnel. May have 100mm brickwork/blockwork to 1.0m Windows and Doors: Single glazed windows in metal frames. Steel doors set within metal frames. Internal Walls: Block walls to toilet. Internal Finishes: None- paint to toilet. Building Services: Electric light and power, water laid on, toilets, unheated. | Location Adjustment Applicable (See Guidance Notes) - ERC = UK mean of 1.00 | (BEAMS Note 2) The ERC for this item should be added to all other rateable items on the hereditament (except land). Therefore the total of the ERC of the other Building Items and the P&M ERC (where applicable) to enable the correct contract size adjustment to be made. ERC of Building Component + ERC of P&M = Total ERC to which contract size adjustment should be applied. The appropriate % adjustment should be made in accordance with the scale for contract size adjustment specified under section 6 of the RCG 2023 Guidance notes. The currency ERC rates are set at £4m (Four Million Pounds) @ 1st April 2021 (AVD) for the RCG 2023 Publication. | Costs exclude piling and external works. | Measure to GIA Height . | - | - | CCTV, Security fencing, standby generators, compressors , fire protection | - | - | Photo 1 - small ware house <250m2 - with unloading dock Photo 2 - warehouse about 300m2- sloping site location Photo 3 - large warehouse | - | 10628 |  | M2 | - | NA | NA | NA | 300.1569 | Option 1 | 372.1358 | 23.98% | 0 | 0 | -100% | -100% | 0 | -100% | Redirected | NA | VOA_GPN_GOV_UK\7246041 | 2019-08-30 | Low | - | - | Risk taken from previous CG | - | - | NA | SPONS A&B | NA | (BEAMS Note 2) The ERC for this item should be added to all other rateable items on the hereditament (except land). Therefore the total of the ERC of the other Building Items and the P&M ERC (where applicable) to enable the correct contract size adjustment to be made. ERC of Building Component + ERC of P&M = Total ERC to which contract size adjustment should be applied. The appropriate % adjustment should be made in accordance with the scale for contract size adjustment specified under section 6 of the RCG 2021 Guidance notes. The currency ERC rates are set at £4m (Four Million Pounds) @ 1st April 2019 (AVD) for the RCG 2021 Publication. | Photo 1 - small ware house <250m2 - with unloading dock Photo 2 - warehouse about 300m2- sloping site location Photo 3 - large warehouse | - | 2 | TRUE
6101 | 41U44T | 4688 | 41U44T | Warehouses | Medium - uninsulated | Sheet metal cladding | 251m² - 500m² | Eaves ht - 7.5m | Warehouses - Medium - Un-insulated Building Construction: Foundations: Concrete pad and strip foundations with 250mm mesh reinforced concrete slab Frame: Light steel frame Upper Floors: None Roof: Single skin profiled protected metal, fixed to steel purlins with plastic headed screws, translucent sheet glazing: rainwater gutters, down pipes and drainage. External Walls: ; single skin profiled protected metal cladding, fixed to horizontal steel rails with plastic headed screws, translucent sheet glazing; access door goods/personnel. May have 100mm brickwork/blockwork to 1.0m Windows and Doors: Single glazed windows in metal frames. Steel doors set within metal frames. Internal Walls: Block walls to toilet. Internal Finishes: None- paint to toilet. Building Services: Electric light and power, water laid on, toilets, unheated. | Location Adjustment Applicable (See Guidance Notes) - ERC = UK mean of 1.00 | (BEAMS Note 2) The ERC for this item should be added to all other rateable items on the hereditament (except land). Therefore the total of the ERC of the other Building Items and the P&M ERC (where applicable) to enable the correct contract size adjustment to be made. ERC of Building Component + ERC of P&M = Total ERC to which contract size adjustment should be applied. The appropriate % adjustment should be made in accordance with the scale for contract size adjustment specified under section 6 of the RCG 2023 Guidance notes. The currency ERC rates are set at £4m (Four Million Pounds) @ 1st April 2021 (AVD) for the RCG 2023 Publication. | Costs exclude piling and external works. | Measure to GIA Height . | - | - | CCTV, Security fencing, standby generators, compressors , fire protection | - | - | Photo 1 - small ware house <250m2 - with unloading dock Photo 2 - warehouse about 300m2- sloping site location Photo 3 - large warehouse | - | 10628 |  | M2 | - | NA | NA | NA | 306.314 | Option 1 | 379.7693 | 23.98% | 0 | 0 | -100% | -100% | 0 | -100% | Redirected | NA | VOA_GPN_GOV_UK\7246041 | 2019-08-30 | Low | - | - | Risk taken from previous CG | - | - | NA | SPONS A&B | NA | (BEAMS Note 2) The ERC for this item should be added to all other rateable items on the hereditament (except land). Therefore the total of the ERC of the other Building Items and the P&M ERC (where applicable) to enable the correct contract size adjustment to be made. ERC of Building Component + ERC of P&M = Total ERC to which contract size adjustment should be applied. The appropriate % adjustment should be made in accordance with the scale for contract size adjustment specified under section 6 of the RCG 2021 Guidance notes. The currency ERC rates are set at £4m (Four Million Pounds) @ 1st April 2019 (AVD) for the RCG 2021 Publication. | Photo 1 - small ware house <250m2 - with unloading dock Photo 2 - warehouse about 300m2- sloping site location Photo 3 - large warehouse | - | 2 | TRUE
6102 | 41U45A | 4691 | 41U45A | Warehouses | Medium - uninsulated | Sheet metal cladding | 251m² - 500m² | Eaves ht - 8.0m | Warehouses - Medium - Un-insulated Building Construction: Foundations: Concrete pad and strip foundations with 250mm mesh reinforced concrete slab Frame: Light steel frame Upper Floors: None Roof: Single skin profiled protected metal, fixed to steel purlins with plastic headed screws, translucent sheet glazing: rainwater gutters, down pipes and drainage. External Walls: ; single skin profiled protected metal cladding, fixed to horizontal steel rails with plastic headed screws, translucent sheet glazing; access door goods/personnel. May have 100mm brickwork/blockwork to 1.0m Windows and Doors: Single glazed windows in metal frames. Steel doors set within metal frames. Internal Walls: Block walls to toilet. Internal Finishes: None- paint to toilet. Building Services: Electric light and power, water laid on, toilets, unheated. | Location Adjustment Applicable (See Guidance Notes) - ERC = UK mean of 1.00 | (BEAMS Note 2) The ERC for this item should be added to all other rateable items on the hereditament (except land). Therefore the total of the ERC of the other Building Items and the P&M ERC (where applicable) to enable the correct contract size adjustment to be made. ERC of Building Component + ERC of P&M = Total ERC to which contract size adjustment should be applied. The appropriate % adjustment should be made in accordance with the scale for contract size adjustment specified under section 6 of the RCG 2023 Guidance notes. The currency ERC rates are set at £4m (Four Million Pounds) @ 1st April 2021 (AVD) for the RCG 2023 Publication. | Costs exclude piling and external works. | Measure to GIA Height . | - | - | CCTV, Security fencing, standby generators, compressors , fire protection | - | - | Photo 1 - small ware house <250m2 - with unloading dock Photo 2 - warehouse about 300m2- sloping site location Photo 3 - large warehouse | - | 10628 |  | M2 | - | NA | NA | NA | 337.0993 | Option 1 | 417.9371 | 23.98% | 0 | 0 | -100% | -100% | 0 | -100% | Redirected | NA | VOA_GPN_GOV_UK\7246041 | 2019-08-30 | Low | - | - | Risk taken from previous CG | - | - | NA | SPONS A&B | NA | (BEAMS Note 2) The ERC for this item should be added to all other rateable items on the hereditament (except land). Therefore the total of the ERC of the other Building Items and the P&M ERC (where applicable) to enable the correct contract size adjustment to be made. ERC of Building Component + ERC of P&M = Total ERC to which contract size adjustment should be applied. The appropriate % adjustment should be made in accordance with the scale for contract size adjustment specified under section 6 of the RCG 2021 Guidance notes. The currency ERC rates are set at £4m (Four Million Pounds) @ 1st April 2019 (AVD) for the RCG 2021 Publication. | Photo 1 - small ware house <250m2 - with unloading dock Photo 2 - warehouse about 300m2- sloping site location Photo 3 - large warehouse | - | 2 | TRUE
6103 | 41U45C | 4692 | 41U45C | Warehouses | Medium - uninsulated | Sheet metal cladding | 251m² - 500m² | Eaves ht - 8.5m | Warehouses - Medium - Un-insulated Building Construction: Foundations: Concrete pad and strip foundations with 250mm mesh reinforced concrete slab Frame: Light steel frame Upper Floors: None Roof: Single skin profiled protected metal, fixed to steel purlins with plastic headed screws, translucent sheet glazing: rainwater gutters, down pipes and drainage. External Walls: ; single skin profiled protected metal cladding, fixed to horizontal steel rails with plastic headed screws, translucent sheet glazing; access door goods/personnel. May have 100mm brickwork/blockwork to 1.0m Windows and Doors: Single glazed windows in metal frames. Steel doors set within metal frames. Internal Walls: Block walls to toilet. Internal Finishes: None- paint to toilet. Building Services: Electric light and power, water laid on, toilets, unheated. | Location Adjustment Applicable (See Guidance Notes) - ERC = UK mean of 1.00 | (BEAMS Note 2) The ERC for this item should be added to all other rateable items on the hereditament (except land). Therefore the total of the ERC of the other Building Items and the P&M ERC (where applicable) to enable the correct contract size adjustment to be made. ERC of Building Component + ERC of P&M = Total ERC to which contract size adjustment should be applied. The appropriate % adjustment should be made in accordance with the scale for contract size adjustment specified under section 6 of the RCG 2023 Guidance notes. The currency ERC rates are set at £4m (Four Million Pounds) @ 1st April 2021 (AVD) for the RCG 2023 Publication. | Costs exclude piling and external works. | Measure to GIA Height . | - | - | CCTV, Security fencing, standby generators, compressors , fire protection | - | - | Photo 1 - small ware house <250m2 - with unloading dock Photo 2 - warehouse about 300m2- sloping site location Photo 3 - large warehouse | - | 10628 |  | M2 | - | NA | NA | NA | 344.026 | Option 1 | 426.5248 | 23.98% | 0 | 0 | -100% | -100% | 0 | -100% | Redirected | NA | VOA_GPN_GOV_UK\7246041 | 2019-08-30 | Low | - | - | Risk taken from previous CG | - | - | NA | SPONS A&B | NA | (BEAMS Note 2) The ERC for this item should be added to all other rateable items on the hereditament (except land). Therefore the total of the ERC of the other Building Items and the P&M ERC (where applicable) to enable the correct contract size adjustment to be made. ERC of Building Component + ERC of P&M = Total ERC to which contract size adjustment should be applied. The appropriate % adjustment should be made in accordance with the scale for contract size adjustment specified under section 6 of the RCG 2021 Guidance notes. The currency ERC rates are set at £4m (Four Million Pounds) @ 1st April 2019 (AVD) for the RCG 2021 Publication. | Photo 1 - small ware house <250m2 - with unloading dock Photo 2 - warehouse about 300m2- sloping site location Photo 3 - large warehouse | - | 2 | TRUE
6104 | 41U45E | 4883 | 41U45E | Warehouses | Medium - uninsulated | Sheet metal cladding | 251m² - 500m² | Eaves ht - 9.0m | Warehouses - Medium - Un-insulated Building Construction: Foundations: Concrete pad and strip foundations with 250mm mesh reinforced concrete slab Frame: Light steel frame Upper Floors: None Roof: Single skin profiled protected metal, fixed to steel purlins with plastic headed screws, translucent sheet glazing: rainwater gutters, down pipes and drainage. External Walls: ; single skin profiled protected metal cladding, fixed to horizontal steel rails with plastic headed screws, translucent sheet glazing; access door goods/personnel. May have 100mm brickwork/blockwork to 1.0m Windows and Doors: Single glazed windows in metal frames. Steel doors set within metal frames. Internal Walls: Block walls to toilet. Internal Finishes: None- paint to toilet. Building Services: Electric light and power, water laid on, toilets, unheated. | Location Adjustment Applicable (See Guidance Notes) - ERC = UK mean of 1.00 | (BEAMS Note 2) The ERC for this item should be added to all other rateable items on the hereditament (except land). Therefore the total of the ERC of the other Building Items and the P&M ERC (where applicable) to enable the correct contract size adjustment to be made. ERC of Building Component + ERC of P&M = Total ERC to which contract size adjustment should be applied. The appropriate % adjustment should be made in accordance with the scale for contract size adjustment specified under section 6 of the RCG 2023 Guidance notes. The currency ERC rates are set at £4m (Four Million Pounds) @ 1st April 2021 (AVD) for the RCG 2023 Publication. | Costs exclude piling and external works. | Measure to GIA Height . | - | - | CCTV, Security fencing, standby generators, compressors , fire protection | - | - | Photo 1 - small ware house <250m2 - with unloading dock Photo 2 - warehouse about 300m2- sloping site location Photo 3 - large warehouse | - | 10628 |  | M2 | - | NA | NA | NA | 351.7223 | Option 1 | 436.0668 | 23.98% | 0 | 0 | -100% | -100% | 0 | -100% | Redirected | NA | VOA_GPN_GOV_UK\7246041 | 2019-08-30 | Low | - | - | Risk taken from previous CG | - | - | NA | SPONS A&B | NA | (BEAMS Note 2) The ERC for this item should be added to all other rateable items on the hereditament (except land). Therefore the total of the ERC of the other Building Items and the P&M ERC (where applicable) to enable the correct contract size adjustment to be made. ERC of Building Component + ERC of P&M = Total ERC to which contract size adjustment should be applied. The appropriate % adjustment should be made in accordance with the scale for contract size adjustment specified under section 6 of the RCG 2021 Guidance notes. The currency ERC rates are set at £4m (Four Million Pounds) @ 1st April 2019 (AVD) for the RCG 2021 Publication. | Photo 1 - small ware house <250m2 - with unloading dock Photo 2 - warehouse about 300m2- sloping site location Photo 3 - large warehouse | - | 2 | TRUE
6105 | 41U45G | 4693 | 41U45G | Warehouses | Medium - uninsulated | Sheet metal cladding | 251m² - 500m² | Eaves ht - 9.5m | Warehouses - Medium - Un-insulated Building Construction: Foundations: Concrete pad and strip foundations with 250mm mesh reinforced concrete slab Frame: Light steel frame Upper Floors: None Roof: Single skin profiled protected metal, fixed to steel purlins with plastic headed screws, translucent sheet glazing: rainwater gutters, down pipes and drainage. External Walls: ; single skin profiled protected metal cladding, fixed to horizontal steel rails with plastic headed screws, translucent sheet glazing; access door goods/personnel. May have 100mm brickwork/blockwork to 1.0m Windows and Doors: Single glazed windows in metal frames. Steel doors set within metal frames. Internal Walls: Block walls to toilet. Internal Finishes: None- paint to toilet. Building Services: Electric light and power, water laid on, toilets, unheated. | Location Adjustment Applicable (See Guidance Notes) - ERC = UK mean of 1.00 | (BEAMS Note 2) The ERC for this item should be added to all other rateable items on the hereditament (except land). Therefore the total of the ERC of the other Building Items and the P&M ERC (where applicable) to enable the correct contract size adjustment to be made. ERC of Building Component + ERC of P&M = Total ERC to which contract size adjustment should be applied. The appropriate % adjustment should be made in accordance with the scale for contract size adjustment specified under section 6 of the RCG 2023 Guidance notes. The currency ERC rates are set at £4m (Four Million Pounds) @ 1st April 2021 (AVD) for the RCG 2023 Publication. | Costs exclude piling and external works. | Measure to GIA Height . | - | - | CCTV, Security fencing, standby generators, compressors , fire protection | - | - | Photo 1 - small ware house <250m2 - with unloading dock Photo 2 - warehouse about 300m2- sloping site location Photo 3 - large warehouse | - | 10628 |  | M2 | - | NA | NA | NA | 359.4187 | Option 1 | 445.6087 | 23.98% | 0 | 0 | -100% | -100% | 0 | -100% | Redirected | NA | VOA_GPN_GOV_UK\7246041 | 2019-08-30 | Low | - | - | Risk taken from previous CG | - | - | NA | SPONS A&B | NA | (BEAMS Note 2) The ERC for this item should be added to all other rateable items on the hereditament (except land). Therefore the total of the ERC of the other Building Items and the P&M ERC (where applicable) to enable the correct contract size adjustment to be made. ERC of Building Component + ERC of P&M = Total ERC to which contract size adjustment should be applied. The appropriate % adjustment should be made in accordance with the scale for contract size adjustment specified under section 6 of the RCG 2021 Guidance notes. The currency ERC rates are set at £4m (Four Million Pounds) @ 1st April 2019 (AVD) for the RCG 2021 Publication. | Photo 1 - small ware house <250m2 - with unloading dock Photo 2 - warehouse about 300m2- sloping site location Photo 3 - large warehouse | - | 2 | TRUE
6106 | 41U45K | 4694 | 41U45K | Warehouses | Medium - uninsulated | Sheet metal cladding | 251m² - 500m² | Eaves ht - 10.0m | Warehouses - Medium - Un-insulated Building Construction: Foundations: Concrete pad and strip foundations with 250mm mesh reinforced concrete slab Frame: Light steel frame Upper Floors: None Roof: Single skin profiled protected metal, fixed to steel purlins with plastic headed screws, translucent sheet glazing: rainwater gutters, down pipes and drainage. External Walls: ; single skin profiled protected metal cladding, fixed to horizontal steel rails with plastic headed screws, translucent sheet glazing; access door goods/personnel. May have 100mm brickwork/blockwork to 1.0m Windows and Doors: Single glazed windows in metal frames. Steel doors set within metal frames. Internal Walls: Block walls to toilet. Internal Finishes: None- paint to toilet. Building Services: Electric light and power, water laid on, toilets, unheated. | Location Adjustment Applicable (See Guidance Notes) - ERC = UK mean of 1.00 | (BEAMS Note 2) The ERC for this item should be added to all other rateable items on the hereditament (except land). Therefore the total of the ERC of the other Building Items and the P&M ERC (where applicable) to enable the correct contract size adjustment to be made. ERC of Building Component + ERC of P&M = Total ERC to which contract size adjustment should be applied. The appropriate % adjustment should be made in accordance with the scale for contract size adjustment specified under section 6 of the RCG 2023 Guidance notes. The currency ERC rates are set at £4m (Four Million Pounds) @ 1st April 2021 (AVD) for the RCG 2023 Publication. | Costs exclude piling and external works. | Measure to GIA Height . | - | - | CCTV, Security fencing, standby generators, compressors , fire protection | - | - | Photo 1 - small ware house <250m2 - with unloading dock Photo 2 - warehouse about 300m2- sloping site location Photo 3 - large warehouse | - | 10628 |  | M2 | - | NA | NA | NA | 367.115 | Option 1 | 455.1507 | 23.98% | 0 | 0 | -100% | -100% | 0 | -100% | Redirected | NA | VOA_GPN_GOV_UK\7246041 | 2019-08-30 | Low | - | - | Risk taken from previous CG | - | - | NA | SPONS A&B | NA | (BEAMS Note 2) The ERC for this item should be added to all other rateable items on the hereditament (except land). Therefore the total of the ERC of the other Building Items and the P&M ERC (where applicable) to enable the correct contract size adjustment to be made. ERC of Building Component + ERC of P&M = Total ERC to which contract size adjustment should be applied. The appropriate % adjustment should be made in accordance with the scale for contract size adjustment specified under section 6 of the RCG 2021 Guidance notes. The currency ERC rates are set at £4m (Four Million Pounds) @ 1st April 2019 (AVD) for the RCG 2021 Publication. | Photo 1 - small ware house <250m2 - with unloading dock Photo 2 - warehouse about 300m2- sloping site location Photo 3 - large warehouse | - | 2 | TRUE
6107 | 41U45P | 4695 | 41U45P | Warehouses | Medium - uninsulated | Sheet metal cladding | 251m² - 500m² | Eaves ht - 11.0m | Warehouses - Medium - Un-insulated Building Construction: Foundations: Concrete pad and strip foundations with 250mm mesh reinforced concrete slab Frame: Light steel frame Upper Floors: None Roof: Single skin profiled protected metal, fixed to steel purlins with plastic headed screws, translucent sheet glazing: rainwater gutters, down pipes and drainage. External Walls: ; single skin profiled protected metal cladding, fixed to horizontal steel rails with plastic headed screws, translucent sheet glazing; access door goods/personnel. May have 100mm brickwork/blockwork to 1.0m Windows and Doors: Single glazed windows in metal frames. Steel doors set within metal frames. Internal Walls: Block walls to toilet. Internal Finishes: None- paint to toilet. Building Services: Electric light and power, water laid on, toilets, unheated. | Location Adjustment Applicable (See Guidance Notes) - ERC = UK mean of 1.00 | (BEAMS Note 2) The ERC for this item should be added to all other rateable items on the hereditament (except land). Therefore the total of the ERC of the other Building Items and the P&M ERC (where applicable) to enable the correct contract size adjustment to be made. ERC of Building Component + ERC of P&M = Total ERC to which contract size adjustment should be applied. The appropriate % adjustment should be made in accordance with the scale for contract size adjustment specified under section 6 of the RCG 2023 Guidance notes. The currency ERC rates are set at £4m (Four Million Pounds) @ 1st April 2021 (AVD) for the RCG 2023 Publication. | Costs exclude piling and external works. | Measure to GIA Height . | - | - | CCTV, Security fencing, standby generators, compressors , fire protection | - | - | Photo 1 - small ware house <250m2 - with unloading dock Photo 2 - warehouse about 300m2- sloping site location Photo 3 - large warehouse | - | 10628 |  | M2 | - | NA | NA | NA | 381.738 | Option 1 | 473.2804 | 23.98% | 0 | 0 | -100% | -100% | 0 | -100% | Redirected | NA | VOA_GPN_GOV_UK\7246041 | 2019-08-30 | Low | - | - | Risk taken from previous CG | - | - | NA | SPONS A&B | NA | (BEAMS Note 2) The ERC for this item should be added to all other rateable items on the hereditament (except land). Therefore the total of the ERC of the other Building Items and the P&M ERC (where applicable) to enable the correct contract size adjustment to be made. ERC of Building Component + ERC of P&M = Total ERC to which contract size adjustment should be applied. The appropriate % adjustment should be made in accordance with the scale for contract size adjustment specified under section 6 of the RCG 2021 Guidance notes. The currency ERC rates are set at £4m (Four Million Pounds) @ 1st April 2019 (AVD) for the RCG 2021 Publication. | Photo 1 - small ware house <250m2 - with unloading dock Photo 2 - warehouse about 300m2- sloping site location Photo 3 - large warehouse | - | 2 | TRUE
6108 | 41U45T | 4696 | 41U45T | Warehouses | Medium - uninsulated | Sheet metal cladding | 251m² - 500m² | Eaves ht - 12.0m | Warehouses - Medium - Un-insulated Building Construction: Foundations: Concrete pad and strip foundations with 250mm mesh reinforced concrete slab Frame: Light steel frame Upper Floors: None Roof: Single skin profiled protected metal, fixed to steel purlins with plastic headed screws, translucent sheet glazing: rainwater gutters, down pipes and drainage. External Walls: ; single skin profiled protected metal cladding, fixed to horizontal steel rails with plastic headed screws, translucent sheet glazing; access door goods/personnel. May have 100mm brickwork/blockwork to 1.0m Windows and Doors: Single glazed windows in metal frames. Steel doors set within metal frames. Internal Walls: Block walls to toilet. Internal Finishes: None- paint to toilet. Building Services: Electric light and power, water laid on, toilets, unheated. | Location Adjustment Applicable (See Guidance Notes) - ERC = UK mean of 1.00 | (BEAMS Note 2) The ERC for this item should be added to all other rateable items on the hereditament (except land). Therefore the total of the ERC of the other Building Items and the P&M ERC (where applicable) to enable the correct contract size adjustment to be made. ERC of Building Component + ERC of P&M = Total ERC to which contract size adjustment should be applied. The appropriate % adjustment should be made in accordance with the scale for contract size adjustment specified under section 6 of the RCG 2023 Guidance notes. The currency ERC rates are set at £4m (Four Million Pounds) @ 1st April 2021 (AVD) for the RCG 2023 Publication. | Costs exclude piling and external works. | Measure to GIA Height . | - | - | CCTV, Security fencing, standby generators, compressors , fire protection | - | - | Photo 1 - small ware house <250m2 - with unloading dock Photo 2 - warehouse about 300m2- sloping site location Photo 3 - large warehouse | - | 10628 |  | M2 | - | NA | NA | NA | 397.1307 | Option 1 | 492.3643 | 23.98% | 0 | 0 | -100% | -100% | 0 | -100% | Redirected | NA | VOA_GPN_GOV_UK\7246041 | 2019-08-30 | Low | - | - | Risk taken from previous CG | - | - | NA | SPONS A&B | NA | (BEAMS Note 2) The ERC for this item should be added to all other rateable items on the hereditament (except land). Therefore the total of the ERC of the other Building Items and the P&M ERC (where applicable) to enable the correct contract size adjustment to be made. ERC of Building Component + ERC of P&M = Total ERC to which contract size adjustment should be applied. The appropriate % adjustment should be made in accordance with the scale for contract size adjustment specified under section 6 of the RCG 2021 Guidance notes. The currency ERC rates are set at £4m (Four Million Pounds) @ 1st April 2019 (AVD) for the RCG 2021 Publication. | Photo 1 - small ware house <250m2 - with unloading dock Photo 2 - warehouse about 300m2- sloping site location Photo 3 - large warehouse | - | 2 | TRUE
6109 | 41U46A | 4697 | 41U46A | Warehouses | Medium - uninsulated | Sheet metal cladding | 501m² - 1000m² | Eaves ht - 3.0m | Warehouses - Medium - Un-insulated Building Construction: Foundations: Concrete pad and strip foundations with 250mm mesh reinforced concrete slab Frame: Light steel frame Upper Floors: None Roof: Single skin profiled protected metal, fixed to steel purlins with plastic headed screws, translucent sheet glazing: rainwater gutters, down pipes and drainage. External Walls: ; single skin profiled protected metal cladding, fixed to horizontal steel rails with plastic headed screws, translucent sheet glazing; access door goods/personnel. May have 100mm brickwork/blockwork to 1.0m Windows and Doors: Single glazed windows in metal frames. Steel doors set within metal frames. Internal Walls: Block walls to toilet. Internal Finishes: None- paint to toilet. Building Services: Electric light and power, water laid on, toilets, unheated. | Location Adjustment Applicable (See Guidance Notes) - ERC = UK mean of 1.00 | (BEAMS Note 2) The ERC for this item should be added to all other rateable items on the hereditament (except land). Therefore the total of the ERC of the other Building Items and the P&M ERC (where applicable) to enable the correct contract size adjustment to be made. ERC of Building Component + ERC of P&M = Total ERC to which contract size adjustment should be applied. The appropriate % adjustment should be made in accordance with the scale for contract size adjustment specified under section 6 of the RCG 2023 Guidance notes. The currency ERC rates are set at £4m (Four Million Pounds) @ 1st April 2021 (AVD) for the RCG 2023 Publication. | Costs exclude piling and external works. | Measure to GIA Height . | - | - | CCTV, Security fencing, standby generators, compressors , fire protection | - | - | Photo 1 - small ware house <250m2 - with unloading dock Photo 2 - warehouse about 300m2- sloping site location Photo 3 - large warehouse | - | 10629 |  | M2 | - | NA | NA | NA | 220.8847 | Option 1 | 273.8538 | 23.98% | 0 | 0 | -100% | -100% | 0 | -100% | Redirected | NA | VOA_GPN_GOV_UK\7246041 | 2019-08-30 | Low | - | - | Risk taken from previous CG | - | - | NA | SPONS A&B | NA | (BEAMS Note 2) The ERC for this item should be added to all other rateable items on the hereditament (except land). Therefore the total of the ERC of the other Building Items and the P&M ERC (where applicable) to enable the correct contract size adjustment to be made. ERC of Building Component + ERC of P&M = Total ERC to which contract size adjustment should be applied. The appropriate % adjustment should be made in accordance with the scale for contract size adjustment specified under section 6 of the RCG 2021 Guidance notes. The currency ERC rates are set at £4m (Four Million Pounds) @ 1st April 2019 (AVD) for the RCG 2021 Publication. | Photo 1 - small ware house <250m2 - with unloading dock Photo 2 - warehouse about 300m2- sloping site location Photo 3 - large warehouse | - | 2 | TRUE
6110 | 41U46C | 4698 | 41U46C | Warehouses | Medium - uninsulated | Sheet metal cladding | 501m² - 1000m² | Eaves ht - 3.5m | Warehouses - Medium - Un-insulated Building Construction: Foundations: Concrete pad and strip foundations with 250mm mesh reinforced concrete slab Frame: Light steel frame Upper Floors: None Roof: Single skin profiled protected metal, fixed to steel purlins with plastic headed screws, translucent sheet glazing: rainwater gutters, down pipes and drainage. External Walls: ; single skin profiled protected metal cladding, fixed to horizontal steel rails with plastic headed screws, translucent sheet glazing; access door goods/personnel. May have 100mm brickwork/blockwork to 1.0m Windows and Doors: Single glazed windows in metal frames. Steel doors set within metal frames. Internal Walls: Block walls to toilet. Internal Finishes: None- paint to toilet. Building Services: Electric light and power, water laid on, toilets, unheated. | Location Adjustment Applicable (See Guidance Notes) - ERC = UK mean of 1.00 | (BEAMS Note 2) The ERC for this item should be added to all other rateable items on the hereditament (except land). Therefore the total of the ERC of the other Building Items and the P&M ERC (where applicable) to enable the correct contract size adjustment to be made. ERC of Building Component + ERC of P&M = Total ERC to which contract size adjustment should be applied. The appropriate % adjustment should be made in accordance with the scale for contract size adjustment specified under section 6 of the RCG 2023 Guidance notes. The currency ERC rates are set at £4m (Four Million Pounds) @ 1st April 2021 (AVD) for the RCG 2023 Publication. | Costs exclude piling and external works. | Measure to GIA Height . | - | - | CCTV, Security fencing, standby generators, compressors , fire protection | - | - | Photo 1 - small ware house <250m2 - with unloading dock Photo 2 - warehouse about 300m2- sloping site location Photo 3 - large warehouse | - | 10629 |  | M2 | - | NA | NA | NA | 224.7329 | Option 1 | 278.6247 | 23.98% | 0 | 0 | -100% | -100% | 0 | -100% | Redirected | NA | VOA_GPN_GOV_UK\7246041 | 2019-08-30 | Low | - | - | Risk taken from previous CG | - | - | NA | SPONS A&B | NA | (BEAMS Note 2) The ERC for this item should be added to all other rateable items on the hereditament (except land). Therefore the total of the ERC of the other Building Items and the P&M ERC (where applicable) to enable the correct contract size adjustment to be made. ERC of Building Component + ERC of P&M = Total ERC to which contract size adjustment should be applied. The appropriate % adjustment should be made in accordance with the scale for contract size adjustment specified under section 6 of the RCG 2021 Guidance notes. The currency ERC rates are set at £4m (Four Million Pounds) @ 1st April 2019 (AVD) for the RCG 2021 Publication. | Photo 1 - small ware house <250m2 - with unloading dock Photo 2 - warehouse about 300m2- sloping site location Photo 3 - large warehouse | - | 2 | TRUE
6111 | 41U46E | 4699 | 41U46E | Warehouses | Medium - uninsulated | Sheet metal cladding | 501m² - 1000m² | Eaves ht - 4.0m | Warehouses - Medium - Un-insulated Building Construction: Foundations: Concrete pad and strip foundations with 250mm mesh reinforced concrete slab Frame: Light steel frame Upper Floors: None Roof: Single skin profiled protected metal, fixed to steel purlins with plastic headed screws, translucent sheet glazing: rainwater gutters, down pipes and drainage. External Walls: ; single skin profiled protected metal cladding, fixed to horizontal steel rails with plastic headed screws, translucent sheet glazing; access door goods/personnel. May have 100mm brickwork/blockwork to 1.0m Windows and Doors: Single glazed windows in metal frames. Steel doors set within metal frames. Internal Walls: Block walls to toilet. Internal Finishes: None- paint to toilet. Building Services: Electric light and power, water laid on, toilets, unheated. | Location Adjustment Applicable (See Guidance Notes) - ERC = UK mean of 1.00 | (BEAMS Note 2) The ERC for this item should be added to all other rateable items on the hereditament (except land). Therefore the total of the ERC of the other Building Items and the P&M ERC (where applicable) to enable the correct contract size adjustment to be made. ERC of Building Component + ERC of P&M = Total ERC to which contract size adjustment should be applied. The appropriate % adjustment should be made in accordance with the scale for contract size adjustment specified under section 6 of the RCG 2023 Guidance notes. The currency ERC rates are set at £4m (Four Million Pounds) @ 1st April 2021 (AVD) for the RCG 2023 Publication. | Costs exclude piling and external works. | Measure to GIA Height . | - | - | CCTV, Security fencing, standby generators, compressors , fire protection | - | - | Photo 1 - small ware house <250m2 - with unloading dock Photo 2 - warehouse about 300m2- sloping site location Photo 3 - large warehouse | - | 10629 |  | M2 | - | NA | NA | NA | 228.581 | Option 1 | 283.3957 | 23.98% | 0 | 0 | -100% | -100% | 0 | -100% | Redirected | NA | VOA_GPN_GOV_UK\7246041 | 2019-08-30 | Low | - | - | Risk taken from previous CG | - | - | NA | SPONS A&B | NA | (BEAMS Note 2) The ERC for this item should be added to all other rateable items on the hereditament (except land). Therefore the total of the ERC of the other Building Items and the P&M ERC (where applicable) to enable the correct contract size adjustment to be made. ERC of Building Component + ERC of P&M = Total ERC to which contract size adjustment should be applied. The appropriate % adjustment should be made in accordance with the scale for contract size adjustment specified under section 6 of the RCG 2021 Guidance notes. The currency ERC rates are set at £4m (Four Million Pounds) @ 1st April 2019 (AVD) for the RCG 2021 Publication. | Photo 1 - small ware house <250m2 - with unloading dock Photo 2 - warehouse about 300m2- sloping site location Photo 3 - large warehouse | - | 2 | TRUE
6112 | 41U46G | 4700 | 41U46G | Warehouses | Medium - uninsulated | Sheet metal cladding | 501m² - 1000m² | Eaves ht - 4.5m | Warehouses - Medium - Un-insulated Building Construction: Foundations: Concrete pad and strip foundations with 250mm mesh reinforced concrete slab Frame: Light steel frame Upper Floors: None Roof: Single skin profiled protected metal, fixed to steel purlins with plastic headed screws, translucent sheet glazing: rainwater gutters, down pipes and drainage. External Walls: ; single skin profiled protected metal cladding, fixed to horizontal steel rails with plastic headed screws, translucent sheet glazing; access door goods/personnel. May have 100mm brickwork/blockwork to 1.0m Windows and Doors: Single glazed windows in metal frames. Steel doors set within metal frames. Internal Walls: Block walls to toilet. Internal Finishes: None- paint to toilet. Building Services: Electric light and power, water laid on, toilets, unheated. | Location Adjustment Applicable (See Guidance Notes) - ERC = UK mean of 1.00 | (BEAMS Note 2) The ERC for this item should be added to all other rateable items on the hereditament (except land). Therefore the total of the ERC of the other Building Items and the P&M ERC (where applicable) to enable the correct contract size adjustment to be made. ERC of Building Component + ERC of P&M = Total ERC to which contract size adjustment should be applied. The appropriate % adjustment should be made in accordance with the scale for contract size adjustment specified under section 6 of the RCG 2023 Guidance notes. The currency ERC rates are set at £4m (Four Million Pounds) @ 1st April 2021 (AVD) for the RCG 2023 Publication. | Costs exclude piling and external works. | Measure to GIA Height . | - | - | CCTV, Security fencing, standby generators, compressors , fire protection | - | - | Photo 1 - small ware house <250m2 - with unloading dock Photo 2 - warehouse about 300m2- sloping site location Photo 3 - large warehouse | - | 10629 |  | M2 | - | NA | NA | NA | 230.8899 | Option 1 | 286.2583 | 23.98% | 0 | 0 | -100% | -100% | 0 | -100% | Redirected | NA | VOA_GPN_GOV_UK\7246041 | 2019-08-30 | Low | - | - | Risk taken from previous CG | - | - | NA | SPONS A&B | NA | (BEAMS Note 2) The ERC for this item should be added to all other rateable items on the hereditament (except land). Therefore the total of the ERC of the other Building Items and the P&M ERC (where applicable) to enable the correct contract size adjustment to be made. ERC of Building Component + ERC of P&M = Total ERC to which contract size adjustment should be applied. The appropriate % adjustment should be made in accordance with the scale for contract size adjustment specified under section 6 of the RCG 2021 Guidance notes. The currency ERC rates are set at £4m (Four Million Pounds) @ 1st April 2019 (AVD) for the RCG 2021 Publication. | Photo 1 - small ware house <250m2 - with unloading dock Photo 2 - warehouse about 300m2- sloping site location Photo 3 - large warehouse | - | 2 | TRUE
6113 | 41U46I | 4701 | 41U46I | Warehouses | Medium - uninsulated | Sheet metal cladding | 501m² - 1000m² | Eaves ht - 5.0m | Warehouses - Medium - Un-insulated Building Construction: Foundations: Concrete pad and strip foundations with 250mm mesh reinforced concrete slab Frame: Light steel frame Upper Floors: None Roof: Single skin profiled protected metal, fixed to steel purlins with plastic headed screws, translucent sheet glazing: rainwater gutters, down pipes and drainage. External Walls: ; single skin profiled protected metal cladding, fixed to horizontal steel rails with plastic headed screws, translucent sheet glazing; access door goods/personnel. May have 100mm brickwork/blockwork to 1.0m Windows and Doors: Single glazed windows in metal frames. Steel doors set within metal frames. Internal Walls: Block walls to toilet. Internal Finishes: None- paint to toilet. Building Services: Electric light and power, water laid on, toilets, unheated. | Location Adjustment Applicable (See Guidance Notes) - ERC = UK mean of 1.00 | (BEAMS Note 2) The ERC for this item should be added to all other rateable items on the hereditament (except land). Therefore the total of the ERC of the other Building Items and the P&M ERC (where applicable) to enable the correct contract size adjustment to be made. ERC of Building Component + ERC of P&M = Total ERC to which contract size adjustment should be applied. The appropriate % adjustment should be made in accordance with the scale for contract size adjustment specified under section 6 of the RCG 2023 Guidance notes. The currency ERC rates are set at £4m (Four Million Pounds) @ 1st April 2021 (AVD) for the RCG 2023 Publication. | Costs exclude piling and external works. | Measure to GIA Height . | - | - | CCTV, Security fencing, standby generators, compressors , fire protection | - | - | Photo 1 - small ware house <250m2 - with unloading dock Photo 2 - warehouse about 300m2- sloping site location Photo 3 - large warehouse | - | 10629 |  | M2 | - | NA | NA | NA | 236.2774 | Option 1 | 292.9376 | 23.98% | 0 | 0 | -100% | -100% | 0 | -100% | Redirected | NA | VOA_GPN_GOV_UK\7246041 | 2019-08-30 | Low | - | - | Risk taken from previous CG | - | - | NA | SPONS A&B | NA | (BEAMS Note 2) The ERC for this item should be added to all other rateable items on the hereditament (except land). Therefore the total of the ERC of the other Building Items and the P&M ERC (where applicable) to enable the correct contract size adjustment to be made. ERC of Building Component + ERC of P&M = Total ERC to which contract size adjustment should be applied. The appropriate % adjustment should be made in accordance with the scale for contract size adjustment specified under section 6 of the RCG 2021 Guidance notes. The currency ERC rates are set at £4m (Four Million Pounds) @ 1st April 2019 (AVD) for the RCG 2021 Publication. | Photo 1 - small ware house <250m2 - with unloading dock Photo 2 - warehouse about 300m2- sloping site location Photo 3 - large warehouse | - | 2 | TRUE
6114 | 41U46K | 4702 | 41U46K | Warehouses | Medium - uninsulated | Sheet metal cladding | 501m² - 1000m² | Eaves ht - 5.5m | Warehouses - Medium - Un-insulated Building Construction: Foundations: Concrete pad and strip foundations with 250mm mesh reinforced concrete slab Frame: Light steel frame Upper Floors: None Roof: Single skin profiled protected metal, fixed to steel purlins with plastic headed screws, translucent sheet glazing: rainwater gutters, down pipes and drainage. External Walls: ; single skin profiled protected metal cladding, fixed to horizontal steel rails with plastic headed screws, translucent sheet glazing; access door goods/personnel. May have 100mm brickwork/blockwork to 1.0m Windows and Doors: Single glazed windows in metal frames. Steel doors set within metal frames. Internal Walls: Block walls to toilet. Internal Finishes: None- paint to toilet. Building Services: Electric light and power, water laid on, toilets, unheated. | Location Adjustment Applicable (See Guidance Notes) - ERC = UK mean of 1.00 | (BEAMS Note 2) The ERC for this item should be added to all other rateable items on the hereditament (except land). Therefore the total of the ERC of the other Building Items and the P&M ERC (where applicable) to enable the correct contract size adjustment to be made. ERC of Building Component + ERC of P&M = Total ERC to which contract size adjustment should be applied. The appropriate % adjustment should be made in accordance with the scale for contract size adjustment specified under section 6 of the RCG 2023 Guidance notes. The currency ERC rates are set at £4m (Four Million Pounds) @ 1st April 2021 (AVD) for the RCG 2023 Publication. | Costs exclude piling and external works. | Measure to GIA Height . | - | - | CCTV, Security fencing, standby generators, compressors , fire protection | - | - | Photo 1 - small ware house <250m2 - with unloading dock Photo 2 - warehouse about 300m2- sloping site location Photo 3 - large warehouse | - | 10629 |  | M2 | - | NA | NA | NA | 247.8219 | Option 1 | 307.2506 | 23.98% | 0 | 0 | -100% | -100% | 0 | -100% | Redirected | NA | VOA_GPN_GOV_UK\7246041 | 2019-08-30 | Low | - | - | Risk taken from previous CG | - | - | NA | SPONS A&B | NA | (BEAMS Note 2) The ERC for this item should be added to all other rateable items on the hereditament (except land). Therefore the total of the ERC of the other Building Items and the P&M ERC (where applicable) to enable the correct contract size adjustment to be made. ERC of Building Component + ERC of P&M = Total ERC to which contract size adjustment should be applied. The appropriate % adjustment should be made in accordance with the scale for contract size adjustment specified under section 6 of the RCG 2021 Guidance notes. The currency ERC rates are set at £4m (Four Million Pounds) @ 1st April 2019 (AVD) for the RCG 2021 Publication. | Photo 1 - small ware house <250m2 - with unloading dock Photo 2 - warehouse about 300m2- sloping site location Photo 3 - large warehouse | - | 2 | TRUE
6115 | 41U46M | 4703 | 41U46M | Warehouses | Medium - uninsulated | Sheet metal cladding | 501m² - 1000m² | Eaves ht - 6.0m | Warehouses - Medium - Un-insulated Building Construction: Foundations: Concrete pad and strip foundations with 250mm mesh reinforced concrete slab Frame: Light steel frame Upper Floors: None Roof: Single skin profiled protected metal, fixed to steel purlins with plastic headed screws, translucent sheet glazing: rainwater gutters, down pipes and drainage. External Walls: ; single skin profiled protected metal cladding, fixed to horizontal steel rails with plastic headed screws, translucent sheet glazing; access door goods/personnel. May have 100mm brickwork/blockwork to 1.0m Windows and Doors: Single glazed windows in metal frames. Steel doors set within metal frames. Internal Walls: Block walls to toilet. Internal Finishes: None- paint to toilet. Building Services: Electric light and power, water laid on, toilets, unheated. | Location Adjustment Applicable (See Guidance Notes) - ERC = UK mean of 1.00 | (BEAMS Note 2) The ERC for this item should be added to all other rateable items on the hereditament (except land). Therefore the total of the ERC of the other Building Items and the P&M ERC (where applicable) to enable the correct contract size adjustment to be made. ERC of Building Component + ERC of P&M = Total ERC to which contract size adjustment should be applied. The appropriate % adjustment should be made in accordance with the scale for contract size adjustment specified under section 6 of the RCG 2023 Guidance notes. The currency ERC rates are set at £4m (Four Million Pounds) @ 1st April 2021 (AVD) for the RCG 2023 Publication. | Costs exclude piling and external works. | Measure to GIA Height . | - | - | CCTV, Security fencing, standby generators, compressors , fire protection | - | - | Photo 1 - small ware house <250m2 - with unloading dock Photo 2 - warehouse about 300m2- sloping site location Photo 3 - large warehouse | - | 10629 |  | M2 | - | NA | NA | NA | 252.4397 | Option 1 | 312.9757 | 23.98% | 0 | 0 | -100% | -100% | 0 | -100% | Redirected | NA | VOA_GPN_GOV_UK\7246041 | 2019-08-30 | Low | - | - | Risk taken from previous CG | - | - | NA | SPONS A&B | NA | (BEAMS Note 2) The ERC for this item should be added to all other rateable items on the hereditament (except land). Therefore the total of the ERC of the other Building Items and the P&M ERC (where applicable) to enable the correct contract size adjustment to be made. ERC of Building Component + ERC of P&M = Total ERC to which contract size adjustment should be applied. The appropriate % adjustment should be made in accordance with the scale for contract size adjustment specified under section 6 of the RCG 2021 Guidance notes. The currency ERC rates are set at £4m (Four Million Pounds) @ 1st April 2019 (AVD) for the RCG 2021 Publication. | Photo 1 - small ware house <250m2 - with unloading dock Photo 2 - warehouse about 300m2- sloping site location Photo 3 - large warehouse | - | 2 | TRUE
6116 | 41U46P | 4704 | 41U46P | Warehouses | Medium - uninsulated | Sheet metal cladding | 501m² - 1000m² | Eaves ht - 6.5m | Warehouses - Medium - Un-insulated Building Construction: Foundations: Concrete pad and strip foundations with 250mm mesh reinforced concrete slab Frame: Light steel frame Upper Floors: None Roof: Single skin profiled protected metal, fixed to steel purlins with plastic headed screws, translucent sheet glazing: rainwater gutters, down pipes and drainage. External Walls: ; single skin profiled protected metal cladding, fixed to horizontal steel rails with plastic headed screws, translucent sheet glazing; access door goods/personnel. May have 100mm brickwork/blockwork to 1.0m Windows and Doors: Single glazed windows in metal frames. Steel doors set within metal frames. Internal Walls: Block walls to toilet. Internal Finishes: None- paint to toilet. Building Services: Electric light and power, water laid on, toilets, unheated. | Location Adjustment Applicable (See Guidance Notes) - ERC = UK mean of 1.00 | (BEAMS Note 2) The ERC for this item should be added to all other rateable items on the hereditament (except land). Therefore the total of the ERC of the other Building Items and the P&M ERC (where applicable) to enable the correct contract size adjustment to be made. ERC of Building Component + ERC of P&M = Total ERC to which contract size adjustment should be applied. The appropriate % adjustment should be made in accordance with the scale for contract size adjustment specified under section 6 of the RCG 2023 Guidance notes. The currency ERC rates are set at £4m (Four Million Pounds) @ 1st April 2021 (AVD) for the RCG 2023 Publication. | Costs exclude piling and external works. | Measure to GIA Height . | - | - | CCTV, Security fencing, standby generators, compressors , fire protection | - | - | Photo 1 - small ware house <250m2 - with unloading dock Photo 2 - warehouse about 300m2- sloping site location Photo 3 - large warehouse | - | 10629 |  | M2 | - | NA | NA | NA | 254.7486 | Option 1 | 315.8383 | 23.98% | 0 | 0 | -100% | -100% | 0 | -100% | Redirected | NA | VOA_GPN_GOV_UK\7246041 | 2019-08-30 | Low | - | - | Risk taken from previous CG | - | - | NA | SPONS A&B | NA | (BEAMS Note 2) The ERC for this item should be added to all other rateable items on the hereditament (except land). Therefore the total of the ERC of the other Building Items and the P&M ERC (where applicable) to enable the correct contract size adjustment to be made. ERC of Building Component + ERC of P&M = Total ERC to which contract size adjustment should be applied. The appropriate % adjustment should be made in accordance with the scale for contract size adjustment specified under section 6 of the RCG 2021 Guidance notes. The currency ERC rates are set at £4m (Four Million Pounds) @ 1st April 2019 (AVD) for the RCG 2021 Publication. | Photo 1 - small ware house <250m2 - with unloading dock Photo 2 - warehouse about 300m2- sloping site location Photo 3 - large warehouse | - | 2 | TRUE
6117 | 41U46R | 4705 | 41U46R | Warehouses | Medium - uninsulated | Sheet metal cladding | 501m² - 1000m² | Eaves ht - 7.0m | Warehouses - Medium - Un-insulated Building Construction: Foundations: Concrete pad and strip foundations with 250mm mesh reinforced concrete slab Frame: Light steel frame Upper Floors: None Roof: Single skin profiled protected metal, fixed to steel purlins with plastic headed screws, translucent sheet glazing: rainwater gutters, down pipes and drainage. External Walls: ; single skin profiled protected metal cladding, fixed to horizontal steel rails with plastic headed screws, translucent sheet glazing; access door goods/personnel. May have 100mm brickwork/blockwork to 1.0m Windows and Doors: Single glazed windows in metal frames. Steel doors set within metal frames. Internal Walls: Block walls to toilet. Internal Finishes: None- paint to toilet. Building Services: Electric light and power, water laid on, toilets, unheated. | Location Adjustment Applicable (See Guidance Notes) - ERC = UK mean of 1.00 | (BEAMS Note 2) The ERC for this item should be added to all other rateable items on the hereditament (except land). Therefore the total of the ERC of the other Building Items and the P&M ERC (where applicable) to enable the correct contract size adjustment to be made. ERC of Building Component + ERC of P&M = Total ERC to which contract size adjustment should be applied. The appropriate % adjustment should be made in accordance with the scale for contract size adjustment specified under section 6 of the RCG 2023 Guidance notes. The currency ERC rates are set at £4m (Four Million Pounds) @ 1st April 2021 (AVD) for the RCG 2023 Publication. | Costs exclude piling and external works. | Measure to GIA Height . | - | - | CCTV, Security fencing, standby generators, compressors , fire protection | - | - | Photo 1 - small ware house <250m2 - with unloading dock Photo 2 - warehouse about 300m2- sloping site location Photo 3 - large warehouse | - | 10629 |  | M2 | - | NA | NA | NA | 260.9056 | Option 1 | 323.4719 | 23.98% | 0 | 0 | -100% | -100% | 0 | -100% | Redirected | NA | VOA_GPN_GOV_UK\7246041 | 2019-08-30 | Low | - | - | Risk taken from previous CG | - | - | NA | SPONS A&B | NA | (BEAMS Note 2) The ERC for this item should be added to all other rateable items on the hereditament (except land). Therefore the total of the ERC of the other Building Items and the P&M ERC (where applicable) to enable the correct contract size adjustment to be made. ERC of Building Component + ERC of P&M = Total ERC to which contract size adjustment should be applied. The appropriate % adjustment should be made in accordance with the scale for contract size adjustment specified under section 6 of the RCG 2021 Guidance notes. The currency ERC rates are set at £4m (Four Million Pounds) @ 1st April 2019 (AVD) for the RCG 2021 Publication. | Photo 1 - small ware house <250m2 - with unloading dock Photo 2 - warehouse about 300m2- sloping site location Photo 3 - large warehouse | - | 2 | TRUE
6118 | 41U46T | 4706 | 41U46T | Warehouses | Medium - uninsulated | Sheet metal cladding | 501m² - 1000m² | Eaves ht - 7.5m | Warehouses - Medium - Un-insulated Building Construction: Foundations: Concrete pad and strip foundations with 250mm mesh reinforced concrete slab Frame: Light steel frame Upper Floors: None Roof: Single skin profiled protected metal, fixed to steel purlins with plastic headed screws, translucent sheet glazing: rainwater gutters, down pipes and drainage. External Walls: ; single skin profiled protected metal cladding, fixed to horizontal steel rails with plastic headed screws, translucent sheet glazing; access door goods/personnel. May have 100mm brickwork/blockwork to 1.0m Windows and Doors: Single glazed windows in metal frames. Steel doors set within metal frames. Internal Walls: Block walls to toilet. Internal Finishes: None- paint to toilet. Building Services: Electric light and power, water laid on, toilets, unheated. | Location Adjustment Applicable (See Guidance Notes) - ERC = UK mean of 1.00 | (BEAMS Note 2) The ERC for this item should be added to all other rateable items on the hereditament (except land). Therefore the total of the ERC of the other Building Items and the P&M ERC (where applicable) to enable the correct contract size adjustment to be made. ERC of Building Component + ERC of P&M = Total ERC to which contract size adjustment should be applied. The appropriate % adjustment should be made in accordance with the scale for contract size adjustment specified under section 6 of the RCG 2023 Guidance notes. The currency ERC rates are set at £4m (Four Million Pounds) @ 1st April 2021 (AVD) for the RCG 2023 Publication. | Costs exclude piling and external works. | Measure to GIA Height . | - | - | CCTV, Security fencing, standby generators, compressors , fire protection | - | - | Photo 1 - small ware house <250m2 - with unloading dock Photo 2 - warehouse about 300m2- sloping site location Photo 3 - large warehouse | - | 10629 |  | M2 | - | NA | NA | NA | 265.5234 | Option 1 | 329.197 | 23.98% | 0 | 0 | -100% | -100% | 0 | -100% | Redirected | NA | VOA_GPN_GOV_UK\7246041 | 2019-08-30 | Low | - | - | Risk taken from previous CG | - | - | NA | SPONS A&B | NA | (BEAMS Note 2) The ERC for this item should be added to all other rateable items on the hereditament (except land). Therefore the total of the ERC of the other Building Items and the P&M ERC (where applicable) to enable the correct contract size adjustment to be made. ERC of Building Component + ERC of P&M = Total ERC to which contract size adjustment should be applied. The appropriate % adjustment should be made in accordance with the scale for contract size adjustment specified under section 6 of the RCG 2021 Guidance notes. The currency ERC rates are set at £4m (Four Million Pounds) @ 1st April 2019 (AVD) for the RCG 2021 Publication. | Photo 1 - small ware house <250m2 - with unloading dock Photo 2 - warehouse about 300m2- sloping site location Photo 3 - large warehouse | - | 2 | TRUE
6119 | 41U47A | 4884 | 41U47A | Warehouses | Medium - uninsulated | Sheet metal cladding | 501m² - 1000m² | Eaves ht - 8.0m | Warehouses - Medium - Un-insulated Building Construction: Foundations: Concrete pad and strip foundations with 250mm mesh reinforced concrete slab Frame: Light steel frame Upper Floors: None Roof: Single skin profiled protected metal, fixed to steel purlins with plastic headed screws, translucent sheet glazing: rainwater gutters, down pipes and drainage. External Walls: ; single skin profiled protected metal cladding, fixed to horizontal steel rails with plastic headed screws, translucent sheet glazing; access door goods/personnel. May have 100mm brickwork/blockwork to 1.0m Windows and Doors: Single glazed windows in metal frames. Steel doors set within metal frames. Internal Walls: Block walls to toilet. Internal Finishes: None- paint to toilet. Building Services: Electric light and power, water laid on, toilets, unheated. | Location Adjustment Applicable (See Guidance Notes) - ERC = UK mean of 1.00 | (BEAMS Note 2) The ERC for this item should be added to all other rateable items on the hereditament (except land). Therefore the total of the ERC of the other Building Items and the P&M ERC (where applicable) to enable the correct contract size adjustment to be made. ERC of Building Component + ERC of P&M = Total ERC to which contract size adjustment should be applied. The appropriate % adjustment should be made in accordance with the scale for contract size adjustment specified under section 6 of the RCG 2023 Guidance notes. The currency ERC rates are set at £4m (Four Million Pounds) @ 1st April 2021 (AVD) for the RCG 2023 Publication. | Costs exclude piling and external works. | Measure to GIA Height . | - | - | CCTV, Security fencing, standby generators, compressors , fire protection | - | - | Photo 1 - small ware house <250m2 - with unloading dock Photo 2 - warehouse about 300m2- sloping site location Photo 3 - large warehouse | - | 10629 |  | M2 | - | NA | NA | NA | 285.5339 | Option 1 | 354.0061 | 23.98% | 0 | 0 | -100% | -100% | 0 | -100% | Redirected | NA | VOA_GPN_GOV_UK\7246041 | 2019-08-30 | Low | - | - | Risk taken from previous CG | - | - | NA | SPONS A&B | NA | (BEAMS Note 2) The ERC for this item should be added to all other rateable items on the hereditament (except land). Therefore the total of the ERC of the other Building Items and the P&M ERC (where applicable) to enable the correct contract size adjustment to be made. ERC of Building Component + ERC of P&M = Total ERC to which contract size adjustment should be applied. The appropriate % adjustment should be made in accordance with the scale for contract size adjustment specified under section 6 of the RCG 2021 Guidance notes. The currency ERC rates are set at £4m (Four Million Pounds) @ 1st April 2019 (AVD) for the RCG 2021 Publication. | Photo 1 - small ware house <250m2 - with unloading dock Photo 2 - warehouse about 300m2- sloping site location Photo 3 - large warehouse | - | 2 | TRUE
6120 | 41U47C | 4708 | 41U47C | Warehouses | Medium - uninsulated | Sheet metal cladding | 501m² - 1000m² | Eaves ht - 8.5m | Warehouses - Medium - Un-insulated Building Construction: Foundations: Concrete pad and strip foundations with 250mm mesh reinforced concrete slab Frame: Light steel frame Upper Floors: None Roof: Single skin profiled protected metal, fixed to steel purlins with plastic headed screws, translucent sheet glazing: rainwater gutters, down pipes and drainage. External Walls: ; single skin profiled protected metal cladding, fixed to horizontal steel rails with plastic headed screws, translucent sheet glazing; access door goods/personnel. May have 100mm brickwork/blockwork to 1.0m Windows and Doors: Single glazed windows in metal frames. Steel doors set within metal frames. Internal Walls: Block walls to toilet. Internal Finishes: None- paint to toilet. Building Services: Electric light and power, water laid on, toilets, unheated. | Location Adjustment Applicable (See Guidance Notes) - ERC = UK mean of 1.00 | (BEAMS Note 2) The ERC for this item should be added to all other rateable items on the hereditament (except land). Therefore the total of the ERC of the other Building Items and the P&M ERC (where applicable) to enable the correct contract size adjustment to be made. ERC of Building Component + ERC of P&M = Total ERC to which contract size adjustment should be applied. The appropriate % adjustment should be made in accordance with the scale for contract size adjustment specified under section 6 of the RCG 2023 Guidance notes. The currency ERC rates are set at £4m (Four Million Pounds) @ 1st April 2021 (AVD) for the RCG 2023 Publication. | Costs exclude piling and external works. | Measure to GIA Height . | - | - | CCTV, Security fencing, standby generators, compressors , fire protection | - | - | Photo 1 - small ware house <250m2 - with unloading dock Photo 2 - warehouse about 300m2- sloping site location Photo 3 - large warehouse | - | 10629 |  | M2 | - | NA | NA | NA | 290.1517 | Option 1 | 359.7312 | 23.98% | 0 | 0 | -100% | -100% | 0 | -100% | Redirected | NA | VOA_GPN_GOV_UK\7246041 | 2019-08-30 | Low | - | - | Risk taken from previous CG | - | - | NA | SPONS A&B | NA | (BEAMS Note 2) The ERC for this item should be added to all other rateable items on the hereditament (except land). Therefore the total of the ERC of the other Building Items and the P&M ERC (where applicable) to enable the correct contract size adjustment to be made. ERC of Building Component + ERC of P&M = Total ERC to which contract size adjustment should be applied. The appropriate % adjustment should be made in accordance with the scale for contract size adjustment specified under section 6 of the RCG 2021 Guidance notes. The currency ERC rates are set at £4m (Four Million Pounds) @ 1st April 2019 (AVD) for the RCG 2021 Publication. | Photo 1 - small ware house <250m2 - with unloading dock Photo 2 - warehouse about 300m2- sloping site location Photo 3 - large warehouse | - | 2 | TRUE
6121 | 41U47E | 4709 | 41U47E | Warehouses | Medium - uninsulated | Sheet metal cladding | 501m² - 1000m² | Eaves ht - 9.0m | Warehouses - Medium - Un-insulated Building Construction: Foundations: Concrete pad and strip foundations with 250mm mesh reinforced concrete slab Frame: Light steel frame Upper Floors: None Roof: Single skin profiled protected metal, fixed to steel purlins with plastic headed screws, translucent sheet glazing: rainwater gutters, down pipes and drainage. External Walls: ; single skin profiled protected metal cladding, fixed to horizontal steel rails with plastic headed screws, translucent sheet glazing; access door goods/personnel. May have 100mm brickwork/blockwork to 1.0m Windows and Doors: Single glazed windows in metal frames. Steel doors set within metal frames. Internal Walls: Block walls to toilet. Internal Finishes: None- paint to toilet. Building Services: Electric light and power, water laid on, toilets, unheated. | Location Adjustment Applicable (See Guidance Notes) - ERC = UK mean of 1.00 | (BEAMS Note 2) The ERC for this item should be added to all other rateable items on the hereditament (except land). Therefore the total of the ERC of the other Building Items and the P&M ERC (where applicable) to enable the correct contract size adjustment to be made. ERC of Building Component + ERC of P&M = Total ERC to which contract size adjustment should be applied. The appropriate % adjustment should be made in accordance with the scale for contract size adjustment specified under section 6 of the RCG 2023 Guidance notes. The currency ERC rates are set at £4m (Four Million Pounds) @ 1st April 2021 (AVD) for the RCG 2023 Publication. | Costs exclude piling and external works. | Measure to GIA Height . | - | - | CCTV, Security fencing, standby generators, compressors , fire protection | - | - | Photo 1 - small ware house <250m2 - with unloading dock Photo 2 - warehouse about 300m2- sloping site location Photo 3 - large warehouse | - | 10629 |  | M2 | - | NA | NA | NA | 295.5391 | Option 1 | 366.4106 | 23.98% | 0 | 0 | -100% | -100% | 0 | -100% | Redirected | NA | VOA_GPN_GOV_UK\7246041 | 2019-08-30 | Low | - | - | Risk taken from previous CG | - | - | NA | SPONS A&B | NA | (BEAMS Note 2) The ERC for this item should be added to all other rateable items on the hereditament (except land). Therefore the total of the ERC of the other Building Items and the P&M ERC (where applicable) to enable the correct contract size adjustment to be made. ERC of Building Component + ERC of P&M = Total ERC to which contract size adjustment should be applied. The appropriate % adjustment should be made in accordance with the scale for contract size adjustment specified under section 6 of the RCG 2021 Guidance notes. The currency ERC rates are set at £4m (Four Million Pounds) @ 1st April 2019 (AVD) for the RCG 2021 Publication. | Photo 1 - small ware house <250m2 - with unloading dock Photo 2 - warehouse about 300m2- sloping site location Photo 3 - large warehouse | - | 2 | TRUE
6122 | 41U47G | 4710 | 41U47G | Warehouses | Medium - uninsulated | Sheet metal cladding | 501m² - 1000m² | Eaves ht - 9.5m | Warehouses - Medium - Un-insulated Building Construction: Foundations: Concrete pad and strip foundations with 250mm mesh reinforced concrete slab Frame: Light steel frame Upper Floors: None Roof: Single skin profiled protected metal, fixed to steel purlins with plastic headed screws, translucent sheet glazing: rainwater gutters, down pipes and drainage. External Walls: ; single skin profiled protected metal cladding, fixed to horizontal steel rails with plastic headed screws, translucent sheet glazing; access door goods/personnel. May have 100mm brickwork/blockwork to 1.0m Windows and Doors: Single glazed windows in metal frames. Steel doors set within metal frames. Internal Walls: Block walls to toilet. Internal Finishes: None- paint to toilet. Building Services: Electric light and power, water laid on, toilets, unheated. | Location Adjustment Applicable (See Guidance Notes) - ERC = UK mean of 1.00 | (BEAMS Note 2) The ERC for this item should be added to all other rateable items on the hereditament (except land). Therefore the total of the ERC of the other Building Items and the P&M ERC (where applicable) to enable the correct contract size adjustment to be made. ERC of Building Component + ERC of P&M = Total ERC to which contract size adjustment should be applied. The appropriate % adjustment should be made in accordance with the scale for contract size adjustment specified under section 6 of the RCG 2023 Guidance notes. The currency ERC rates are set at £4m (Four Million Pounds) @ 1st April 2021 (AVD) for the RCG 2023 Publication. | Costs exclude piling and external works. | Measure to GIA Height . | - | - | CCTV, Security fencing, standby generators, compressors , fire protection | - | - | Photo 1 - small ware house <250m2 - with unloading dock Photo 2 - warehouse about 300m2- sloping site location Photo 3 - large warehouse | - | 10629 |  | M2 | - | NA | NA | NA | 300.1569 | Option 1 | 372.1358 | 23.98% | 0 | 0 | -100% | -100% | 0 | -100% | Redirected | NA | VOA_GPN_GOV_UK\7246041 | 2019-08-30 | Low | - | - | Risk taken from previous CG | - | - | NA | SPONS A&B | NA | (BEAMS Note 2) The ERC for this item should be added to all other rateable items on the hereditament (except land). Therefore the total of the ERC of the other Building Items and the P&M ERC (where applicable) to enable the correct contract size adjustment to be made. ERC of Building Component + ERC of P&M = Total ERC to which contract size adjustment should be applied. The appropriate % adjustment should be made in accordance with the scale for contract size adjustment specified under section 6 of the RCG 2021 Guidance notes. The currency ERC rates are set at £4m (Four Million Pounds) @ 1st April 2019 (AVD) for the RCG 2021 Publication. | Photo 1 - small ware house <250m2 - with unloading dock Photo 2 - warehouse about 300m2- sloping site location Photo 3 - large warehouse | - | 2 | TRUE
6123 | 41U47K | 4711 | 41U47K | Warehouses | Medium - uninsulated | Sheet metal cladding | 501m² - 1000m² | Eaves ht - 10.0m | Warehouses - Medium - Un-insulated Building Construction: Foundations: Concrete pad and strip foundations with 250mm mesh reinforced concrete slab Frame: Light steel frame Upper Floors: None Roof: Single skin profiled protected metal, fixed to steel purlins with plastic headed screws, translucent sheet glazing: rainwater gutters, down pipes and drainage. External Walls: ; single skin profiled protected metal cladding, fixed to horizontal steel rails with plastic headed screws, translucent sheet glazing; access door goods/personnel. May have 100mm brickwork/blockwork to 1.0m Windows and Doors: Single glazed windows in metal frames. Steel doors set within metal frames. Internal Walls: Block walls to toilet. Internal Finishes: None- paint to toilet. Building Services: Electric light and power, water laid on, toilets, unheated. | Location Adjustment Applicable (See Guidance Notes) - ERC = UK mean of 1.00 | (BEAMS Note 2) The ERC for this item should be added to all other rateable items on the hereditament (except land). Therefore the total of the ERC of the other Building Items and the P&M ERC (where applicable) to enable the correct contract size adjustment to be made. ERC of Building Component + ERC of P&M = Total ERC to which contract size adjustment should be applied. The appropriate % adjustment should be made in accordance with the scale for contract size adjustment specified under section 6 of the RCG 2023 Guidance notes. The currency ERC rates are set at £4m (Four Million Pounds) @ 1st April 2021 (AVD) for the RCG 2023 Publication. | Costs exclude piling and external works. | Measure to GIA Height . | - | - | CCTV, Security fencing, standby generators, compressors , fire protection | - | - | Photo 1 - small ware house <250m2 - with unloading dock Photo 2 - warehouse about 300m2- sloping site location Photo 3 - large warehouse | - | 10629 |  | M2 | - | NA | NA | NA | 305.5443 | Option 1 | 378.8151 | 23.98% | 0 | 0 | -100% | -100% | 0 | -100% | Redirected | NA | VOA_GPN_GOV_UK\7246041 | 2019-08-30 | Low | - | - | Risk taken from previous CG | - | - | NA | SPONS A&B | NA | (BEAMS Note 2) The ERC for this item should be added to all other rateable items on the hereditament (except land). Therefore the total of the ERC of the other Building Items and the P&M ERC (where applicable) to enable the correct contract size adjustment to be made. ERC of Building Component + ERC of P&M = Total ERC to which contract size adjustment should be applied. The appropriate % adjustment should be made in accordance with the scale for contract size adjustment specified under section 6 of the RCG 2021 Guidance notes. The currency ERC rates are set at £4m (Four Million Pounds) @ 1st April 2019 (AVD) for the RCG 2021 Publication. | Photo 1 - small ware house <250m2 - with unloading dock Photo 2 - warehouse about 300m2- sloping site location Photo 3 - large warehouse | - | 2 | TRUE
6124 | 41U47P | 4712 | 41U47P | Warehouses | Medium - uninsulated | Sheet metal cladding | 501m² - 1000m² | Eaves ht - 11.0m | Warehouses - Medium - Un-insulated Building Construction: Foundations: Concrete pad and strip foundations with 250mm mesh reinforced concrete slab Frame: Light steel frame Upper Floors: None Roof: Single skin profiled protected metal, fixed to steel purlins with plastic headed screws, translucent sheet glazing: rainwater gutters, down pipes and drainage. External Walls: ; single skin profiled protected metal cladding, fixed to horizontal steel rails with plastic headed screws, translucent sheet glazing; access door goods/personnel. May have 100mm brickwork/blockwork to 1.0m Windows and Doors: Single glazed windows in metal frames. Steel doors set within metal frames. Internal Walls: Block walls to toilet. Internal Finishes: None- paint to toilet. Building Services: Electric light and power, water laid on, toilets, unheated. | Location Adjustment Applicable (See Guidance Notes) - ERC = UK mean of 1.00 | (BEAMS Note 2) The ERC for this item should be added to all other rateable items on the hereditament (except land). Therefore the total of the ERC of the other Building Items and the P&M ERC (where applicable) to enable the correct contract size adjustment to be made. ERC of Building Component + ERC of P&M = Total ERC to which contract size adjustment should be applied. The appropriate % adjustment should be made in accordance with the scale for contract size adjustment specified under section 6 of the RCG 2023 Guidance notes. The currency ERC rates are set at £4m (Four Million Pounds) @ 1st April 2021 (AVD) for the RCG 2023 Publication. | Costs exclude piling and external works. | Measure to GIA Height . | - | - | CCTV, Security fencing, standby generators, compressors , fire protection | - | - | Photo 1 - small ware house <250m2 - with unloading dock Photo 2 - warehouse about 300m2- sloping site location Photo 3 - large warehouse | - | 10629 |  | M2 | - | NA | NA | NA | 315.5496 | Option 1 | 391.2197 | 23.98% | 0 | 0 | -100% | -100% | 0 | -100% | Redirected | NA | VOA_GPN_GOV_UK\7246041 | 2019-08-30 | Low | - | - | Risk taken from previous CG | - | - | NA | SPONS A&B | NA | (BEAMS Note 2) The ERC for this item should be added to all other rateable items on the hereditament (except land). Therefore the total of the ERC of the other Building Items and the P&M ERC (where applicable) to enable the correct contract size adjustment to be made. ERC of Building Component + ERC of P&M = Total ERC to which contract size adjustment should be applied. The appropriate % adjustment should be made in accordance with the scale for contract size adjustment specified under section 6 of the RCG 2021 Guidance notes. The currency ERC rates are set at £4m (Four Million Pounds) @ 1st April 2019 (AVD) for the RCG 2021 Publication. | Photo 1 - small ware house <250m2 - with unloading dock Photo 2 - warehouse about 300m2- sloping site location Photo 3 - large warehouse | - | 2 | TRUE
6125 | 41U47T | 4713 | 41U47T | Warehouses | Medium - uninsulated | Sheet metal cladding | 501m² - 1000m² | Eaves ht - 12.0m | Warehouses - Medium - Un-insulated Building Construction: Foundations: Concrete pad and strip foundations with 250mm mesh reinforced concrete slab Frame: Light steel frame Upper Floors: None Roof: Single skin profiled protected metal, fixed to steel purlins with plastic headed screws, translucent sheet glazing: rainwater gutters, down pipes and drainage. External Walls: ; single skin profiled protected metal cladding, fixed to horizontal steel rails with plastic headed screws, translucent sheet glazing; access door goods/personnel. May have 100mm brickwork/blockwork to 1.0m Windows and Doors: Single glazed windows in metal frames. Steel doors set within metal frames. Internal Walls: Block walls to toilet. Internal Finishes: None- paint to toilet. Building Services: Electric light and power, water laid on, toilets, unheated. | Location Adjustment Applicable (See Guidance Notes) - ERC = UK mean of 1.00 | (BEAMS Note 2) The ERC for this item should be added to all other rateable items on the hereditament (except land). Therefore the total of the ERC of the other Building Items and the P&M ERC (where applicable) to enable the correct contract size adjustment to be made. ERC of Building Component + ERC of P&M = Total ERC to which contract size adjustment should be applied. The appropriate % adjustment should be made in accordance with the scale for contract size adjustment specified under section 6 of the RCG 2023 Guidance notes. The currency ERC rates are set at £4m (Four Million Pounds) @ 1st April 2021 (AVD) for the RCG 2023 Publication. | Costs exclude piling and external works. | Measure to GIA Height . | - | - | CCTV, Security fencing, standby generators, compressors , fire protection | - | - | Photo 1 - small ware house <250m2 - with unloading dock Photo 2 - warehouse about 300m2- sloping site location Photo 3 - large warehouse | - | 10629 |  | M2 | - | NA | NA | NA | 325.5548 | Option 1 | 403.6242 | 23.98% | 0 | 0 | -100% | -100% | 0 | -100% | Redirected | NA | VOA_GPN_GOV_UK\7246041 | 2019-08-30 | Low | - | - | Risk taken from previous CG | - | - | NA | SPONS A&B | NA | (BEAMS Note 2) The ERC for this item should be added to all other rateable items on the hereditament (except land). Therefore the total of the ERC of the other Building Items and the P&M ERC (where applicable) to enable the correct contract size adjustment to be made. ERC of Building Component + ERC of P&M = Total ERC to which contract size adjustment should be applied. The appropriate % adjustment should be made in accordance with the scale for contract size adjustment specified under section 6 of the RCG 2021 Guidance notes. The currency ERC rates are set at £4m (Four Million Pounds) @ 1st April 2019 (AVD) for the RCG 2021 Publication. | Photo 1 - small ware house <250m2 - with unloading dock Photo 2 - warehouse about 300m2- sloping site location Photo 3 - large warehouse | - | 2 | TRUE
6126 | 41U48A | 4714 | 41U48A | Warehouses | Medium - uninsulated | Sheet metal cladding | > 5000m² | Eaves ht - 3.0m | Warehouses - Medium - Un-insulated Building Construction: Foundations: Concrete pad and strip foundations with 250mm mesh reinforced concrete slab Frame: Light steel frame Upper Floors: None Roof: Single skin profiled protected metal, fixed to steel purlins with plastic headed screws, translucent sheet glazing: rainwater gutters, down pipes and drainage. External Walls: ; single skin profiled protected metal cladding, fixed to horizontal steel rails with plastic headed screws, translucent sheet glazing; access door goods/personnel. May have 100mm brickwork/blockwork to 1.0m Windows and Doors: Single glazed windows in metal frames. Steel doors set within metal frames. Internal Walls: Block walls to toilet. Internal Finishes: None- paint to toilet. Building Services: Electric light and power, water laid on, toilets, unheated. | Location Adjustment Applicable (See Guidance Notes) - ERC = UK mean of 1.00 | (BEAMS Note 2) The ERC for this item should be added to all other rateable items on the hereditament (except land). Therefore the total of the ERC of the other Building Items and the P&M ERC (where applicable) to enable the correct contract size adjustment to be made. ERC of Building Component + ERC of P&M = Total ERC to which contract size adjustment should be applied. The appropriate % adjustment should be made in accordance with the scale for contract size adjustment specified under section 6 of the RCG 2023 Guidance notes. The currency ERC rates are set at £4m (Four Million Pounds) @ 1st April 2021 (AVD) for the RCG 2023 Publication. | Costs exclude piling and external works. | Measure to GIA Height . | - | - | CCTV, Security fencing, standby generators, compressors , fire protection | - | - | Photo 1 - small ware house <250m2 - with unloading dock Photo 2 - warehouse about 300m2- sloping site location Photo 3 - large warehouse | - | 10630 |  | M2 | - | NA | NA | NA | 194.7172 | Option 1 | 241.4112 | 23.98% | 0 | 0 | -100% | -100% | 0 | -100% | Redirected | NA | VOA_GPN_GOV_UK\7246041 | 2019-08-30 | Low | - | - | Risk taken from previous CG | - | - | NA | SPONS A&B | NA | (BEAMS Note 2) The ERC for this item should be added to all other rateable items on the hereditament (except land). Therefore the total of the ERC of the other Building Items and the P&M ERC (where applicable) to enable the correct contract size adjustment to be made. ERC of Building Component + ERC of P&M = Total ERC to which contract size adjustment should be applied. The appropriate % adjustment should be made in accordance with the scale for contract size adjustment specified under section 6 of the RCG 2021 Guidance notes. The currency ERC rates are set at £4m (Four Million Pounds) @ 1st April 2019 (AVD) for the RCG 2021 Publication. | Photo 1 - small ware house <250m2 - with unloading dock Photo 2 - warehouse about 300m2- sloping site location Photo 3 - large warehouse | - | 2 | TRUE
6127 | 41U48C | 4715 | 41U48C | Warehouses | Medium - uninsulated | Sheet metal cladding | > 5000m² | Eaves ht - 3.5m | Warehouses - Medium - Un-insulated Building Construction: Foundations: Concrete pad and strip foundations with 250mm mesh reinforced concrete slab Frame: Light steel frame Upper Floors: None Roof: Single skin profiled protected metal, fixed to steel purlins with plastic headed screws, translucent sheet glazing: rainwater gutters, down pipes and drainage. External Walls: ; single skin profiled protected metal cladding, fixed to horizontal steel rails with plastic headed screws, translucent sheet glazing; access door goods/personnel. May have 100mm brickwork/blockwork to 1.0m Windows and Doors: Single glazed windows in metal frames. Steel doors set within metal frames. Internal Walls: Block walls to toilet. Internal Finishes: None- paint to toilet. Building Services: Electric light and power, water laid on, toilets, unheated. | Location Adjustment Applicable (See Guidance Notes) - ERC = UK mean of 1.00 | (BEAMS Note 2) The ERC for this item should be added to all other rateable items on the hereditament (except land). Therefore the total of the ERC of the other Building Items and the P&M ERC (where applicable) to enable the correct contract size adjustment to be made. ERC of Building Component + ERC of P&M = Total ERC to which contract size adjustment should be applied. The appropriate % adjustment should be made in accordance with the scale for contract size adjustment specified under section 6 of the RCG 2023 Guidance notes. The currency ERC rates are set at £4m (Four Million Pounds) @ 1st April 2021 (AVD) for the RCG 2023 Publication. | Costs exclude piling and external works. | Measure to GIA Height . | - | - | CCTV, Security fencing, standby generators, compressors , fire protection | - | - | Photo 1 - small ware house <250m2 - with unloading dock Photo 2 - warehouse about 300m2- sloping site location Photo 3 - large warehouse | - | 10630 |  | M2 | - | NA | NA | NA | 196.2564 | Option 1 | 243.3195 | 23.98% | 0 | 0 | -100% | -100% | 0 | -100% | Redirected | NA | VOA_GPN_GOV_UK\7246041 | 2019-08-30 | Low | - | - | Risk taken from previous CG | - | - | NA | SPONS A&B | NA | (BEAMS Note 2) The ERC for this item should be added to all other rateable items on the hereditament (except land). Therefore the total of the ERC of the other Building Items and the P&M ERC (where applicable) to enable the correct contract size adjustment to be made. ERC of Building Component + ERC of P&M = Total ERC to which contract size adjustment should be applied. The appropriate % adjustment should be made in accordance with the scale for contract size adjustment specified under section 6 of the RCG 2021 Guidance notes. The currency ERC rates are set at £4m (Four Million Pounds) @ 1st April 2019 (AVD) for the RCG 2021 Publication. | Photo 1 - small ware house <250m2 - with unloading dock Photo 2 - warehouse about 300m2- sloping site location Photo 3 - large warehouse | - | 2 | TRUE
6128 | 41U48E | 4716 | 41U48E | Warehouses | Medium - uninsulated | Sheet metal cladding | > 5000m² | Eaves ht - 4.0m | Warehouses - Medium - Un-insulated Building Construction: Foundations: Concrete pad and strip foundations with 250mm mesh reinforced concrete slab Frame: Light steel frame Upper Floors: None Roof: Single skin profiled protected metal, fixed to steel purlins with plastic headed screws, translucent sheet glazing: rainwater gutters, down pipes and drainage. External Walls: ; single skin profiled protected metal cladding, fixed to horizontal steel rails with plastic headed screws, translucent sheet glazing; access door goods/personnel. May have 100mm brickwork/blockwork to 1.0m Windows and Doors: Single glazed windows in metal frames. Steel doors set within metal frames. Internal Walls: Block walls to toilet. Internal Finishes: None- paint to toilet. Building Services: Electric light and power, water laid on, toilets, unheated. | Location Adjustment Applicable (See Guidance Notes) - ERC = UK mean of 1.00 | (BEAMS Note 2) The ERC for this item should be added to all other rateable items on the hereditament (except land). Therefore the total of the ERC of the other Building Items and the P&M ERC (where applicable) to enable the correct contract size adjustment to be made. ERC of Building Component + ERC of P&M = Total ERC to which contract size adjustment should be applied. The appropriate % adjustment should be made in accordance with the scale for contract size adjustment specified under section 6 of the RCG 2023 Guidance notes. The currency ERC rates are set at £4m (Four Million Pounds) @ 1st April 2021 (AVD) for the RCG 2023 Publication. | Costs exclude piling and external works. | Measure to GIA Height . | - | - | CCTV, Security fencing, standby generators, compressors , fire protection | - | - | Photo 1 - small ware house <250m2 - with unloading dock Photo 2 - warehouse about 300m2- sloping site location Photo 3 - large warehouse | - | 10630 |  | M2 | - | NA | NA | NA | 197.7957 | Option 1 | 245.2279 | 23.98% | 0 | 0 | -100% | -100% | 0 | -100% | Redirected | NA | VOA_GPN_GOV_UK\7246041 | 2019-08-30 | Low | - | - | Risk taken from previous CG | - | - | NA | SPONS A&B | NA | (BEAMS Note 2) The ERC for this item should be added to all other rateable items on the hereditament (except land). Therefore the total of the ERC of the other Building Items and the P&M ERC (where applicable) to enable the correct contract size adjustment to be made. ERC of Building Component + ERC of P&M = Total ERC to which contract size adjustment should be applied. The appropriate % adjustment should be made in accordance with the scale for contract size adjustment specified under section 6 of the RCG 2021 Guidance notes. The currency ERC rates are set at £4m (Four Million Pounds) @ 1st April 2019 (AVD) for the RCG 2021 Publication. | Photo 1 - small ware house <250m2 - with unloading dock Photo 2 - warehouse about 300m2- sloping site location Photo 3 - large warehouse | - | 2 | TRUE
6129 | 41U48G | 4717 | 41U48G | Warehouses | Medium - uninsulated | Sheet metal cladding | > 5000m² | Eaves ht - 4.5m | Warehouses - Medium - Un-insulated Building Construction: Foundations: Concrete pad and strip foundations with 250mm mesh reinforced concrete slab Frame: Light steel frame Upper Floors: None Roof: Single skin profiled protected metal, fixed to steel purlins with plastic headed screws, translucent sheet glazing: rainwater gutters, down pipes and drainage. External Walls: ; single skin profiled protected metal cladding, fixed to horizontal steel rails with plastic headed screws, translucent sheet glazing; access door goods/personnel. May have 100mm brickwork/blockwork to 1.0m Windows and Doors: Single glazed windows in metal frames. Steel doors set within metal frames. Internal Walls: Block walls to toilet. Internal Finishes: None- paint to toilet. Building Services: Electric light and power, water laid on, toilets, unheated. | Location Adjustment Applicable (See Guidance Notes) - ERC = UK mean of 1.00 | (BEAMS Note 2) The ERC for this item should be added to all other rateable items on the hereditament (except land). Therefore the total of the ERC of the other Building Items and the P&M ERC (where applicable) to enable the correct contract size adjustment to be made. ERC of Building Component + ERC of P&M = Total ERC to which contract size adjustment should be applied. The appropriate % adjustment should be made in accordance with the scale for contract size adjustment specified under section 6 of the RCG 2023 Guidance notes. The currency ERC rates are set at £4m (Four Million Pounds) @ 1st April 2021 (AVD) for the RCG 2023 Publication. | Costs exclude piling and external works. | Measure to GIA Height . | - | - | CCTV, Security fencing, standby generators, compressors , fire protection | - | - | Photo 1 - small ware house <250m2 - with unloading dock Photo 2 - warehouse about 300m2- sloping site location Photo 3 - large warehouse | - | 10630 |  | M2 | - | NA | NA | NA | 200.1046 | Option 1 | 248.0905 | 23.98% | 0 | 0 | -100% | -100% | 0 | -100% | Redirected | NA | VOA_GPN_GOV_UK\7246041 | 2019-08-30 | Low | - | - | Risk taken from previous CG | - | - | NA | SPONS A&B | NA | (BEAMS Note 2) The ERC for this item should be added to all other rateable items on the hereditament (except land). Therefore the total of the ERC of the other Building Items and the P&M ERC (where applicable) to enable the correct contract size adjustment to be made. ERC of Building Component + ERC of P&M = Total ERC to which contract size adjustment should be applied. The appropriate % adjustment should be made in accordance with the scale for contract size adjustment specified under section 6 of the RCG 2021 Guidance notes. The currency ERC rates are set at £4m (Four Million Pounds) @ 1st April 2019 (AVD) for the RCG 2021 Publication. | Photo 1 - small ware house <250m2 - with unloading dock Photo 2 - warehouse about 300m2- sloping site location Photo 3 - large warehouse | - | 2 | TRUE
6130 | 41U48I | 4718 | 41U48I | Warehouses | Medium - uninsulated | Sheet metal cladding | > 5000m² | Eaves ht - 5.0m | Warehouses - Medium - Un-insulated Building Construction: Foundations: Concrete pad and strip foundations with 250mm mesh reinforced concrete slab Frame: Light steel frame Upper Floors: None Roof: Single skin profiled protected metal, fixed to steel purlins with plastic headed screws, translucent sheet glazing: rainwater gutters, down pipes and drainage. External Walls: ; single skin profiled protected metal cladding, fixed to horizontal steel rails with plastic headed screws, translucent sheet glazing; access door goods/personnel. May have 100mm brickwork/blockwork to 1.0m Windows and Doors: Single glazed windows in metal frames. Steel doors set within metal frames. Internal Walls: Block walls to toilet. Internal Finishes: None- paint to toilet. Building Services: Electric light and power, water laid on, toilets, unheated. | Location Adjustment Applicable (See Guidance Notes) - ERC = UK mean of 1.00 | (BEAMS Note 2) The ERC for this item should be added to all other rateable items on the hereditament (except land). Therefore the total of the ERC of the other Building Items and the P&M ERC (where applicable) to enable the correct contract size adjustment to be made. ERC of Building Component + ERC of P&M = Total ERC to which contract size adjustment should be applied. The appropriate % adjustment should be made in accordance with the scale for contract size adjustment specified under section 6 of the RCG 2023 Guidance notes. The currency ERC rates are set at £4m (Four Million Pounds) @ 1st April 2021 (AVD) for the RCG 2023 Publication. | Costs exclude piling and external works. | Measure to GIA Height . | - | - | CCTV, Security fencing, standby generators, compressors , fire protection | - | - | Photo 1 - small ware house <250m2 - with unloading dock Photo 2 - warehouse about 300m2- sloping site location Photo 3 - large warehouse | - | 10630 |  | M2 | - | NA | NA | NA | 201.6439 | Option 1 | 249.9989 | 23.98% | 0 | 0 | -100% | -100% | 0 | -100% | Redirected | NA | VOA_GPN_GOV_UK\7246041 | 2019-08-30 | Low | - | - | Risk taken from previous CG | - | - | NA | SPONS A&B | NA | (BEAMS Note 2) The ERC for this item should be added to all other rateable items on the hereditament (except land). Therefore the total of the ERC of the other Building Items and the P&M ERC (where applicable) to enable the correct contract size adjustment to be made. ERC of Building Component + ERC of P&M = Total ERC to which contract size adjustment should be applied. The appropriate % adjustment should be made in accordance with the scale for contract size adjustment specified under section 6 of the RCG 2021 Guidance notes. The currency ERC rates are set at £4m (Four Million Pounds) @ 1st April 2019 (AVD) for the RCG 2021 Publication. | Photo 1 - small ware house <250m2 - with unloading dock Photo 2 - warehouse about 300m2- sloping site location Photo 3 - large warehouse | - | 2 | TRUE
6131 | 41U48K | 4719 | 41U48K | Warehouses | Medium - uninsulated | Sheet metal cladding | > 5000m² | Eaves ht - 5.5m | Warehouses - Medium - Un-insulated Building Construction: Foundations: Concrete pad and strip foundations with 250mm mesh reinforced concrete slab Frame: Light steel frame Upper Floors: None Roof: Single skin profiled protected metal, fixed to steel purlins with plastic headed screws, translucent sheet glazing: rainwater gutters, down pipes and drainage. External Walls: ; single skin profiled protected metal cladding, fixed to horizontal steel rails with plastic headed screws, translucent sheet glazing; access door goods/personnel. May have 100mm brickwork/blockwork to 1.0m Windows and Doors: Single glazed windows in metal frames. Steel doors set within metal frames. Internal Walls: Block walls to toilet. Internal Finishes: None- paint to toilet. Building Services: Electric light and power, water laid on, toilets, unheated. | Location Adjustment Applicable (See Guidance Notes) - ERC = UK mean of 1.00 | (BEAMS Note 2) The ERC for this item should be added to all other rateable items on the hereditament (except land). Therefore the total of the ERC of the other Building Items and the P&M ERC (where applicable) to enable the correct contract size adjustment to be made. ERC of Building Component + ERC of P&M = Total ERC to which contract size adjustment should be applied. The appropriate % adjustment should be made in accordance with the scale for contract size adjustment specified under section 6 of the RCG 2023 Guidance notes. The currency ERC rates are set at £4m (Four Million Pounds) @ 1st April 2021 (AVD) for the RCG 2023 Publication. | Costs exclude piling and external works. | Measure to GIA Height . | - | - | CCTV, Security fencing, standby generators, compressors , fire protection | - | - | Photo 1 - small ware house <250m2 - with unloading dock Photo 2 - warehouse about 300m2- sloping site location Photo 3 - large warehouse | - | 10630 |  | M2 | - | NA | NA | NA | 208.5706 | Option 1 | 258.5867 | 23.98% | 0 | 0 | -100% | -100% | 0 | -100% | Redirected | NA | VOA_GPN_GOV_UK\7246041 | 2019-08-30 | Low | - | - | Risk taken from previous CG | - | - | NA | SPONS A&B | NA | (BEAMS Note 2) The ERC for this item should be added to all other rateable items on the hereditament (except land). Therefore the total of the ERC of the other Building Items and the P&M ERC (where applicable) to enable the correct contract size adjustment to be made. ERC of Building Component + ERC of P&M = Total ERC to which contract size adjustment should be applied. The appropriate % adjustment should be made in accordance with the scale for contract size adjustment specified under section 6 of the RCG 2021 Guidance notes. The currency ERC rates are set at £4m (Four Million Pounds) @ 1st April 2019 (AVD) for the RCG 2021 Publication. | Photo 1 - small ware house <250m2 - with unloading dock Photo 2 - warehouse about 300m2- sloping site location Photo 3 - large warehouse | - | 2 | TRUE
6132 | 41U48M | 4720 | 41U48M | Warehouses | Medium - uninsulated | Sheet metal cladding | > 5000m² | Eaves ht - 6.0m | Warehouses - Medium - Un-insulated Building Construction: Foundations: Concrete pad and strip foundations with 250mm mesh reinforced concrete slab Frame: Light steel frame Upper Floors: None Roof: Single skin profiled protected metal, fixed to steel purlins with plastic headed screws, translucent sheet glazing: rainwater gutters, down pipes and drainage. External Walls: ; single skin profiled protected metal cladding, fixed to horizontal steel rails with plastic headed screws, translucent sheet glazing; access door goods/personnel. May have 100mm brickwork/blockwork to 1.0m Windows and Doors: Single glazed windows in metal frames. Steel doors set within metal frames. Internal Walls: Block walls to toilet. Internal Finishes: None- paint to toilet. Building Services: Electric light and power, water laid on, toilets, unheated. | Location Adjustment Applicable (See Guidance Notes) - ERC = UK mean of 1.00 | (BEAMS Note 2) The ERC for this item should be added to all other rateable items on the hereditament (except land). Therefore the total of the ERC of the other Building Items and the P&M ERC (where applicable) to enable the correct contract size adjustment to be made. ERC of Building Component + ERC of P&M = Total ERC to which contract size adjustment should be applied. The appropriate % adjustment should be made in accordance with the scale for contract size adjustment specified under section 6 of the RCG 2023 Guidance notes. The currency ERC rates are set at £4m (Four Million Pounds) @ 1st April 2021 (AVD) for the RCG 2023 Publication. | Costs exclude piling and external works. | Measure to GIA Height . | - | - | CCTV, Security fencing, standby generators, compressors , fire protection | - | - | Photo 1 - small ware house <250m2 - with unloading dock Photo 2 - warehouse about 300m2- sloping site location Photo 3 - large warehouse | - | 10630 |  | M2 | - | NA | NA | NA | 210.8795 | Option 1 | 261.4492 | 23.98% | 0 | 0 | -100% | -100% | 0 | -100% | Redirected | NA | VOA_GPN_GOV_UK\7246041 | 2019-08-30 | Low | - | - | Risk taken from previous CG | - | - | NA | SPONS A&B | NA | (BEAMS Note 2) The ERC for this item should be added to all other rateable items on the hereditament (except land). Therefore the total of the ERC of the other Building Items and the P&M ERC (where applicable) to enable the correct contract size adjustment to be made. ERC of Building Component + ERC of P&M = Total ERC to which contract size adjustment should be applied. The appropriate % adjustment should be made in accordance with the scale for contract size adjustment specified under section 6 of the RCG 2021 Guidance notes. The currency ERC rates are set at £4m (Four Million Pounds) @ 1st April 2019 (AVD) for the RCG 2021 Publication. | Photo 1 - small ware house <250m2 - with unloading dock Photo 2 - warehouse about 300m2- sloping site location Photo 3 - large warehouse | - | 2 | TRUE
6133 | 41U48P | 4721 | 41U48P | Warehouses | Medium - uninsulated | Sheet metal cladding | > 5000m² | Eaves ht - 6.5m | Warehouses - Medium - Un-insulated Building Construction: Foundations: Concrete pad and strip foundations with 250mm mesh reinforced concrete slab Frame: Light steel frame Upper Floors: None Roof: Single skin profiled protected metal, fixed to steel purlins with plastic headed screws, translucent sheet glazing: rainwater gutters, down pipes and drainage. External Walls: ; single skin profiled protected metal cladding, fixed to horizontal steel rails with plastic headed screws, translucent sheet glazing; access door goods/personnel. May have 100mm brickwork/blockwork to 1.0m Windows and Doors: Single glazed windows in metal frames. Steel doors set within metal frames. Internal Walls: Block walls to toilet. Internal Finishes: None- paint to toilet. Building Services: Electric light and power, water laid on, toilets, unheated. | Location Adjustment Applicable (See Guidance Notes) - ERC = UK mean of 1.00 | (BEAMS Note 2) The ERC for this item should be added to all other rateable items on the hereditament (except land). Therefore the total of the ERC of the other Building Items and the P&M ERC (where applicable) to enable the correct contract size adjustment to be made. ERC of Building Component + ERC of P&M = Total ERC to which contract size adjustment should be applied. The appropriate % adjustment should be made in accordance with the scale for contract size adjustment specified under section 6 of the RCG 2023 Guidance notes. The currency ERC rates are set at £4m (Four Million Pounds) @ 1st April 2021 (AVD) for the RCG 2023 Publication. | Costs exclude piling and external works. | Measure to GIA Height . | - | - | CCTV, Security fencing, standby generators, compressors , fire protection | - | - | Photo 1 - small ware house <250m2 - with unloading dock Photo 2 - warehouse about 300m2- sloping site location Photo 3 - large warehouse | - | 10630 |  | M2 | - | NA | NA | NA | 212.4187 | Option 1 | 263.3576 | 23.98% | 0 | 0 | -100% | -100% | 0 | -100% | Redirected | NA | VOA_GPN_GOV_UK\7246041 | 2019-08-30 | Low | - | - | Risk taken from previous CG | - | - | NA | SPONS A&B | NA | (BEAMS Note 2) The ERC for this item should be added to all other rateable items on the hereditament (except land). Therefore the total of the ERC of the other Building Items and the P&M ERC (where applicable) to enable the correct contract size adjustment to be made. ERC of Building Component + ERC of P&M = Total ERC to which contract size adjustment should be applied. The appropriate % adjustment should be made in accordance with the scale for contract size adjustment specified under section 6 of the RCG 2021 Guidance notes. The currency ERC rates are set at £4m (Four Million Pounds) @ 1st April 2019 (AVD) for the RCG 2021 Publication. | Photo 1 - small ware house <250m2 - with unloading dock Photo 2 - warehouse about 300m2- sloping site location Photo 3 - large warehouse | - | 2 | TRUE
6134 | 41U48R | 4885 | 41U48R | Warehouses | Medium - uninsulated | Sheet metal cladding | > 5000m² | Eaves ht - 7.0m | Warehouses - Medium - Un-insulated Building Construction: Foundations: Concrete pad and strip foundations with 250mm mesh reinforced concrete slab Frame: Light steel frame Upper Floors: None Roof: Single skin profiled protected metal, fixed to steel purlins with plastic headed screws, translucent sheet glazing: rainwater gutters, down pipes and drainage. External Walls: ; single skin profiled protected metal cladding, fixed to horizontal steel rails with plastic headed screws, translucent sheet glazing; access door goods/personnel. May have 100mm brickwork/blockwork to 1.0m Windows and Doors: Single glazed windows in metal frames. Steel doors set within metal frames. Internal Walls: Block walls to toilet. Internal Finishes: None- paint to toilet. Building Services: Electric light and power, water laid on, toilets, unheated. | Location Adjustment Applicable (See Guidance Notes) - ERC = UK mean of 1.00 | (BEAMS Note 2) The ERC for this item should be added to all other rateable items on the hereditament (except land). Therefore the total of the ERC of the other Building Items and the P&M ERC (where applicable) to enable the correct contract size adjustment to be made. ERC of Building Component + ERC of P&M = Total ERC to which contract size adjustment should be applied. The appropriate % adjustment should be made in accordance with the scale for contract size adjustment specified under section 6 of the RCG 2023 Guidance notes. The currency ERC rates are set at £4m (Four Million Pounds) @ 1st April 2021 (AVD) for the RCG 2023 Publication. | Costs exclude piling and external works. | Measure to GIA Height . | - | - | CCTV, Security fencing, standby generators, compressors , fire protection | - | - | Photo 1 - small ware house <250m2 - with unloading dock Photo 2 - warehouse about 300m2- sloping site location Photo 3 - large warehouse | - | 10630 |  | M2 | - | NA | NA | NA | 214.7276 | Option 1 | 266.2202 | 23.98% | 0 | 0 | -100% | -100% | 0 | -100% | Redirected | NA | VOA_GPN_GOV_UK\7246041 | 2019-08-30 | Low | - | - | Risk taken from previous CG | - | - | NA | SPONS A&B | NA | (BEAMS Note 2) The ERC for this item should be added to all other rateable items on the hereditament (except land). Therefore the total of the ERC of the other Building Items and the P&M ERC (where applicable) to enable the correct contract size adjustment to be made. ERC of Building Component + ERC of P&M = Total ERC to which contract size adjustment should be applied. The appropriate % adjustment should be made in accordance with the scale for contract size adjustment specified under section 6 of the RCG 2021 Guidance notes. The currency ERC rates are set at £4m (Four Million Pounds) @ 1st April 2019 (AVD) for the RCG 2021 Publication. | Photo 1 - small ware house <250m2 - with unloading dock Photo 2 - warehouse about 300m2- sloping site location Photo 3 - large warehouse | - | 2 | TRUE
6135 | 41U48T | 4722 | 41U48T | Warehouses | Medium - uninsulated | Sheet metal cladding | > 5000m² | Eaves ht - 7.5m | Warehouses - Medium - Un-insulated Building Construction: Foundations: Concrete pad and strip foundations with 250mm mesh reinforced concrete slab Frame: Light steel frame Upper Floors: None Roof: Single skin profiled protected metal, fixed to steel purlins with plastic headed screws, translucent sheet glazing: rainwater gutters, down pipes and drainage. External Walls: ; single skin profiled protected metal cladding, fixed to horizontal steel rails with plastic headed screws, translucent sheet glazing; access door goods/personnel. May have 100mm brickwork/blockwork to 1.0m Windows and Doors: Single glazed windows in metal frames. Steel doors set within metal frames. Internal Walls: Block walls to toilet. Internal Finishes: None- paint to toilet. Building Services: Electric light and power, water laid on, toilets, unheated. | Location Adjustment Applicable (See Guidance Notes) - ERC = UK mean of 1.00 | (BEAMS Note 2) The ERC for this item should be added to all other rateable items on the hereditament (except land). Therefore the total of the ERC of the other Building Items and the P&M ERC (where applicable) to enable the correct contract size adjustment to be made. ERC of Building Component + ERC of P&M = Total ERC to which contract size adjustment should be applied. The appropriate % adjustment should be made in accordance with the scale for contract size adjustment specified under section 6 of the RCG 2023 Guidance notes. The currency ERC rates are set at £4m (Four Million Pounds) @ 1st April 2021 (AVD) for the RCG 2023 Publication. | Costs exclude piling and external works. | Measure to GIA Height . | - | - | CCTV, Security fencing, standby generators, compressors , fire protection | - | - | Photo 1 - small ware house <250m2 - with unloading dock Photo 2 - warehouse about 300m2- sloping site location Photo 3 - large warehouse | - | 10630 |  | M2 | - | NA | NA | NA | 217.0365 | Option 1 | 269.0828 | 23.98% | 0 | 0 | -100% | -100% | 0 | -100% | Redirected | NA | VOA_GPN_GOV_UK\7246041 | 2019-08-30 | Low | - | - | Risk taken from previous CG | - | - | NA | SPONS A&B | NA | (BEAMS Note 2) The ERC for this item should be added to all other rateable items on the hereditament (except land). Therefore the total of the ERC of the other Building Items and the P&M ERC (where applicable) to enable the correct contract size adjustment to be made. ERC of Building Component + ERC of P&M = Total ERC to which contract size adjustment should be applied. The appropriate % adjustment should be made in accordance with the scale for contract size adjustment specified under section 6 of the RCG 2021 Guidance notes. The currency ERC rates are set at £4m (Four Million Pounds) @ 1st April 2019 (AVD) for the RCG 2021 Publication. | Photo 1 - small ware house <250m2 - with unloading dock Photo 2 - warehouse about 300m2- sloping site location Photo 3 - large warehouse | - | 2 | TRUE
6136 | 41U49A | 4723 | 41U49A | Warehouses | Medium - uninsulated | Sheet metal cladding | > 5000m² | Eaves ht - 8.0m | Warehouses - Medium - Un-insulated Building Construction: Foundations: Concrete pad and strip foundations with 250mm mesh reinforced concrete slab Frame: Light steel frame Upper Floors: None Roof: Single skin profiled protected metal, fixed to steel purlins with plastic headed screws, translucent sheet glazing: rainwater gutters, down pipes and drainage. External Walls: ; single skin profiled protected metal cladding, fixed to horizontal steel rails with plastic headed screws, translucent sheet glazing; access door goods/personnel. May have 100mm brickwork/blockwork to 1.0m Windows and Doors: Single glazed windows in metal frames. Steel doors set within metal frames. Internal Walls: Block walls to toilet. Internal Finishes: None- paint to toilet. Building Services: Electric light and power, water laid on, toilets, unheated. | Location Adjustment Applicable (See Guidance Notes) - ERC = UK mean of 1.00 | (BEAMS Note 2) The ERC for this item should be added to all other rateable items on the hereditament (except land). Therefore the total of the ERC of the other Building Items and the P&M ERC (where applicable) to enable the correct contract size adjustment to be made. ERC of Building Component + ERC of P&M = Total ERC to which contract size adjustment should be applied. The appropriate % adjustment should be made in accordance with the scale for contract size adjustment specified under section 6 of the RCG 2023 Guidance notes. The currency ERC rates are set at £4m (Four Million Pounds) @ 1st April 2021 (AVD) for the RCG 2023 Publication. | Costs exclude piling and external works. | Measure to GIA Height . | - | - | CCTV, Security fencing, standby generators, compressors , fire protection | - | - | Photo 1 - small ware house <250m2 - with unloading dock Photo 2 - warehouse about 300m2- sloping site location Photo 3 - large warehouse | - | 10630 |  | M2 | - | NA | NA | NA | 229.3507 | Option 1 | 284.3499 | 23.98% | 0 | 0 | -100% | -100% | 0 | -100% | Redirected | NA | VOA_GPN_GOV_UK\7246041 | 2019-08-30 | Low | - | - | Risk taken from previous CG | - | - | NA | SPONS A&B | NA | (BEAMS Note 2) The ERC for this item should be added to all other rateable items on the hereditament (except land). Therefore the total of the ERC of the other Building Items and the P&M ERC (where applicable) to enable the correct contract size adjustment to be made. ERC of Building Component + ERC of P&M = Total ERC to which contract size adjustment should be applied. The appropriate % adjustment should be made in accordance with the scale for contract size adjustment specified under section 6 of the RCG 2021 Guidance notes. The currency ERC rates are set at £4m (Four Million Pounds) @ 1st April 2019 (AVD) for the RCG 2021 Publication. | Photo 1 - small ware house <250m2 - with unloading dock Photo 2 - warehouse about 300m2- sloping site location Photo 3 - large warehouse | - | 2 | TRUE
6137 | 41U49C | 4725 | 41U49C | Warehouses | Medium - uninsulated | Sheet metal cladding | > 5000m² | Eaves ht - 8.5m | Warehouses - Medium - Un-insulated Building Construction: Foundations: Concrete pad and strip foundations with 250mm mesh reinforced concrete slab Frame: Light steel frame Upper Floors: None Roof: Single skin profiled protected metal, fixed to steel purlins with plastic headed screws, translucent sheet glazing: rainwater gutters, down pipes and drainage. External Walls: ; single skin profiled protected metal cladding, fixed to horizontal steel rails with plastic headed screws, translucent sheet glazing; access door goods/personnel. May have 100mm brickwork/blockwork to 1.0m Windows and Doors: Single glazed windows in metal frames. Steel doors set within metal frames. Internal Walls: Block walls to toilet. Internal Finishes: None- paint to toilet. Building Services: Electric light and power, water laid on, toilets, unheated. | Location Adjustment Applicable (See Guidance Notes) - ERC = UK mean of 1.00 | (BEAMS Note 2) The ERC for this item should be added to all other rateable items on the hereditament (except land). Therefore the total of the ERC of the other Building Items and the P&M ERC (where applicable) to enable the correct contract size adjustment to be made. ERC of Building Component + ERC of P&M = Total ERC to which contract size adjustment should be applied. The appropriate % adjustment should be made in accordance with the scale for contract size adjustment specified under section 6 of the RCG 2023 Guidance notes. The currency ERC rates are set at £4m (Four Million Pounds) @ 1st April 2021 (AVD) for the RCG 2023 Publication. | Costs exclude piling and external works. | Measure to GIA Height . | - | - | CCTV, Security fencing, standby generators, compressors , fire protection | - | - | Photo 1 - small ware house <250m2 - with unloading dock Photo 2 - warehouse about 300m2- sloping site location Photo 3 - large warehouse | - | 10630 |  | M2 | - | NA | NA | NA | 231.6596 | Option 1 | 287.2125 | 23.98% | 0 | 0 | -100% | -100% | 0 | -100% | Redirected | NA | VOA_GPN_GOV_UK\7246041 | 2019-08-30 | Low | - | - | Risk taken from previous CG | - | - | NA | SPONS A&B | NA | (BEAMS Note 2) The ERC for this item should be added to all other rateable items on the hereditament (except land). Therefore the total of the ERC of the other Building Items and the P&M ERC (where applicable) to enable the correct contract size adjustment to be made. ERC of Building Component + ERC of P&M = Total ERC to which contract size adjustment should be applied. The appropriate % adjustment should be made in accordance with the scale for contract size adjustment specified under section 6 of the RCG 2021 Guidance notes. The currency ERC rates are set at £4m (Four Million Pounds) @ 1st April 2019 (AVD) for the RCG 2021 Publication. | Photo 1 - small ware house <250m2 - with unloading dock Photo 2 - warehouse about 300m2- sloping site location Photo 3 - large warehouse | - | 2 | TRUE
6138 | 41U49E | 4726 | 41U49E | Warehouses | Medium - uninsulated | Sheet metal cladding | > 5000m² | Eaves ht - 9.0m | Warehouses - Medium - Un-insulated Building Construction: Foundations: Concrete pad and strip foundations with 250mm mesh reinforced concrete slab Frame: Light steel frame Upper Floors: None Roof: Single skin profiled protected metal, fixed to steel purlins with plastic headed screws, translucent sheet glazing: rainwater gutters, down pipes and drainage. External Walls: ; single skin profiled protected metal cladding, fixed to horizontal steel rails with plastic headed screws, translucent sheet glazing; access door goods/personnel. May have 100mm brickwork/blockwork to 1.0m Windows and Doors: Single glazed windows in metal frames. Steel doors set within metal frames. Internal Walls: Block walls to toilet. Internal Finishes: None- paint to toilet. Building Services: Electric light and power, water laid on, toilets, unheated. | Location Adjustment Applicable (See Guidance Notes) - ERC = UK mean of 1.00 | (BEAMS Note 2) The ERC for this item should be added to all other rateable items on the hereditament (except land). Therefore the total of the ERC of the other Building Items and the P&M ERC (where applicable) to enable the correct contract size adjustment to be made. ERC of Building Component + ERC of P&M = Total ERC to which contract size adjustment should be applied. The appropriate % adjustment should be made in accordance with the scale for contract size adjustment specified under section 6 of the RCG 2023 Guidance notes. The currency ERC rates are set at £4m (Four Million Pounds) @ 1st April 2021 (AVD) for the RCG 2023 Publication. | Costs exclude piling and external works. | Measure to GIA Height . | - | - | CCTV, Security fencing, standby generators, compressors , fire protection | - | - | Photo 1 - small ware house <250m2 - with unloading dock Photo 2 - warehouse about 300m2- sloping site location Photo 3 - large warehouse | - | 10630 |  | M2 | - | NA | NA | NA | 234.7381 | Option 1 | 291.0293 | 23.98% | 0 | 0 | -100% | -100% | 0 | -100% | Redirected | NA | VOA_GPN_GOV_UK\7246041 | 2019-08-30 | Low | - | - | Risk taken from previous CG | - | - | NA | SPONS A&B | NA | (BEAMS Note 2) The ERC for this item should be added to all other rateable items on the hereditament (except land). Therefore the total of the ERC of the other Building Items and the P&M ERC (where applicable) to enable the correct contract size adjustment to be made. ERC of Building Component + ERC of P&M = Total ERC to which contract size adjustment should be applied. The appropriate % adjustment should be made in accordance with the scale for contract size adjustment specified under section 6 of the RCG 2021 Guidance notes. The currency ERC rates are set at £4m (Four Million Pounds) @ 1st April 2019 (AVD) for the RCG 2021 Publication. | Photo 1 - small ware house <250m2 - with unloading dock Photo 2 - warehouse about 300m2- sloping site location Photo 3 - large warehouse | - | 2 | TRUE
6139 | 41U49G | 4727 | 41U49G | Warehouses | Medium - uninsulated | Sheet metal cladding | > 5000m² | Eaves ht - 9.5m | Warehouses - Medium - Un-insulated Building Construction: Foundations: Concrete pad and strip foundations with 250mm mesh reinforced concrete slab Frame: Light steel frame Upper Floors: None Roof: Single skin profiled protected metal, fixed to steel purlins with plastic headed screws, translucent sheet glazing: rainwater gutters, down pipes and drainage. External Walls: ; single skin profiled protected metal cladding, fixed to horizontal steel rails with plastic headed screws, translucent sheet glazing; access door goods/personnel. May have 100mm brickwork/blockwork to 1.0m Windows and Doors: Single glazed windows in metal frames. Steel doors set within metal frames. Internal Walls: Block walls to toilet. Internal Finishes: None- paint to toilet. Building Services: Electric light and power, water laid on, toilets, unheated. | Location Adjustment Applicable (See Guidance Notes) - ERC = UK mean of 1.00 | (BEAMS Note 2) The ERC for this item should be added to all other rateable items on the hereditament (except land). Therefore the total of the ERC of the other Building Items and the P&M ERC (where applicable) to enable the correct contract size adjustment to be made. ERC of Building Component + ERC of P&M = Total ERC to which contract size adjustment should be applied. The appropriate % adjustment should be made in accordance with the scale for contract size adjustment specified under section 6 of the RCG 2023 Guidance notes. The currency ERC rates are set at £4m (Four Million Pounds) @ 1st April 2021 (AVD) for the RCG 2023 Publication. | Costs exclude piling and external works. | Measure to GIA Height . | - | - | CCTV, Security fencing, standby generators, compressors , fire protection | - | - | Photo 1 - small ware house <250m2 - with unloading dock Photo 2 - warehouse about 300m2- sloping site location Photo 3 - large warehouse | - | 10630 |  | M2 | - | NA | NA | NA | 237.047 | Option 1 | 293.8918 | 23.98% | 0 | 0 | -100% | -100% | 0 | -100% | Redirected | NA | VOA_GPN_GOV_UK\7246041 | 2019-08-30 | Low | - | - | Risk taken from previous CG | - | - | NA | SPONS A&B | NA | (BEAMS Note 2) The ERC for this item should be added to all other rateable items on the hereditament (except land). Therefore the total of the ERC of the other Building Items and the P&M ERC (where applicable) to enable the correct contract size adjustment to be made. ERC of Building Component + ERC of P&M = Total ERC to which contract size adjustment should be applied. The appropriate % adjustment should be made in accordance with the scale for contract size adjustment specified under section 6 of the RCG 2021 Guidance notes. The currency ERC rates are set at £4m (Four Million Pounds) @ 1st April 2019 (AVD) for the RCG 2021 Publication. | Photo 1 - small ware house <250m2 - with unloading dock Photo 2 - warehouse about 300m2- sloping site location Photo 3 - large warehouse | - | 2 | TRUE
6140 | 41U49K | 4728 | 41U49K | Warehouses | Medium - uninsulated | Sheet metal cladding | > 5000m² | Eaves ht - 10.0m | Warehouses - Medium - Un-insulated Building Construction: Foundations: Concrete pad and strip foundations with 250mm mesh reinforced concrete slab Frame: Light steel frame Upper Floors: None Roof: Single skin profiled protected metal, fixed to steel purlins with plastic headed screws, translucent sheet glazing: rainwater gutters, down pipes and drainage. External Walls: ; single skin profiled protected metal cladding, fixed to horizontal steel rails with plastic headed screws, translucent sheet glazing; access door goods/personnel. May have 100mm brickwork/blockwork to 1.0m Windows and Doors: Single glazed windows in metal frames. Steel doors set within metal frames. Internal Walls: Block walls to toilet. Internal Finishes: None- paint to toilet. Building Services: Electric light and power, water laid on, toilets, unheated. | Location Adjustment Applicable (See Guidance Notes) - ERC = UK mean of 1.00 | (BEAMS Note 2) The ERC for this item should be added to all other rateable items on the hereditament (except land). Therefore the total of the ERC of the other Building Items and the P&M ERC (where applicable) to enable the correct contract size adjustment to be made. ERC of Building Component + ERC of P&M = Total ERC to which contract size adjustment should be applied. The appropriate % adjustment should be made in accordance with the scale for contract size adjustment specified under section 6 of the RCG 2023 Guidance notes. The currency ERC rates are set at £4m (Four Million Pounds) @ 1st April 2021 (AVD) for the RCG 2023 Publication. | Costs exclude piling and external works. | Measure to GIA Height . | - | - | CCTV, Security fencing, standby generators, compressors , fire protection | - | - | Photo 1 - small ware house <250m2 - with unloading dock Photo 2 - warehouse about 300m2- sloping site location Photo 3 - large warehouse | - | 10630 |  | M2 | - | NA | NA | NA | 239.3559 | Option 1 | 296.7544 | 23.98% | 0 | 0 | -100% | -100% | 0 | -100% | Redirected | NA | VOA_GPN_GOV_UK\7246041 | 2019-08-30 | Low | - | - | Risk taken from previous CG | - | - | NA | SPONS A&B | NA | (BEAMS Note 2) The ERC for this item should be added to all other rateable items on the hereditament (except land). Therefore the total of the ERC of the other Building Items and the P&M ERC (where applicable) to enable the correct contract size adjustment to be made. ERC of Building Component + ERC of P&M = Total ERC to which contract size adjustment should be applied. The appropriate % adjustment should be made in accordance with the scale for contract size adjustment specified under section 6 of the RCG 2021 Guidance notes. The currency ERC rates are set at £4m (Four Million Pounds) @ 1st April 2019 (AVD) for the RCG 2021 Publication. | Photo 1 - small ware house <250m2 - with unloading dock Photo 2 - warehouse about 300m2- sloping site location Photo 3 - large warehouse | - | 2 | TRUE
6141 | 41U49P | 4729 | 41U49P | Warehouses | Medium - uninsulated | Sheet metal cladding | > 5000m² | Eaves ht - 11.0m | Warehouses - Medium - Un-insulated Building Construction: Foundations: Concrete pad and strip foundations with 250mm mesh reinforced concrete slab Frame: Light steel frame Upper Floors: None Roof: Single skin profiled protected metal, fixed to steel purlins with plastic headed screws, translucent sheet glazing: rainwater gutters, down pipes and drainage. External Walls: ; single skin profiled protected metal cladding, fixed to horizontal steel rails with plastic headed screws, translucent sheet glazing; access door goods/personnel. May have 100mm brickwork/blockwork to 1.0m Windows and Doors: Single glazed windows in metal frames. Steel doors set within metal frames. Internal Walls: Block walls to toilet. Internal Finishes: None- paint to toilet. Building Services: Electric light and power, water laid on, toilets, unheated. | Location Adjustment Applicable (See Guidance Notes) - ERC = UK mean of 1.00 | (BEAMS Note 2) The ERC for this item should be added to all other rateable items on the hereditament (except land). Therefore the total of the ERC of the other Building Items and the P&M ERC (where applicable) to enable the correct contract size adjustment to be made. ERC of Building Component + ERC of P&M = Total ERC to which contract size adjustment should be applied. The appropriate % adjustment should be made in accordance with the scale for contract size adjustment specified under section 6 of the RCG 2023 Guidance notes. The currency ERC rates are set at £4m (Four Million Pounds) @ 1st April 2021 (AVD) for the RCG 2023 Publication. | Costs exclude piling and external works. | Measure to GIA Height . | - | - | CCTV, Security fencing, standby generators, compressors , fire protection | - | - | Photo 1 - small ware house <250m2 - with unloading dock Photo 2 - warehouse about 300m2- sloping site location Photo 3 - large warehouse | - | 10630 |  | M2 | - | NA | NA | NA | 244.7433 | Option 1 | 303.4338 | 23.98% | 0 | 0 | -100% | -100% | 0 | -100% | Redirected | NA | VOA_GPN_GOV_UK\7246041 | 2019-08-30 | Low | - | - | Risk taken from previous CG | - | - | NA | SPONS A&B | NA | (BEAMS Note 2) The ERC for this item should be added to all other rateable items on the hereditament (except land). Therefore the total of the ERC of the other Building Items and the P&M ERC (where applicable) to enable the correct contract size adjustment to be made. ERC of Building Component + ERC of P&M = Total ERC to which contract size adjustment should be applied. The appropriate % adjustment should be made in accordance with the scale for contract size adjustment specified under section 6 of the RCG 2021 Guidance notes. The currency ERC rates are set at £4m (Four Million Pounds) @ 1st April 2019 (AVD) for the RCG 2021 Publication. | Photo 1 - small ware house <250m2 - with unloading dock Photo 2 - warehouse about 300m2- sloping site location Photo 3 - large warehouse | - | 2 | TRUE
6142 | 41U49T | 4730 | 41U49T | Warehouses | Medium - uninsulated | Sheet metal cladding | > 5000m² | Eaves ht - 12.0m | Warehouses - Medium - Un-insulated Building Construction: Foundations: Concrete pad and strip foundations with 250mm mesh reinforced concrete slab Frame: Light steel frame Upper Floors: None Roof: Single skin profiled protected metal, fixed to steel purlins with plastic headed screws, translucent sheet glazing: rainwater gutters, down pipes and drainage. External Walls: ; single skin profiled protected metal cladding, fixed to horizontal steel rails with plastic headed screws, translucent sheet glazing; access door goods/personnel. May have 100mm brickwork/blockwork to 1.0m Windows and Doors: Single glazed windows in metal frames. Steel doors set within metal frames. Internal Walls: Block walls to toilet. Internal Finishes: None- paint to toilet. Building Services: Electric light and power, water laid on, toilets, unheated. | Location Adjustment Applicable (See Guidance Notes) - ERC = UK mean of 1.00 | (BEAMS Note 2) The ERC for this item should be added to all other rateable items on the hereditament (except land). Therefore the total of the ERC of the other Building Items and the P&M ERC (where applicable) to enable the correct contract size adjustment to be made. ERC of Building Component + ERC of P&M = Total ERC to which contract size adjustment should be applied. The appropriate % adjustment should be made in accordance with the scale for contract size adjustment specified under section 6 of the RCG 2023 Guidance notes. The currency ERC rates are set at £4m (Four Million Pounds) @ 1st April 2021 (AVD) for the RCG 2023 Publication. | Costs exclude piling and external works. | Measure to GIA Height . | - | - | CCTV, Security fencing, standby generators, compressors , fire protection | - | - | Photo 1 - small ware house <250m2 - with unloading dock Photo 2 - warehouse about 300m2- sloping site location Photo 3 - large warehouse | - | 10630 |  | M2 | - | NA | NA | NA | 246.2826 | Option 1 | 305.3422 | 23.98% | 0 | 0 | -100% | -100% | 0 | -100% | Redirected | NA | VOA_GPN_GOV_UK\7246041 | 2019-08-30 | Low | - | - | Risk taken from previous CG | - | - | NA | SPONS A&B | NA | (BEAMS Note 2) The ERC for this item should be added to all other rateable items on the hereditament (except land). Therefore the total of the ERC of the other Building Items and the P&M ERC (where applicable) to enable the correct contract size adjustment to be made. ERC of Building Component + ERC of P&M = Total ERC to which contract size adjustment should be applied. The appropriate % adjustment should be made in accordance with the scale for contract size adjustment specified under section 6 of the RCG 2021 Guidance notes. The currency ERC rates are set at £4m (Four Million Pounds) @ 1st April 2019 (AVD) for the RCG 2021 Publication. | Photo 1 - small ware house <250m2 - with unloading dock Photo 2 - warehouse about 300m2- sloping site location Photo 3 - large warehouse | - | 2 | TRUE
6143 | 42W01C | 9900 | 42W01C | Waste Storage Bunker | RF Concrete Bunker (above ground) | Bunker Structure only | >1000m3 volume | - | Commonly found in the reception halls of Energy from Waste Plants. Purpose of the Bunker is to provide waste storage capacity above ground and usually accessed via a ramp or raised tipping platform. The bunker is constructed in a single pour, walls 0.5m thick and housed within main structure of the waste facility to minimise the escape of odours. Overhead grab cranes used to mix and break up the incoming waste, to ensure homogeneity of feed to the combustion chambers. Volume of the bunker is >1000m3 | Location Adjustment Applicable (See Guidance Notes) - ERC = UK mean of 1.00 | (BEAMS Note 2) The ERC for this item should be added to all other rateable items on the hereditament (except land). Therefore the total of the ERC of the other Building Items and the P&M ERC (where applicable) to enable the correct contract size adjustment to be made. ERC of Building Component + ERC of P&M = Total ERC to which contract size adjustment should be applied. The appropriate % adjustment should be made in accordance with the scale for contract size adjustment specified under section 6 of the RCG 2023 Guidance notes. The currency ERC rates are set at £4m (Four Million Pounds) @ 1st April 2021 (AVD) for the RCG 2023 Publication. | Bunker Construction only included | Internal volume costs adjusted for wall thickness. | - | - | - | - | - | Above Ground Waste Storage Bunker | - | N/A |  | M3 | >1000m3 | NA | NA | NA | #N/A | Option 2 | ERROR | 0% | 152.8471 | 115.5164 | 0% | 0% | 115.5164 | 0% | Indexed | NA | VOA_GPN_GOV_UK\7246041 | 2019-08-30 | Low | Blue | High | Risk taken from previous CG | - | - | NA | SPONS A&B | NA | (BEAMS Note 2) The ERC for this item should be added to all other rateable items on the hereditament (except land). Therefore the total of the ERC of the other Building Items and the P&M ERC (where applicable) to enable the correct contract size adjustment to be made. ERC of Building Component + ERC of P&M = Total ERC to which contract size adjustment should be applied. The appropriate % adjustment should be made in accordance with the scale for contract size adjustment specified under section 6 of the RCG 2021 Guidance notes. The currency ERC rates are set at £4m (Four Million Pounds) @ 1st April 2019 (AVD) for the RCG 2021 Publication. | Above Ground Waste Storage Bunker | - | 2 | TRUE
6144 | 42W01D | 9901 | 42W01D | Waste Storage Bunker | RF Concrete Bunker (above tipping floor) | Bunker Structure only | >1000m3 volume | - | Commonly found in the reception halls of Energy from Waste Plants. Purpose of the Bunker is to provide waste storage capacity below the tipping floor. Waste vehicles reverse on floor or platform and discharge waste into a chute that feeds into the bunker. The bunker is constructed in a single pour, walls 0.5m thick and housed within main structure of the waste facility to minimise the escape of odours. Overhead grab cranes used to mix and break up the incoming waste, to ensure homogeneity of feed to the combustion chambers. Volume of the bunker is >1000m3 | Location Adjustment Applicable (See Guidance Notes) - ERC = UK mean of 1.00 | (BEAMS Note 2) The ERC for this item should be added to all other rateable items on the hereditament (except land). Therefore the total of the ERC of the other Building Items and the P&M ERC (where applicable) to enable the correct contract size adjustment to be made. ERC of Building Component + ERC of P&M = Total ERC to which contract size adjustment should be applied. The appropriate % adjustment should be made in accordance with the scale for contract size adjustment specified under section 6 of the RCG 2023 Guidance notes. The currency ERC rates are set at £4m (Four Million Pounds) @ 1st April 2021 (AVD) for the RCG 2023 Publication. | Bunker Construction only included | Internal volume costs adjusted for wall thickness. | - | - | - | - | - | Above Ground Waste Storage Bunker above tipper floor. | - | N/A |  | M3 | >1000m3 | NA | NA | NA | #N/A | Option 2 | ERROR | 0% | 95.3858 | 72.0892 | 0% | 0% | 72.0892 | 0% | Indexed | NA | VOA_GPN_GOV_UK\7246041 | 2019-08-30 | Low | Blue | High | Risk taken from previous CG | - | - | NA | SPONS A&B | NA | (BEAMS Note 2) The ERC for this item should be added to all other rateable items on the hereditament (except land). Therefore the total of the ERC of the other Building Items and the P&M ERC (where applicable) to enable the correct contract size adjustment to be made. ERC of Building Component + ERC of P&M = Total ERC to which contract size adjustment should be applied. The appropriate % adjustment should be made in accordance with the scale for contract size adjustment specified under section 6 of the RCG 2021 Guidance notes. The currency ERC rates are set at £4m (Four Million Pounds) @ 1st April 2019 (AVD) for the RCG 2021 Publication. | Above Ground Waste Storage Bunker above tipper floor. | - | 2 | TRUE
6145 | 42W01B | 9899 | 42W01B | Waste Storage Bunker | RF Concrete Bunker (below ground) | Bunker Structure only | >1000m3 volume | - | Commonly found in the reception halls of Energy from Waste Plants.. Purpose of the bunker is to provide waste storage capacity below ground and below the tipping floor. The bunker is constructed in a single pour, walls 0.5m thick. Housed within main structure of the waste facility to minimise the escape of odours. Overhead grab cranes used to mix and break up the incoming waste, to ensure homogeneity of feed to the combustion chambers. Volume of the bunker is >1000m3 | Location Adjustment Applicable (See Guidance Notes) - ERC = UK mean of 1.00 | (BEAMS Note 2) The ERC for this item should be added to all other rateable items on the hereditament (except land). Therefore the total of the ERC of the other Building Items and the P&M ERC (where applicable) to enable the correct contract size adjustment to be made. ERC of Building Component + ERC of P&M = Total ERC to which contract size adjustment should be applied. The appropriate % adjustment should be made in accordance with the scale for contract size adjustment specified under section 6 of the RCG 2023 Guidance notes. The currency ERC rates are set at £4m (Four Million Pounds) @ 1st April 2021 (AVD) for the RCG 2023 Publication. | Bunker Construction only included | Internal volume costs adjusted for wall thickness. | - | - | - | - | - | Below Ground Waste Storage Bunker | - | N/A |  | M3 | >1000m3 | NA | NA | NA | #N/A | Option 2 | ERROR | 0% | 190.7716 | 144.1784 | 0% | 0% | 144.1784 | 0% | Indexed | NA | VOA_GPN_GOV_UK\7246041 | 2019-08-30 | Low | Blue | High | Risk taken from previous CG | - | - | NA | SPONS A&B | NA | (BEAMS Note 2) The ERC for this item should be added to all other rateable items on the hereditament (except land). Therefore the total of the ERC of the other Building Items and the P&M ERC (where applicable) to enable the correct contract size adjustment to be made. ERC of Building Component + ERC of P&M = Total ERC to which contract size adjustment should be applied. The appropriate % adjustment should be made in accordance with the scale for contract size adjustment specified under section 6 of the RCG 2021 Guidance notes. The currency ERC rates are set at £4m (Four Million Pounds) @ 1st April 2019 (AVD) for the RCG 2021 Publication. | Below Ground Waste Storage Bunker | - | 2 | TRUE
6146 | 42W01E | 9902 | 42W01E | Waste Storage Bunker | RF Concrete Bunker (Separator walls) | Bunker Structure only | 0.5m thick walls | - | Commonly found in the waste reception halls of Energy From Waste Plants where the tipping floor discharges waste into chute fed or below floor bunkers. The separator walls are normally constructed in a single pour and 0.5m thick. | Location Adjustment Applicable (See Guidance Notes) - ERC = UK mean of 1.00 | (BEAMS Note 2) The ERC for this item should be added to all other rateable items on the hereditament (except land). Therefore the total of the ERC of the other Building Items and the P&M ERC (where applicable) to enable the correct contract size adjustment to be made. ERC of Building Component + ERC of P&M = Total ERC to which contract size adjustment should be applied. The appropriate % adjustment should be made in accordance with the scale for contract size adjustment specified under section 6 of the RCG 2023 Guidance notes. The currency ERC rates are set at £4m (Four Million Pounds) @ 1st April 2021 (AVD) for the RCG 2023 Publication. | Concrete Wall construction only. | Volume of concrete wall | - | - | - | - | Walls can vary up to 900mm in thickness. Cost here is for 500mm thick wall | Separator walls | - | N/A |  | M3 | - | NA | NA | NA | #N/A | Option 2 | ERROR | 0% | 388.4386 | 293.568 | 0% | 0% | 293.568 | 0% | Indexed | NA | VOA_GPN_GOV_UK\7246041 | 2019-08-30 | Low | Blue | High | Risk taken from previous CG | - | - | NA | SPONS A&B | NA | (BEAMS Note 2) The ERC for this item should be added to all other rateable items on the hereditament (except land). Therefore the total of the ERC of the other Building Items and the P&M ERC (where applicable) to enable the correct contract size adjustment to be made. ERC of Building Component + ERC of P&M = Total ERC to which contract size adjustment should be applied. The appropriate % adjustment should be made in accordance with the scale for contract size adjustment specified under section 6 of the RCG 2021 Guidance notes. The currency ERC rates are set at £4m (Four Million Pounds) @ 1st April 2019 (AVD) for the RCG 2021 Publication. | Separator walls | - | 2 | TRUE
6147 | 42W01A | 9672 | 42W01A | Waste Transfer Station | Industrial Unit with Offices | Single storey | - | - | Construction comprises RC Foundations and ground slab; Steel frame; Steel Stairs; Aluminium Clad Pitched Roof; Metal Cladding or concrete block walls. Double Glazed uPVC Windows; Steel doors and roller shutters doors to tipping floor. Office Block RC partitions; Flush doors; Painted and tiled walls; vinyl or carpet flooring; suspended ceilings; Sanitary ware. LTHW to offices; extract fans; power/lights; fire alarm; lift. Cost is for the Building only excludes external works and drainage. | Location Adjustment Applicable (See Guidance Notes) - ERC = UK mean of 1.00 | (BEAMS Note 2) The ERC for this item should be added to all other rateable items on the hereditament (except land). Therefore the total of the ERC of the other Building Items and the P&M ERC (where applicable) to enable the correct contract size adjustment to be made. ERC of Building Component + ERC of P&M = Total ERC to which contract size adjustment should be applied. The appropriate % adjustment should be made in accordance with the scale for contract size adjustment specified under section 6 of the RCG 2023 Guidance notes. The currency ERC rates are set at £4m (Four Million Pounds) @ 1st April 2021 (AVD) for the RCG 2023 Publication. | Building only excludes external works and drainage. | GIA | - | - | - | - | - | - | - | N/A |  | M2 | m2 | NA | NA | NA | #N/A | Option 1 | ERROR | 0% | 1058.5189 | 790.8729 | 0% | 0% | 790.8729 | 0% | Indexed | NA | VOA_GPN_GOV_UK\7246041 | 2019-08-30 | Medium | Amber | Medium | Risk taken from previous CG | - | - | NA | BCIS | NA | (BEAMS Note 2) The ERC for this item should be added to all other rateable items on the hereditament (except land). Therefore the total of the ERC of the other Building Items and the P&M ERC (where applicable) to enable the correct contract size adjustment to be made. ERC of Building Component + ERC of P&M = Total ERC to which contract size adjustment should be applied. The appropriate % adjustment should be made in accordance with the scale for contract size adjustment specified under section 6 of the RCG 2021 Guidance notes. The currency ERC rates are set at £4m (Four Million Pounds) @ 1st April 2019 (AVD) for the RCG 2021 Publication. | - | - | 2 | TRUE
6148 | 3000Q1 | 6998 | 3000Q1 | Weighbridges | Electric load cells | Concrete base | With raised ends or shallow pit | - | Cost is for housing or settings Electric weighbridges and weigh beams operate by load cells resting on over site concrete. Weighbridges are generally 3 metres wide and 12 to 15 metres long: a 450mm depth is required below the weighbridge to house the load cells. This may be achieved by a shallow pit or, more usually, by the use of access ramps and a flat concrete approach at each end to a raised plate level Weighing capacity is usually 20,30,40 or 50 tonnes. | Location Adjustment Applicable (See Guidance Notes) - ERC = UK mean of 1.00 | (BEAMS Note 2) The ERC for this item should be added to all other rateable items on the hereditament (except land). Therefore the total of the ERC of the other Building Items and the P&M ERC (where applicable) to enable the correct contract size adjustment to be made. ERC of Building Component + ERC of P&M = Total ERC to which contract size adjustment should be applied. The appropriate % adjustment should be made in accordance with the scale for contract size adjustment specified under section 6 of the RCG 2023 Guidance notes. The currency ERC rates are set at £4m (Four Million Pounds) @ 1st April 2021 (AVD) for the RCG 2023 Publication. | - | Overall size of pit or individual cell support blocks Weighbridge plates are generally 3 m wide and between 12 - 15 m long. These are not rateable it is the supports, settings and founds to them that are Class 4. | Supports, settings and founds together with access ramps. | Weighbridge plates | Ramped access - concrete , steel or tarmac. Control cabins or kiosks. | - | - | Photo 1 - Typical weighbridge plate over pit. | - | 10700 |  | Each | one | NA | NA | NA | 2893.9192 | Option 2 | 3587.8929 | 23.98% | 9452.6078 | 7143.9435 | 146.9% | 99.11% | 7143.9435 | 146.9% | Indexed | NA | VOA_GPN_GOV_UK\7246041 | 2019-08-30 | Medium | Amber | Medium | Risk taken from previous CG | - | - | NA | SPONS A&B | NA | (BEAMS Note 2) The ERC for this item should be added to all other rateable items on the hereditament (except land). Therefore the total of the ERC of the other Building Items and the P&M ERC (where applicable) to enable the correct contract size adjustment to be made. ERC of Building Component + ERC of P&M = Total ERC to which contract size adjustment should be applied. The appropriate % adjustment should be made in accordance with the scale for contract size adjustment specified under section 6 of the RCG 2021 Guidance notes. The currency ERC rates are set at £4m (Four Million Pounds) @ 1st April 2019 (AVD) for the RCG 2021 Publication. | Photo 1 - Typical weighbridge plate over pit. | - | 2 | TRUE
6149 | 3000Q7 | 7002 | 3000Q7 | Weighbridges | Mechanical within pit | Railway | <= 1.2m depth | 20 tonnes | Cost is for the pit that houses the mechanical weighing equipment on which a metal plate and rail track sits. Pits normally have a depth of up to 1.2 and the length and width of the plate will depend on the size of the rolling stock. The pit is required below the weighbridge to house the mechanical load cells. Weighing capacity is usually up to 20 tonnes. | Location Adjustment Applicable (See Guidance Notes) - ERC = UK mean of 1.00 | (BEAMS Note 2) The ERC for this item should be added to all other rateable items on the hereditament (except land). Therefore the total of the ERC of the other Building Items and the P&M ERC (where applicable) to enable the correct contract size adjustment to be made. ERC of Building Component + ERC of P&M = Total ERC to which contract size adjustment should be applied. The appropriate % adjustment should be made in accordance with the scale for contract size adjustment specified under section 6 of the RCG 2023 Guidance notes. The currency ERC rates are set at £4m (Four Million Pounds) @ 1st April 2021 (AVD) for the RCG 2023 Publication. | - | Overall size of pit. | - | Weighbridge plates | Control cabins or kiosks. | - | - | Photo 1 - Typical weighbridge plate over pit. | - | 10700 |  | Each | - | NA | NA | NA | 3450.4421 | Option 2 | 4277.8723 | 23.98% | 7193.0455 | 5436.247 | 57.55% | 27.08% | 5436.247 | 57.55% | Indexed | NA | VOA_GPN_GOV_UK\7246041 | 2019-08-30 | Medium | Amber | Medium | Risk taken from previous CG | - | - | NA | SPONS A&B | NA | (BEAMS Note 2) The ERC for this item should be added to all other rateable items on the hereditament (except land). Therefore the total of the ERC of the other Building Items and the P&M ERC (where applicable) to enable the correct contract size adjustment to be made. ERC of Building Component + ERC of P&M = Total ERC to which contract size adjustment should be applied. The appropriate % adjustment should be made in accordance with the scale for contract size adjustment specified under section 6 of the RCG 2021 Guidance notes. The currency ERC rates are set at £4m (Four Million Pounds) @ 1st April 2019 (AVD) for the RCG 2021 Publication. | Photo 1 - Typical weighbridge plate over pit. | - | 2 | TRUE
6150 | 3000Q8 | 7006 | 3000Q8 | Weighbridges | Mechanical within pit | Railway | 1.2m to 1.5m depth | 50 tonnes | Cost is for the pit that houses the mechanical weighing equipment on which a metal plate and rail track sits. Pits normally have a depth between 1.2 and 1.5 metres and the length and width of the plate will depend on the size of the rolling stock. The pit is required below the weighbridge to house the mechanical load cells. Weighing capacity is usually up to 50 tonnes. | Location Adjustment Applicable (See Guidance Notes) - ERC = UK mean of 1.00 | (BEAMS Note 2) The ERC for this item should be added to all other rateable items on the hereditament (except land). Therefore the total of the ERC of the other Building Items and the P&M ERC (where applicable) to enable the correct contract size adjustment to be made. ERC of Building Component + ERC of P&M = Total ERC to which contract size adjustment should be applied. The appropriate % adjustment should be made in accordance with the scale for contract size adjustment specified under section 6 of the RCG 2023 Guidance notes. The currency ERC rates are set at £4m (Four Million Pounds) @ 1st April 2021 (AVD) for the RCG 2023 Publication. | - | Overall size of pit. | - | Weighbridge plates | Control cabins or kiosks. | - | - | Photo 1 Typical weighbridge plate over pit. | - | 10700 |  | Each | - | NA | NA | NA | 0 | Option 2 | 0 | 0% | 8340.1751 | 6303.2066 | 0% | 0% | 6303.2066 | 0% | Indexed | NA | VOA_GPN_GOV_UK\7246041 | 2019-08-30 | Medium | Amber | Medium | Risk taken from previous CG | - | - | NA | SPONS A&B | NA | (BEAMS Note 2) The ERC for this item should be added to all other rateable items on the hereditament (except land). Therefore the total of the ERC of the other Building Items and the P&M ERC (where applicable) to enable the correct contract size adjustment to be made. ERC of Building Component + ERC of P&M = Total ERC to which contract size adjustment should be applied. The appropriate % adjustment should be made in accordance with the scale for contract size adjustment specified under section 6 of the RCG 2021 Guidance notes. The currency ERC rates are set at £4m (Four Million Pounds) @ 1st April 2019 (AVD) for the RCG 2021 Publication. | Photo 1 Typical weighbridge plate over pit. | - | 2 | TRUE
6151 | 3000Q5 | 7000 | 3000Q5 | Weighbridges | Mechanical within pit | Road | 400m pit depth | 20 tonnes | Cost is for the pit that houses the mechanical weighing equipment on which a metal plate, flush with the road surface sits. Weighbridges are generally 3 metres wide and 12 to 15 metres long: a 450mm depth is required below the weighbridge to house the mechanical load cells. Weighing capacity is usually up to tonnes. | Location Adjustment Applicable (See Guidance Notes) - ERC = UK mean of 1.00 | (BEAMS Note 2) The ERC for this item should be added to all other rateable items on the hereditament (except land). Therefore the total of the ERC of the other Building Items and the P&M ERC (where applicable) to enable the correct contract size adjustment to be made. ERC of Building Component + ERC of P&M = Total ERC to which contract size adjustment should be applied. The appropriate % adjustment should be made in accordance with the scale for contract size adjustment specified under section 6 of the RCG 2023 Guidance notes. The currency ERC rates are set at £4m (Four Million Pounds) @ 1st April 2021 (AVD) for the RCG 2023 Publication. | Care must be exercised to ensure that the mechanical pit costs do not exceed those for the equivalent load cell setup. | Overall size of pit. | - | Weighbridge plates | Control cabins or kiosks. | - | - | Photo 1 - Typical weighbridge plate over pit. | - | 10700 |  | Each | - | NA | NA | NA | 16695.6877 | Option 2 | 20699.3822 | 23.98% | 5769.9407 | 4360.7152 | -73.88% | -78.93% | 4360.7152 | -73.88% | Indexed | NA | VOA_GPN_GOV_UK\7246041 | 2019-08-30 | Medium | Amber | Medium | Risk taken from previous CG | - | - | NA | SPONS A&B | NA | (BEAMS Note 2) The ERC for this item should be added to all other rateable items on the hereditament (except land). Therefore the total of the ERC of the other Building Items and the P&M ERC (where applicable) to enable the correct contract size adjustment to be made. ERC of Building Component + ERC of P&M = Total ERC to which contract size adjustment should be applied. The appropriate % adjustment should be made in accordance with the scale for contract size adjustment specified under section 6 of the RCG 2021 Guidance notes. The currency ERC rates are set at £4m (Four Million Pounds) @ 1st April 2019 (AVD) for the RCG 2021 Publication. | Photo 1 - Typical weighbridge plate over pit. | - | 2 | TRUE
6152 | 3000Q6 | 7001 | 3000Q6 | Weighbridges | Mechanical within pit | Road | 400m pit depth | 50 tonnes | Cost is for the pit that houses the mechanical weighing equipment on which a metal plate, flush with the road surface sits. Weighbridges are generally 3 metres wide and 12 to 15 metres long: a 450mm depth is required below the weighbridge to house the mechanical load cells. Weighing capacity is usually up to 50 tonnes. | Location Adjustment Applicable (See Guidance Notes) - ERC = UK mean of 1.00 | (BEAMS Note 2) The ERC for this item should be added to all other rateable items on the hereditament (except land). Therefore the total of the ERC of the other Building Items and the P&M ERC (where applicable) to enable the correct contract size adjustment to be made. ERC of Building Component + ERC of P&M = Total ERC to which contract size adjustment should be applied. The appropriate % adjustment should be made in accordance with the scale for contract size adjustment specified under section 6 of the RCG 2023 Guidance notes. The currency ERC rates are set at £4m (Four Million Pounds) @ 1st April 2021 (AVD) for the RCG 2023 Publication. | Care must be exercised to ensure that the mechanical pit costs do not exceed those for the equivalent load cell setup. | Overall size of pit. | - | Weighbridge plates | Control cabins or kiosks. | - | - | Photo 1 - Typical weighbridge plate over pit. | - | 10700 |  | Each | - | NA | NA | NA | 18365.2565 | Option 2 | 22769.3204 | 23.98% | 10123.0245 | 7650.6206 | -58.34% | -66.4% | 7650.6206 | -58.34% | Indexed | NA | VOA_GPN_GOV_UK\7246041 | 2019-08-30 | Medium | Amber | Medium | Risk taken from previous CG | - | - | NA | SPONS A&B | NA | (BEAMS Note 2) The ERC for this item should be added to all other rateable items on the hereditament (except land). Therefore the total of the ERC of the other Building Items and the P&M ERC (where applicable) to enable the correct contract size adjustment to be made. ERC of Building Component + ERC of P&M = Total ERC to which contract size adjustment should be applied. The appropriate % adjustment should be made in accordance with the scale for contract size adjustment specified under section 6 of the RCG 2021 Guidance notes. The currency ERC rates are set at £4m (Four Million Pounds) @ 1st April 2019 (AVD) for the RCG 2021 Publication. | Photo 1 - Typical weighbridge plate over pit. | - | 2 | TRUE
6153 | 3000Q2 | 6999 | 3000Q2 | Weighbridges | Weigh beams | Pit for each individual beam | With concrete or tarmac between individual pits. | - | Weigh beams are generally 3 metres wide and 750mm long; a 275mm deep box is set in the concrete or tarmac paving to house the beams. Cost is for housing or settings Instead of having a large plate a series of Weigh beams are normally installed. A 275mm deep box is set in the concrete or tarmac paving to house the beams over a length of 15 m there may be 4 or 5 of these beams. Within the pits is set the electrical cells on which a steel plate sits. The lorry parks an axle over the steel plate and the weight of the vehicle is measured. Not every axle has to be over a plate at one time. The cost of a single box / pit is given but additions are required for the concrete / tarmac area between 9 this is often re-enforced ) | Location Adjustment Applicable (See Guidance Notes) - ERC = UK mean of 1.00 | (BEAMS Note 2) The ERC for this item should be added to all other rateable items on the hereditament (except land). Therefore the total of the ERC of the other Building Items and the P&M ERC (where applicable) to enable the correct contract size adjustment to be made. ERC of Building Component + ERC of P&M = Total ERC to which contract size adjustment should be applied. The appropriate % adjustment should be made in accordance with the scale for contract size adjustment specified under section 6 of the RCG 2023 Guidance notes. The currency ERC rates are set at £4m (Four Million Pounds) @ 1st April 2021 (AVD) for the RCG 2023 Publication. | For cost of concrete between pits see Item Code 300065. | Overall size of pit or individual cell support blocks | - | - | Ramped access - concrete , steel or tarmac. Control cabins or kiosks. | - | - | Photo 1 - Above ground unit with sloped access ramp. Photo 2 - ground level weigh beam Photo 3 - Typical site installation- ramped roadway | - | 10700 |  | Each | - | NA | NA | NA | 389.566 | Option 2 | 482.9856 | 23.98% | 598.5229 | 452.3423 | 16.11% | -6.345% | 452.3423 | 16.11% | Indexed | NA | VOA_GPN_GOV_UK\7246041 | 2019-08-30 | Medium | Amber | Medium | Risk taken from previous CG | - | - | NA | SPONS A&B | NA | (BEAMS Note 2) The ERC for this item should be added to all other rateable items on the hereditament (except land). Therefore the total of the ERC of the other Building Items and the P&M ERC (where applicable) to enable the correct contract size adjustment to be made. ERC of Building Component + ERC of P&M = Total ERC to which contract size adjustment should be applied. The appropriate % adjustment should be made in accordance with the scale for contract size adjustment specified under section 6 of the RCG 2021 Guidance notes. The currency ERC rates are set at £4m (Four Million Pounds) @ 1st April 2019 (AVD) for the RCG 2021 Publication. | Photo 1 - Above ground unit with sloped access ramp. Photo 2 - ground level weigh beam Photo 3 - Typical site installation- ramped roadway | - | 2 | TRUE
| 63M1F1 |  | 63M1F1 | GRP Cabinet | no base (by Surface Area) | 0 - 2.25m2 | - | - | - | Location Adjustment Applicable (See Guidance Notes) - ERC = UK mean of 1.00 | (BEAMS Note 2) The ERC for this item should be added to all other rateable items on the hereditament (except land). Therefore the total of the ERC of the other Building Items and the P&M ERC (where applicable) to enable the correct contract size adjustment to be made. ERC of Building Component + ERC of P&M = Total ERC to which contract size adjustment should be applied. The appropriate % adjustment should be made in accordance with the scale for contract size adjustment specified under section 6 of the RCG 2023 Guidance notes. The currency ERC rates are set at £4m (Four Million Pounds) @ 1st April 2021 (AVD) for the RCG 2023 Publication. | - | - | - | - | - | - | - | - | - | - | 42U50E, 42U50G, 42U50J, 42U50L, 42U50A, 42U50C, 42U50N | m2 | per m2 | 3 - INDUSTRIAL | David Grace | Jim Allen | #N/A | Option 2 | ERROR | 0% | 888.913 | 699.1071 | 0% | 0% | 699.1071 | 0% | VP3 ERC | NA | VOA_GPN_GOV_UK\7246041 | 2022-02-25 | Low | - | - | New Item - previously existed outside RCG | - | - | NA | BCIS | NA | (BEAMS Note 2) The ERC for this item should be added to all other rateable items on the hereditament (except land). Therefore the total of the ERC of the other Building Items and the P&M ERC (where applicable) to enable the correct contract size adjustment to be made. ERC of Building Component + ERC of P&M = Total ERC to which contract size adjustment should be applied. The appropriate % adjustment should be made in accordance with the scale for contract size adjustment specified under section 6 of the RCG 2021 Guidance notes. The currency ERC rates are set at £4m (Four Million Pounds) @ 1st April 2019 (AVD) for the RCG 2021 Publication. | - | - | 2 | FALSE
| 63M1F1A |  | 63M1F1A | GRP Cabinet | no base (by Surface Area) | 2.25 - 4.4m2 | - | - | - | Location Adjustment Applicable (See Guidance Notes) - ERC = UK mean of 1.00 | (BEAMS Note 2) The ERC for this item should be added to all other rateable items on the hereditament (except land). Therefore the total of the ERC of the other Building Items and the P&M ERC (where applicable) to enable the correct contract size adjustment to be made. ERC of Building Component + ERC of P&M = Total ERC to which contract size adjustment should be applied. The appropriate % adjustment should be made in accordance with the scale for contract size adjustment specified under section 6 of the RCG 2023 Guidance notes. The currency ERC rates are set at £4m (Four Million Pounds) @ 1st April 2021 (AVD) for the RCG 2023 Publication. | - | - | - | - | - | - | - | - | - | - |  | m2 | per m2 | 3 - INDUSTRIAL | David Grace | Jim Allen | #N/A | Option 2 | ERROR | 0% | 571.1522 | 449.1964 | 0% | 0% | 449.1964 | 0% | VP3 ERC | NA | VOA_GPN_GOV_UK\7246041 | 2019-08-30 | Low | - | - | New Item - previously existed outside RCG | - | - | NA | BCIS | NA | (BEAMS Note 2) The ERC for this item should be added to all other rateable items on the hereditament (except land). Therefore the total of the ERC of the other Building Items and the P&M ERC (where applicable) to enable the correct contract size adjustment to be made. ERC of Building Component + ERC of P&M = Total ERC to which contract size adjustment should be applied. The appropriate % adjustment should be made in accordance with the scale for contract size adjustment specified under section 6 of the RCG 2021 Guidance notes. The currency ERC rates are set at £4m (Four Million Pounds) @ 1st April 2019 (AVD) for the RCG 2021 Publication. | - | - | 2 | TRUE
| 63M1F1B |  | 63M1F1B | GRP Cabinet | no base (by Surface Area) | 4.4 - 5m2 | - | - | - | Location Adjustment Applicable (See Guidance Notes) - ERC = UK mean of 1.00 | (BEAMS Note 2) The ERC for this item should be added to all other rateable items on the hereditament (except land). Therefore the total of the ERC of the other Building Items and the P&M ERC (where applicable) to enable the correct contract size adjustment to be made. ERC of Building Component + ERC of P&M = Total ERC to which contract size adjustment should be applied. The appropriate % adjustment should be made in accordance with the scale for contract size adjustment specified under section 6 of the RCG 2023 Guidance notes. The currency ERC rates are set at £4m (Four Million Pounds) @ 1st April 2021 (AVD) for the RCG 2023 Publication. | - | - | - | - | - | - | - | - | - | - |  | m2 | per m2 | 3 - INDUSTRIAL | David Grace | Jim Allen | #N/A | Option 2 | ERROR | 0% | 438.3261 | 344.7321 | 0% | 0% | 344.7321 | 0% | VP3 ERC | NA | VOA_GPN_GOV_UK\7246041 | 2019-08-30 | Low | - | - | New Item - previously existed outside RCG | - | - | NA | BCIS | NA | (BEAMS Note 2) The ERC for this item should be added to all other rateable items on the hereditament (except land). Therefore the total of the ERC of the other Building Items and the P&M ERC (where applicable) to enable the correct contract size adjustment to be made. ERC of Building Component + ERC of P&M = Total ERC to which contract size adjustment should be applied. The appropriate % adjustment should be made in accordance with the scale for contract size adjustment specified under section 6 of the RCG 2021 Guidance notes. The currency ERC rates are set at £4m (Four Million Pounds) @ 1st April 2019 (AVD) for the RCG 2021 Publication. | - | - | 2 | TRUE
| 63M1F1C |  | 63M1F1C | GRP Cabinet | no base (by Surface Area) | 5 - 5.5m2 | - | - | - | Location Adjustment Applicable (See Guidance Notes) - ERC = UK mean of 1.00 | (BEAMS Note 2) The ERC for this item should be added to all other rateable items on the hereditament (except land). Therefore the total of the ERC of the other Building Items and the P&M ERC (where applicable) to enable the correct contract size adjustment to be made. ERC of Building Component + ERC of P&M = Total ERC to which contract size adjustment should be applied. The appropriate % adjustment should be made in accordance with the scale for contract size adjustment specified under section 6 of the RCG 2023 Guidance notes. The currency ERC rates are set at £4m (Four Million Pounds) @ 1st April 2021 (AVD) for the RCG 2023 Publication. | - | - | - | - | - | - | - | - | - | - |  | m2 | per m2 | 3 - INDUSTRIAL | David Grace | Jim Allen | #N/A | Option 2 | ERROR | 0% | 393.3696 | 309.375 | 0% | 0% | 309.375 | 0% | VP3 ERC | NA | VOA_GPN_GOV_UK\7246041 | 2019-08-30 | Low | - | - | New Item - previously existed outside RCG | - | - | NA | BCIS | NA | (BEAMS Note 2) The ERC for this item should be added to all other rateable items on the hereditament (except land). Therefore the total of the ERC of the other Building Items and the P&M ERC (where applicable) to enable the correct contract size adjustment to be made. ERC of Building Component + ERC of P&M = Total ERC to which contract size adjustment should be applied. The appropriate % adjustment should be made in accordance with the scale for contract size adjustment specified under section 6 of the RCG 2021 Guidance notes. The currency ERC rates are set at £4m (Four Million Pounds) @ 1st April 2019 (AVD) for the RCG 2021 Publication. | - | - | 2 | TRUE
| 63M1F1D |  | 63M1F1D | GRP Cabinet | no base (by Surface Area) | 5.5 - 7m2 | - | - | - | Location Adjustment Applicable (See Guidance Notes) - ERC = UK mean of 1.00 | (BEAMS Note 2) The ERC for this item should be added to all other rateable items on the hereditament (except land). Therefore the total of the ERC of the other Building Items and the P&M ERC (where applicable) to enable the correct contract size adjustment to be made. ERC of Building Component + ERC of P&M = Total ERC to which contract size adjustment should be applied. The appropriate % adjustment should be made in accordance with the scale for contract size adjustment specified under section 6 of the RCG 2023 Guidance notes. The currency ERC rates are set at £4m (Four Million Pounds) @ 1st April 2021 (AVD) for the RCG 2023 Publication. | - | - | - | - | - | - | - | - | - | - |  | m2 | per m2 | 3 - INDUSTRIAL | David Grace | Jim Allen | #N/A | Option 2 | ERROR | 0% | 361.6957 | 284.4643 | 0% | 0% | 284.4643 | 0% | VP3 ERC | NA | VOA_GPN_GOV_UK\7246041 | 2019-08-30 | Low | - | - | New Item - previously existed outside RCG | - | - | NA | BCIS | NA | (BEAMS Note 2) The ERC for this item should be added to all other rateable items on the hereditament (except land). Therefore the total of the ERC of the other Building Items and the P&M ERC (where applicable) to enable the correct contract size adjustment to be made. ERC of Building Component + ERC of P&M = Total ERC to which contract size adjustment should be applied. The appropriate % adjustment should be made in accordance with the scale for contract size adjustment specified under section 6 of the RCG 2021 Guidance notes. The currency ERC rates are set at £4m (Four Million Pounds) @ 1st April 2019 (AVD) for the RCG 2021 Publication. | - | - | 2 | TRUE
| 63M1F1E |  | 63M1F1E | GRP Cabinet | no base (by Surface Area) | 7 - 9m2 | - | - | - | Location Adjustment Applicable (See Guidance Notes) - ERC = UK mean of 1.00 | (BEAMS Note 2) The ERC for this item should be added to all other rateable items on the hereditament (except land). Therefore the total of the ERC of the other Building Items and the P&M ERC (where applicable) to enable the correct contract size adjustment to be made. ERC of Building Component + ERC of P&M = Total ERC to which contract size adjustment should be applied. The appropriate % adjustment should be made in accordance with the scale for contract size adjustment specified under section 6 of the RCG 2023 Guidance notes. The currency ERC rates are set at £4m (Four Million Pounds) @ 1st April 2021 (AVD) for the RCG 2023 Publication. | - | - | - | - | - | - | - | - | - | - |  | m2 | per m2 | 3 - INDUSTRIAL | David Grace | Jim Allen | #N/A | Option 2 | ERROR | 0% | 305.5 | 240.2679 | 0% | 0% | 240.2679 | 0% | VP3 ERC | NA | VOA_GPN_GOV_UK\7246041 | 2019-08-30 | Low | - | - | New Item - previously existed outside RCG | - | - | NA | BCIS | NA | (BEAMS Note 2) The ERC for this item should be added to all other rateable items on the hereditament (except land). Therefore the total of the ERC of the other Building Items and the P&M ERC (where applicable) to enable the correct contract size adjustment to be made. ERC of Building Component + ERC of P&M = Total ERC to which contract size adjustment should be applied. The appropriate % adjustment should be made in accordance with the scale for contract size adjustment specified under section 6 of the RCG 2021 Guidance notes. The currency ERC rates are set at £4m (Four Million Pounds) @ 1st April 2019 (AVD) for the RCG 2021 Publication. | - | - | 2 | TRUE
| 63M1F1F |  | 63M1F1F | GRP Cabinet | no base (by Surface Area) | 9 - 12.5m2 | - | - | - | Location Adjustment Applicable (See Guidance Notes) - ERC = UK mean of 1.00 | (BEAMS Note 2) The ERC for this item should be added to all other rateable items on the hereditament (except land). Therefore the total of the ERC of the other Building Items and the P&M ERC (where applicable) to enable the correct contract size adjustment to be made. ERC of Building Component + ERC of P&M = Total ERC to which contract size adjustment should be applied. The appropriate % adjustment should be made in accordance with the scale for contract size adjustment specified under section 6 of the RCG 2023 Guidance notes. The currency ERC rates are set at £4m (Four Million Pounds) @ 1st April 2021 (AVD) for the RCG 2023 Publication. | - | - | - | - | - | - | - | - | - | - |  | m2 | per m2 | 3 - INDUSTRIAL | David Grace | Jim Allen | #N/A | Option 2 | ERROR | 0% | 239.087 | 188.0357 | 0% | 0% | 188.0357 | 0% | VP3 ERC | NA | VOA_GPN_GOV_UK\7246041 | 2019-08-30 | Low | - | - | New Item - previously existed outside RCG | - | - | NA | BCIS | NA | (BEAMS Note 2) The ERC for this item should be added to all other rateable items on the hereditament (except land). Therefore the total of the ERC of the other Building Items and the P&M ERC (where applicable) to enable the correct contract size adjustment to be made. ERC of Building Component + ERC of P&M = Total ERC to which contract size adjustment should be applied. The appropriate % adjustment should be made in accordance with the scale for contract size adjustment specified under section 6 of the RCG 2021 Guidance notes. The currency ERC rates are set at £4m (Four Million Pounds) @ 1st April 2019 (AVD) for the RCG 2021 Publication. | - | - | 2 | TRUE
| 63M1F1G |  | 63M1F1G | GRP Cabinet | no base (by Surface Area) | 12.5 - 14m2 | - | - | - | Location Adjustment Applicable (See Guidance Notes) - ERC = UK mean of 1.00 | (BEAMS Note 2) The ERC for this item should be added to all other rateable items on the hereditament (except land). Therefore the total of the ERC of the other Building Items and the P&M ERC (where applicable) to enable the correct contract size adjustment to be made. ERC of Building Component + ERC of P&M = Total ERC to which contract size adjustment should be applied. The appropriate % adjustment should be made in accordance with the scale for contract size adjustment specified under section 6 of the RCG 2023 Guidance notes. The currency ERC rates are set at £4m (Four Million Pounds) @ 1st April 2021 (AVD) for the RCG 2023 Publication. | - | - | - | - | - | - | - | - | - | - |  | m2 | per m2 | 3 - INDUSTRIAL | David Grace | Jim Allen | #N/A | Option 2 | ERROR | 0% | 199.2391 | 156.6964 | 0% | 0% | 156.6964 | 0% | VP3 ERC | NA | VOA_GPN_GOV_UK\7246041 | 2019-08-30 | Low | - | - | New Item - previously existed outside RCG | - | - | NA | BCIS | NA | (BEAMS Note 2) The ERC for this item should be added to all other rateable items on the hereditament (except land). Therefore the total of the ERC of the other Building Items and the P&M ERC (where applicable) to enable the correct contract size adjustment to be made. ERC of Building Component + ERC of P&M = Total ERC to which contract size adjustment should be applied. The appropriate % adjustment should be made in accordance with the scale for contract size adjustment specified under section 6 of the RCG 2021 Guidance notes. The currency ERC rates are set at £4m (Four Million Pounds) @ 1st April 2019 (AVD) for the RCG 2021 Publication. | - | - | 2 | TRUE
| 63M1F1H |  | 63M1F1H | GRP Cabinet | no base (by Surface Area) | 14 - 25m2 | - | - | - | Location Adjustment Applicable (See Guidance Notes) - ERC = UK mean of 1.00 | (BEAMS Note 2) The ERC for this item should be added to all other rateable items on the hereditament (except land). Therefore the total of the ERC of the other Building Items and the P&M ERC (where applicable) to enable the correct contract size adjustment to be made. ERC of Building Component + ERC of P&M = Total ERC to which contract size adjustment should be applied. The appropriate % adjustment should be made in accordance with the scale for contract size adjustment specified under section 6 of the RCG 2023 Guidance notes. The currency ERC rates are set at £4m (Four Million Pounds) @ 1st April 2021 (AVD) for the RCG 2023 Publication. | - | - | - | - | - | - | - | - | - | - |  | m2 | per m2 | 3 - INDUSTRIAL | David Grace | Jim Allen | #N/A | Option 2 | ERROR | 0% | 196.1739 | 154.2857 | 0% | 0% | 154.2857 | 0% | VP3 ERC | NA | VOA_GPN_GOV_UK\7246041 | 2019-08-30 | Low | - | - | New Item - previously existed outside RCG | - | - | NA | BCIS | NA | (BEAMS Note 2) The ERC for this item should be added to all other rateable items on the hereditament (except land). Therefore the total of the ERC of the other Building Items and the P&M ERC (where applicable) to enable the correct contract size adjustment to be made. ERC of Building Component + ERC of P&M = Total ERC to which contract size adjustment should be applied. The appropriate % adjustment should be made in accordance with the scale for contract size adjustment specified under section 6 of the RCG 2021 Guidance notes. The currency ERC rates are set at £4m (Four Million Pounds) @ 1st April 2019 (AVD) for the RCG 2021 Publication. | - | - | 2 | TRUE
| 63M1F1J |  | 63M1F1J | GRP Cabinet | including Foundation (By Surface Area) | 25 - 30m2 | - | - | - | Location Adjustment Applicable (See Guidance Notes) - ERC = UK mean of 1.00 | (BEAMS Note 2) The ERC for this item should be added to all other rateable items on the hereditament (except land). Therefore the total of the ERC of the other Building Items and the P&M ERC (where applicable) to enable the correct contract size adjustment to be made. ERC of Building Component + ERC of P&M = Total ERC to which contract size adjustment should be applied. The appropriate % adjustment should be made in accordance with the scale for contract size adjustment specified under section 6 of the RCG 2023 Guidance notes. The currency ERC rates are set at £4m (Four Million Pounds) @ 1st April 2021 (AVD) for the RCG 2023 Publication. | - | - | - | - | - | - | - | - | - | - |  | m2 | per m2 | 3 - INDUSTRIAL | David Grace | Jim Allen | #N/A | Option 2 | ERROR | 0% | 164.5 | 129.375 | 0% | 0% | 129.375 | 0% | VP3 ERC | NA | VOA_GPN_GOV_UK\7246041 | 2019-08-30 | Low | - | - | New Item - previously existed outside RCG | - | - | NA | BCIS | NA | (BEAMS Note 2) The ERC for this item should be added to all other rateable items on the hereditament (except land). Therefore the total of the ERC of the other Building Items and the P&M ERC (where applicable) to enable the correct contract size adjustment to be made. ERC of Building Component + ERC of P&M = Total ERC to which contract size adjustment should be applied. The appropriate % adjustment should be made in accordance with the scale for contract size adjustment specified under section 6 of the RCG 2021 Guidance notes. The currency ERC rates are set at £4m (Four Million Pounds) @ 1st April 2019 (AVD) for the RCG 2021 Publication. | - | - | 2 | TRUE
| 63M1F1K |  | 63M1F1K | GRP Cabinet | including Foundation (By Surface Area) | 30 - 40m2 | - | - | - | Location Adjustment Applicable (See Guidance Notes) - ERC = UK mean of 1.00 | (BEAMS Note 2) The ERC for this item should be added to all other rateable items on the hereditament (except land). Therefore the total of the ERC of the other Building Items and the P&M ERC (where applicable) to enable the correct contract size adjustment to be made. ERC of Building Component + ERC of P&M = Total ERC to which contract size adjustment should be applied. The appropriate % adjustment should be made in accordance with the scale for contract size adjustment specified under section 6 of the RCG 2023 Guidance notes. The currency ERC rates are set at £4m (Four Million Pounds) @ 1st April 2021 (AVD) for the RCG 2023 Publication. | - | - | - | - | - | - | - | - | - | - |  | m2 | per m2 | 3 - INDUSTRIAL | David Grace | Jim Allen | #N/A | Option 2 | ERROR | 0% | 152.2391 | 119.7321 | 0% | 0% | 119.7321 | 0% | VP3 ERC | NA | VOA_GPN_GOV_UK\7246041 | 2019-08-30 | Low | - | - | New Item - previously existed outside RCG | - | - | NA | BCIS | NA | (BEAMS Note 2) The ERC for this item should be added to all other rateable items on the hereditament (except land). Therefore the total of the ERC of the other Building Items and the P&M ERC (where applicable) to enable the correct contract size adjustment to be made. ERC of Building Component + ERC of P&M = Total ERC to which contract size adjustment should be applied. The appropriate % adjustment should be made in accordance with the scale for contract size adjustment specified under section 6 of the RCG 2021 Guidance notes. The currency ERC rates are set at £4m (Four Million Pounds) @ 1st April 2019 (AVD) for the RCG 2021 Publication. | - | - | 2 | TRUE
| 63M1F1L |  | 63M1F1L | GRP Cabinet | including Foundation (By Surface Area) | 40 - 45m2 | - | - | - | Location Adjustment Applicable (See Guidance Notes) - ERC = UK mean of 1.00 | (BEAMS Note 2) The ERC for this item should be added to all other rateable items on the hereditament (except land). Therefore the total of the ERC of the other Building Items and the P&M ERC (where applicable) to enable the correct contract size adjustment to be made. ERC of Building Component + ERC of P&M = Total ERC to which contract size adjustment should be applied. The appropriate % adjustment should be made in accordance with the scale for contract size adjustment specified under section 6 of the RCG 2023 Guidance notes. The currency ERC rates are set at £4m (Four Million Pounds) @ 1st April 2021 (AVD) for the RCG 2023 Publication. | - | - | - | - | - | - | - | - | - | - |  | m2 | per m2 | 3 - INDUSTRIAL | David Grace | Jim Allen | #N/A | Option 2 | ERROR | 0% | 138.9565 | 109.2857 | 0% | 0% | 109.2857 | 0% | VP3 ERC | NA | VOA_GPN_GOV_UK\7246041 | 2019-08-30 | Low | - | - | New Item - previously existed outside RCG | - | - | NA | BCIS | NA | (BEAMS Note 2) The ERC for this item should be added to all other rateable items on the hereditament (except land). Therefore the total of the ERC of the other Building Items and the P&M ERC (where applicable) to enable the correct contract size adjustment to be made. ERC of Building Component + ERC of P&M = Total ERC to which contract size adjustment should be applied. The appropriate % adjustment should be made in accordance with the scale for contract size adjustment specified under section 6 of the RCG 2021 Guidance notes. The currency ERC rates are set at £4m (Four Million Pounds) @ 1st April 2019 (AVD) for the RCG 2021 Publication. | - | - | 2 | TRUE
| 63M1F1M |  | 63M1F1M | GRP Cabinet | including Foundation (By Surface Area) | 45 - 57m2 | - | - | - | Location Adjustment Applicable (See Guidance Notes) - ERC = UK mean of 1.00 | (BEAMS Note 2) The ERC for this item should be added to all other rateable items on the hereditament (except land). Therefore the total of the ERC of the other Building Items and the P&M ERC (where applicable) to enable the correct contract size adjustment to be made. ERC of Building Component + ERC of P&M = Total ERC to which contract size adjustment should be applied. The appropriate % adjustment should be made in accordance with the scale for contract size adjustment specified under section 6 of the RCG 2023 Guidance notes. The currency ERC rates are set at £4m (Four Million Pounds) @ 1st April 2021 (AVD) for the RCG 2023 Publication. | - | - | - | - | - | - | - | - | - | - |  | m2 | per m2 | 3 - INDUSTRIAL | David Grace | Jim Allen | #N/A | Option 2 | ERROR | 0% | 132.8261 | 104.4643 | 0% | 0% | 104.4643 | 0% | VP3 ERC | NA | VOA_GPN_GOV_UK\7246041 | 2019-08-30 | Low | - | - | New Item - previously existed outside RCG | - | - | NA | BCIS | NA | (BEAMS Note 2) The ERC for this item should be added to all other rateable items on the hereditament (except land). Therefore the total of the ERC of the other Building Items and the P&M ERC (where applicable) to enable the correct contract size adjustment to be made. ERC of Building Component + ERC of P&M = Total ERC to which contract size adjustment should be applied. The appropriate % adjustment should be made in accordance with the scale for contract size adjustment specified under section 6 of the RCG 2021 Guidance notes. The currency ERC rates are set at £4m (Four Million Pounds) @ 1st April 2019 (AVD) for the RCG 2021 Publication. | - | - | 2 | TRUE
| 63M1F1N |  | 63M1F1N | GRP Cabinet | including Foundation (By Surface Area) | 57 - 65m2 | - | - | - | Location Adjustment Applicable (See Guidance Notes) - ERC = UK mean of 1.00 | (BEAMS Note 2) The ERC for this item should be added to all other rateable items on the hereditament (except land). Therefore the total of the ERC of the other Building Items and the P&M ERC (where applicable) to enable the correct contract size adjustment to be made. ERC of Building Component + ERC of P&M = Total ERC to which contract size adjustment should be applied. The appropriate % adjustment should be made in accordance with the scale for contract size adjustment specified under section 6 of the RCG 2023 Guidance notes. The currency ERC rates are set at £4m (Four Million Pounds) @ 1st April 2021 (AVD) for the RCG 2023 Publication. | - | - | - | - | - | - | - | - | - | - |  | m2 | per m2 | 3 - INDUSTRIAL | David Grace | Jim Allen | #N/A | Option 2 | ERROR | 0% | 131.8043 | 103.6607 | 0% | 0% | 103.6607 | 0% | VP3 ERC | NA | VOA_GPN_GOV_UK\7246041 | 2019-08-30 | Low | - | - | New Item - previously existed outside RCG | - | - | NA | BCIS | NA | (BEAMS Note 2) The ERC for this item should be added to all other rateable items on the hereditament (except land). Therefore the total of the ERC of the other Building Items and the P&M ERC (where applicable) to enable the correct contract size adjustment to be made. ERC of Building Component + ERC of P&M = Total ERC to which contract size adjustment should be applied. The appropriate % adjustment should be made in accordance with the scale for contract size adjustment specified under section 6 of the RCG 2021 Guidance notes. The currency ERC rates are set at £4m (Four Million Pounds) @ 1st April 2019 (AVD) for the RCG 2021 Publication. | - | - | 2 | TRUE
| 63M1F1P |  | 63M1F1P | GRP Cabinet | including Foundation (By Surface Area) | 65 - 77m2 | - | - | - | Location Adjustment Applicable (See Guidance Notes) - ERC = UK mean of 1.00 | (BEAMS Note 2) The ERC for this item should be added to all other rateable items on the hereditament (except land). Therefore the total of the ERC of the other Building Items and the P&M ERC (where applicable) to enable the correct contract size adjustment to be made. ERC of Building Component + ERC of P&M = Total ERC to which contract size adjustment should be applied. The appropriate % adjustment should be made in accordance with the scale for contract size adjustment specified under section 6 of the RCG 2023 Guidance notes. The currency ERC rates are set at £4m (Four Million Pounds) @ 1st April 2021 (AVD) for the RCG 2023 Publication. | - | - | - | - | - | - | - | - | - | - |  | m2 | per m2 | 3 - INDUSTRIAL | David Grace | Jim Allen | #N/A | Option 2 | ERROR | 0% | 126.6957 | 99.6429 | 0% | 0% | 99.6429 | 0% | VP3 ERC | NA | VOA_GPN_GOV_UK\7246041 | 2019-08-30 | Low | - | - | New Item - previously existed outside RCG | - | - | NA | BCIS | NA | (BEAMS Note 2) The ERC for this item should be added to all other rateable items on the hereditament (except land). Therefore the total of the ERC of the other Building Items and the P&M ERC (where applicable) to enable the correct contract size adjustment to be made. ERC of Building Component + ERC of P&M = Total ERC to which contract size adjustment should be applied. The appropriate % adjustment should be made in accordance with the scale for contract size adjustment specified under section 6 of the RCG 2021 Guidance notes. The currency ERC rates are set at £4m (Four Million Pounds) @ 1st April 2019 (AVD) for the RCG 2021 Publication. | - | - | 2 | TRUE
| 63M1F1Q |  | 63M1F1Q | GRP Cabinet | including Foundation (By Surface Area) | 77 - 80m2 | - | - | - | Location Adjustment Applicable (See Guidance Notes) - ERC = UK mean of 1.00 | (BEAMS Note 2) The ERC for this item should be added to all other rateable items on the hereditament (except land). Therefore the total of the ERC of the other Building Items and the P&M ERC (where applicable) to enable the correct contract size adjustment to be made. ERC of Building Component + ERC of P&M = Total ERC to which contract size adjustment should be applied. The appropriate % adjustment should be made in accordance with the scale for contract size adjustment specified under section 6 of the RCG 2023 Guidance notes. The currency ERC rates are set at £4m (Four Million Pounds) @ 1st April 2021 (AVD) for the RCG 2023 Publication. | - | - | - | - | - | - | - | - | - | - |  | m2 | per m2 | 3 - INDUSTRIAL | David Grace | Jim Allen | #N/A | Option 2 | ERROR | 0% | 123.6304 | 97.2321 | 0% | 0% | 97.2321 | 0% | VP3 ERC | NA | VOA_GPN_GOV_UK\7246041 | 2019-08-30 | Low | - | - | New Item - previously existed outside RCG | - | - | NA | BCIS | NA | (BEAMS Note 2) The ERC for this item should be added to all other rateable items on the hereditament (except land). Therefore the total of the ERC of the other Building Items and the P&M ERC (where applicable) to enable the correct contract size adjustment to be made. ERC of Building Component + ERC of P&M = Total ERC to which contract size adjustment should be applied. The appropriate % adjustment should be made in accordance with the scale for contract size adjustment specified under section 6 of the RCG 2021 Guidance notes. The currency ERC rates are set at £4m (Four Million Pounds) @ 1st April 2019 (AVD) for the RCG 2021 Publication. | - | - | 2 | TRUE
| 63M1F1R |  | 63M1F1R | GRP Cabinet | including Foundation (By Surface Area) | 80 - 130m2 | - | - | - | Location Adjustment Applicable (See Guidance Notes) - ERC = UK mean of 1.00 | (BEAMS Note 2) The ERC for this item should be added to all other rateable items on the hereditament (except land). Therefore the total of the ERC of the other Building Items and the P&M ERC (where applicable) to enable the correct contract size adjustment to be made. ERC of Building Component + ERC of P&M = Total ERC to which contract size adjustment should be applied. The appropriate % adjustment should be made in accordance with the scale for contract size adjustment specified under section 6 of the RCG 2023 Guidance notes. The currency ERC rates are set at £4m (Four Million Pounds) @ 1st April 2021 (AVD) for the RCG 2023 Publication. | - | - | - | - | - | - | - | - | - | - |  | m2 | per m2 | 3 - INDUSTRIAL | David Grace | Jim Allen | #N/A | Option 2 | ERROR | 0% | 120.5652 | 94.8214 | 0% | 0% | 94.8214 | 0% | VP3 ERC | NA | VOA_GPN_GOV_UK\7246041 | 2019-08-30 | Low | - | - | New Item - previously existed outside RCG | - | - | NA | BCIS | NA | (BEAMS Note 2) The ERC for this item should be added to all other rateable items on the hereditament (except land). Therefore the total of the ERC of the other Building Items and the P&M ERC (where applicable) to enable the correct contract size adjustment to be made. ERC of Building Component + ERC of P&M = Total ERC to which contract size adjustment should be applied. The appropriate % adjustment should be made in accordance with the scale for contract size adjustment specified under section 6 of the RCG 2021 Guidance notes. The currency ERC rates are set at £4m (Four Million Pounds) @ 1st April 2019 (AVD) for the RCG 2021 Publication. | - | - | 2 | TRUE
| 63M1F1S |  | 63M1F1S | GRP Cabinet | including Foundation (By Surface Area) | 130 - 170m2 | - | - | - | Location Adjustment Applicable (See Guidance Notes) - ERC = UK mean of 1.00 | (BEAMS Note 2) The ERC for this item should be added to all other rateable items on the hereditament (except land). Therefore the total of the ERC of the other Building Items and the P&M ERC (where applicable) to enable the correct contract size adjustment to be made. ERC of Building Component + ERC of P&M = Total ERC to which contract size adjustment should be applied. The appropriate % adjustment should be made in accordance with the scale for contract size adjustment specified under section 6 of the RCG 2023 Guidance notes. The currency ERC rates are set at £4m (Four Million Pounds) @ 1st April 2021 (AVD) for the RCG 2023 Publication. | - | - | - | - | - | - | - | - | - | - |  | m2 | per m2 | 3 - INDUSTRIAL | David Grace | Jim Allen | #N/A | Option 2 | ERROR | 0% | 114.4348 | 90 | 0% | 0% | 90 | 0% | VP3 ERC | NA | VOA_GPN_GOV_UK\7246041 | 2019-08-30 | Low | - | - | New Item - previously existed outside RCG | - | - | NA | BCIS | NA | (BEAMS Note 2) The ERC for this item should be added to all other rateable items on the hereditament (except land). Therefore the total of the ERC of the other Building Items and the P&M ERC (where applicable) to enable the correct contract size adjustment to be made. ERC of Building Component + ERC of P&M = Total ERC to which contract size adjustment should be applied. The appropriate % adjustment should be made in accordance with the scale for contract size adjustment specified under section 6 of the RCG 2021 Guidance notes. The currency ERC rates are set at £4m (Four Million Pounds) @ 1st April 2019 (AVD) for the RCG 2021 Publication. | - | - | 2 | TRUE
| 63M1F1T |  | 63M1F1T | GRP Cabinet | including Foundation (By Surface Area) | 170 - 200m2 | - | - | - | Location Adjustment Applicable (See Guidance Notes) - ERC = UK mean of 1.00 | (BEAMS Note 2) The ERC for this item should be added to all other rateable items on the hereditament (except land). Therefore the total of the ERC of the other Building Items and the P&M ERC (where applicable) to enable the correct contract size adjustment to be made. ERC of Building Component + ERC of P&M = Total ERC to which contract size adjustment should be applied. The appropriate % adjustment should be made in accordance with the scale for contract size adjustment specified under section 6 of the RCG 2023 Guidance notes. The currency ERC rates are set at £4m (Four Million Pounds) @ 1st April 2021 (AVD) for the RCG 2023 Publication. | - | - | - | - | - | - | - | - | - | - |  | m2 | per m2 | 3 - INDUSTRIAL | David Grace | Jim Allen | #N/A | Option 2 | ERROR | 0% | 107.2826 | 84.375 | 0% | 0% | 84.375 | 0% | VP3 ERC | NA | VOA_GPN_GOV_UK\7246041 | 2019-08-30 | Low | - | - | New Item - previously existed outside RCG | - | - | NA | BCIS | NA | (BEAMS Note 2) The ERC for this item should be added to all other rateable items on the hereditament (except land). Therefore the total of the ERC of the other Building Items and the P&M ERC (where applicable) to enable the correct contract size adjustment to be made. ERC of Building Component + ERC of P&M = Total ERC to which contract size adjustment should be applied. The appropriate % adjustment should be made in accordance with the scale for contract size adjustment specified under section 6 of the RCG 2021 Guidance notes. The currency ERC rates are set at £4m (Four Million Pounds) @ 1st April 2019 (AVD) for the RCG 2021 Publication. | - | - | 2 | TRUE
| 63M1F1U |  | 63M1F1U | GRP Cabinet | including Foundation (By Surface Area) | Over 200m2 | - | - | - | Location Adjustment Applicable (See Guidance Notes) - ERC = UK mean of 1.00 | (BEAMS Note 2) The ERC for this item should be added to all other rateable items on the hereditament (except land). Therefore the total of the ERC of the other Building Items and the P&M ERC (where applicable) to enable the correct contract size adjustment to be made. ERC of Building Component + ERC of P&M = Total ERC to which contract size adjustment should be applied. The appropriate % adjustment should be made in accordance with the scale for contract size adjustment specified under section 6 of the RCG 2023 Guidance notes. The currency ERC rates are set at £4m (Four Million Pounds) @ 1st April 2021 (AVD) for the RCG 2023 Publication. | - | - | - | - | - | - | - | - | - | - |  | m2 | per m2 | 3 - INDUSTRIAL | David Grace | Jim Allen | #N/A | Option 2 | ERROR | 0% | 101.1522 | 79.5536 | 0% | 0% | 79.5536 | 0% | VP3 ERC | NA | VOA_GPN_GOV_UK\7246041 | 2019-08-30 | Low | - | - | New Item - previously existed outside RCG | - | - | NA | BCIS | NA | (BEAMS Note 2) The ERC for this item should be added to all other rateable items on the hereditament (except land). Therefore the total of the ERC of the other Building Items and the P&M ERC (where applicable) to enable the correct contract size adjustment to be made. ERC of Building Component + ERC of P&M = Total ERC to which contract size adjustment should be applied. The appropriate % adjustment should be made in accordance with the scale for contract size adjustment specified under section 6 of the RCG 2021 Guidance notes. The currency ERC rates are set at £4m (Four Million Pounds) @ 1st April 2019 (AVD) for the RCG 2021 Publication. | - | - | 2 | TRUE
| 64500J |  | 64500J | Libraries | System Build | - | - | - | - | Location Adjustment Applicable (See Guidance Notes) - ERC = UK mean of 1.00 | (BEAMS Note 2) The ERC for this item should be added to all other rateable items on the hereditament (except land). Therefore the total of the ERC of the other Building Items and the P&M ERC (where applicable) to enable the correct contract size adjustment to be made. ERC of Building Component + ERC of P&M = Total ERC to which contract size adjustment should be applied. The appropriate % adjustment should be made in accordance with the scale for contract size adjustment specified under section 6 of the RCG 2023 Guidance notes. The currency ERC rates are set at £4m (Four Million Pounds) @ 1st April 2021 (AVD) for the RCG 2023 Publication. | - | - | - | - | - | - | - | - | - | - |  | m2 | per m2 | 4 - HEALTHCARE, EDUCATION & Miscellaneous | Nathan Place | Nathan Place | #N/A | Option 1 | ERROR | 0% | 1213 | 906.2935 | 0% | 0% | 906.2935 | 0% | VP4 ERC | NA | VOA_GPN_GOV_UK\7246041 | 2021-10-11 | Low | - | Low | - | - | - | NA | BCIS | NA | - | - | - | 2 | TRUE
Note on AD330: Ryan Hobbs: Not a standard building, argument for changing to option 1 but TBC
Note on F525: Hobbs, Ryan: Redirected code, no DCS. Amended descritive here for grouping.
Note on AD542: Ryan Hobbs: Not a standard building, argument for changing to option 1 but TBC
Note on AD543: Ryan Hobbs: Not a standard building, argument for changing to option 1 but TBC
Note on W1102: Hobbs, Ryan: Old version of the DCS with no Redirect box. I've checked and there is none on this code.
Note on W1103: Hobbs, Ryan: Old version of the DCS with no Redirect box. I've checked and there is none on this code.
Note on W1104: Hobbs, Ryan: Old version of the DCS with no Redirect box. I've checked and there is none on this code.
Note on W1105: Hobbs, Ryan: Old version of the DCS with no Redirect box. I've checked and there is none on this code.
Note on W1106: Hobbs, Ryan: Old version of the DCS with no Redirect box. I've checked and there is none on this code.
Note on AC2539: Ryan Hobbs: Not being picked up by my Vlookup. Not in RCG2021 Master?
Note on AC2540: Ryan Hobbs: Not being picked up by my Vlookup. Not in RCG2021 Master?
Note on W2735: Hobbs, Ryan: No new DCS so added directly here
Note on W2753: Hobbs, Ryan: No new DCS so added directly here
Note on W2754: Hobbs, Ryan: No new DCS so added directly here
Note on W2757: Hobbs, Ryan: No new DCS so added directly here
Note on W2758: Hobbs, Ryan: No new DCS so added directly here
Note on W2759: Hobbs, Ryan: No new DCS so added directly here
Note on AX5434: Ryan Hobbs: 08/10/21 - changed as valuer request. This rate is a £/t rate, not the fabricated stairs as others in this class
Note on AC5715: Hobbs, Ryan: Updated following GCPR agreement, see email from Rob Hughes dated 23/10/2020 - codes don't always match. Need to reference capacity.
Note on AC5716: Hobbs, Ryan: Updated following GCPR agreement, see email from Rob Hughes dated 23/10/2020 - codes don't always match. Need to reference capacity.
Note on AC5717: Hobbs, Ryan: Updated following GCPR agreement, see email from Rob Hughes dated 23/10/2020 - codes don't always match. Need to reference capacity.
Note on AC5718: Hobbs, Ryan: Updated following GCPR agreement, see email from Rob Hughes dated 23/10/2020 - codes don't always match. Need to reference capacity.
Note on AC5719: Hobbs, Ryan: Updated following GCPR agreement, see email from Rob Hughes dated 23/10/2020 - codes don't always match. Need to reference capacity.
Note on AC5720: Hobbs, Ryan: Updated following GCPR agreement, see email from Rob Hughes dated 23/10/2020 - codes don't always match. Need to reference capacity.
Note on AC5721: Hobbs, Ryan: Updated following GCPR agreement, see email from Rob Hughes dated 23/10/2020 - codes don't always match. Need to reference capacity.
Note on AC5722: Hobbs, Ryan: Updated following GCPR agreement, see email from Rob Hughes dated 23/10/2020 - codes don't always match. Need to reference capacity.
Note on AC5723: Hobbs, Ryan: Updated following GCPR agreement, see email from Rob Hughes dated 23/10/2020 - codes don't always match. Need to reference capacity.
Note on AC5724: Hobbs, Ryan: Updated following GCPR agreement, see email from Rob Hughes dated 23/10/2020 - codes don't always match. Need to reference capacity.
Note on AC5725: Hobbs, Ryan: Updated following GCPR agreement, see email from Rob Hughes dated 23/10/2020 - codes don't always match. Need to reference capacity.
Note on AC5726: Hobbs, Ryan: Updated following GCPR agreement, see email from Rob Hughes dated 23/10/2020 - codes don't always match. Need to reference capacity.
Note on AC5727: Hobbs, Ryan: Updated following GCPR agreement, see email from Rob Hughes dated 23/10/2020 - codes don't always match. Need to reference capacity.
Note on AC5728: Hobbs, Ryan: Updated following GCPR agreement, see email from Rob Hughes dated 23/10/2020 - codes don't always match. Need to reference capacity.
Note on AC5729: Hobbs, Ryan: Updated following GCPR agreement, see email from Rob Hughes dated 23/10/2020 - codes don't always match. Need to reference capacity.
Note on AC5730: Hobbs, Ryan: Updated following GCPR agreement, see email from Rob Hughes dated 23/10/2020 - codes don't always match. Need to reference capacity.
Note on AC5731: Hobbs, Ryan: Updated following GCPR agreement, see email from Rob Hughes dated 23/10/2020 - codes don't always match. Need to reference capacity.
Note on AC5732: Hobbs, Ryan: Updated following GCPR agreement, see email from Rob Hughes dated 23/10/2020 - codes don't always match. Need to reference capacity.
Note on AC5733: Hobbs, Ryan: Updated following GCPR agreement, see email from Rob Hughes dated 23/10/2020 - codes don't always match. Need to reference capacity.
Note on AC5735: Hobbs, Ryan: Updated following GCPR agreement, see email from Rob Hughes dated 23/10/2020 - codes don't always match. Need to reference capacity.
Note on AC5737: Hobbs, Ryan: Updated following GCPR agreement, see email from Rob Hughes dated 23/10/2020 - codes don't always match. Need to reference capacity.
Note on AC5738: Hobbs, Ryan: Updated following GCPR agreement, see email from Rob Hughes dated 23/10/2020 - codes don't always match. Need to reference capacity.
Note on AC5740: Hobbs, Ryan: Updated following GCPR agreement, see email from Rob Hughes dated 23/10/2020 - codes don't always match. Need to reference capacity.
Note on AC5741: Hobbs, Ryan: Updated following GCPR agreement, see email from Rob Hughes dated 23/10/2020 - codes don't always match. Need to reference capacity.
Note on AC5745: Hobbs, Ryan: Updated following GCPR agreement, see email from Rob Hughes dated 23/10/2020 - codes don't always match. Need to reference capacity.
Note on AC5746: Hobbs, Ryan: Updated following GCPR agreement, see email from Rob Hughes dated 23/10/2020 - codes don't always match. Need to reference capacity.
Note on AC5747: Hobbs, Ryan: Updated following GCPR agreement, see email from Rob Hughes dated 23/10/2020 - codes don't always match. Need to reference capacity.
Note on AC5748: Hobbs, Ryan: Updated following GCPR agreement, see email from Rob Hughes dated 23/10/2020 - codes don't always match. Need to reference capacity.
Note on AC5749: Hobbs, Ryan: Updated following GCPR agreement, see email from Rob Hughes dated 23/10/2020 - codes don't always match. Need to reference capacity.
Note on AC5750: Hobbs, Ryan: Updated following GCPR agreement, see email from Rob Hughes dated 23/10/2020 - codes don't always match. Need to reference capacity.
Note on AC5751: Hobbs, Ryan: Updated following GCPR agreement, see email from Rob Hughes dated 23/10/2020 - codes don't always match. Need to reference capacity.
Note on AC5752: Hobbs, Ryan: Updated following GCPR agreement, see email from Rob Hughes dated 23/10/2020 - codes don't always match. Need to reference capacity.
Note on AC5753: Hobbs, Ryan: Updated following GCPR agreement, see email from Rob Hughes dated 23/10/2020 - codes don't always match. Need to reference capacity.
Note on AC5754: Hobbs, Ryan: Updated following GCPR agreement, see email from Rob Hughes dated 23/10/2020 - codes don't always match. Need to reference capacity.
Note on AC5755: Hobbs, Ryan: Updated following GCPR agreement, see email from Rob Hughes dated 23/10/2020 - codes don't always match. Need to reference capacity.
Note on AC5756: Hobbs, Ryan: Updated following GCPR agreement, see email from Rob Hughes dated 23/10/2020 - codes don't always match. Need to reference capacity.
Note on AC5757: Hobbs, Ryan: Updated following GCPR agreement, see email from Rob Hughes dated 23/10/2020 - codes don't always match. Need to reference capacity.
Note on AC5758: Hobbs, Ryan: Updated following GCPR agreement, see email from Rob Hughes dated 23/10/2020 - codes don't always match. Need to reference capacity.
Note on AC5759: Hobbs, Ryan: Updated following GCPR agreement, see email from Rob Hughes dated 23/10/2020 - codes don't always match. Need to reference capacity.
Note on AC5760: Hobbs, Ryan: Updated following GCPR agreement, see email from Rob Hughes dated 23/10/2020 - codes don't always match. Need to reference capacity.
Note on AC5761: Hobbs, Ryan: Updated following GCPR agreement, see email from Rob Hughes dated 23/10/2020 - codes don't always match. Need to reference capacity.
Note on AC5762: Hobbs, Ryan: Updated following GCPR agreement, see email from Rob Hughes dated 23/10/2020 - codes don't always match. Need to reference capacity.
Note on AC5763: Hobbs, Ryan: Updated following GCPR agreement, see email from Rob Hughes dated 23/10/2020 - codes don't always match. Need to reference capacity.
Note on AC5772: Hobbs, Ryan: Updated following GCPR agreement, see email from Rob Hughes dated 23/10/2020 - codes don't always match. Need to reference capacity.
Note on AC5774: Hobbs, Ryan: Updated following GCPR agreement, see email from Rob Hughes dated 23/10/2020 - codes don't always match. Need to reference capacity.
Note on AC5775: Hobbs, Ryan: Updated following GCPR agreement, see email from Rob Hughes dated 23/10/2020 - codes don't always match. Need to reference capacity.
Note on AC5776: Hobbs, Ryan: Updated following GCPR agreement, see email from Rob Hughes dated 23/10/2020 - codes don't always match. Need to reference capacity.
Note on AC5777: Hobbs, Ryan: Updated following GCPR agreement, see email from Rob Hughes dated 23/10/2020 - codes don't always match. Need to reference capacity.
Note on AC5778: Hobbs, Ryan: Updated following GCPR agreement, see email from Rob Hughes dated 23/10/2020 - codes don't always match. Need to reference capacity.
Note on AC5779: Hobbs, Ryan: Updated following GCPR agreement, see email from Rob Hughes dated 23/10/2020 - codes don't always match. Need to reference capacity.
Note on AC5780: Hobbs, Ryan: Updated following GCPR agreement, see email from Rob Hughes dated 23/10/2020 - codes don't always match. Need to reference capacity.
Note on AC5781: Hobbs, Ryan: Updated following GCPR agreement, see email from Rob Hughes dated 23/10/2020 - codes don't always match. Need to reference capacity.
Note on AC5782: Hobbs, Ryan: Updated following GCPR agreement, see email from Rob Hughes dated 23/10/2020 - codes don't always match. Need to reference capacity.
Note on AC5783: Hobbs, Ryan: Updated following GCPR agreement, see email from Rob Hughes dated 23/10/2020 - codes don't always match. Need to reference capacity.
Note on AC5784: Hobbs, Ryan: Updated following GCPR agreement, see email from Rob Hughes dated 23/10/2020 - codes don't always match. Need to reference capacity.
Note on AC5785: Hobbs, Ryan: Updated following GCPR agreement, see email from Rob Hughes dated 23/10/2020 - codes don't always match. Need to reference capacity.
Note on AC5786: Hobbs, Ryan: Updated following GCPR agreement, see email from Rob Hughes dated 23/10/2020 - codes don't always match. Need to reference capacity.
Note on AC5787: Hobbs, Ryan: Updated following GCPR agreement, see email from Rob Hughes dated 23/10/2020 - codes don't always match. Need to reference capacity.
Note on AC5788: Hobbs, Ryan: Updated following GCPR agreement, see email from Rob Hughes dated 23/10/2020 - codes don't always match. Need to reference capacity.
Note on AC5789: Hobbs, Ryan: Updated following GCPR agreement, see email from Rob Hughes dated 23/10/2020 - codes don't always match. Need to reference capacity.
Note on AC5790: Hobbs, Ryan: Updated following GCPR agreement, see email from Rob Hughes dated 23/10/2020 - codes don't always match. Need to reference capacity.
Note on AC5791: Hobbs, Ryan: Updated following GCPR agreement, see email from Rob Hughes dated 23/10/2020 - codes don't always match. Need to reference capacity.
Note on AC5792: Hobbs, Ryan: Updated following GCPR agreement, see email from Rob Hughes dated 23/10/2020 - codes don't always match. Need to reference capacity.
Note on AC5793: Hobbs, Ryan: Updated following GCPR agreement, see email from Rob Hughes dated 23/10/2020 - codes don't always match. Need to reference capacity.
Note on AC5794: Hobbs, Ryan: Updated following GCPR agreement, see email from Rob Hughes dated 23/10/2020 - codes don't always match. Need to reference capacity.
Note on AC5795: Hobbs, Ryan: Updated following GCPR agreement, see email from Rob Hughes dated 23/10/2020 - codes don't always match. Need to reference capacity.
Note on AC5804: Hobbs, Ryan: Updated following GCPR agreement, see email from Rob Hughes dated 23/10/2020 - codes don't always match. Need to reference capacity.
Note on AC5805: Hobbs, Ryan: Updated following GCPR agreement, see email from Rob Hughes dated 23/10/2020 - codes don't always match. Need to reference capacity.
Note on AC5807: Hobbs, Ryan: Updated following GCPR agreement, see email from Rob Hughes dated 23/10/2020 - codes don't always match. Need to reference capacity.
Note on AC5808: Hobbs, Ryan: Updated following GCPR agreement, see email from Rob Hughes dated 23/10/2020 - codes don't always match. Need to reference capacity.
Note on AC5809: Hobbs, Ryan: Updated following GCPR agreement, see email from Rob Hughes dated 23/10/2020 - codes don't always match. Need to reference capacity.
Note on AC5814: Hobbs, Ryan: Updated following GCPR agreement, see email from Rob Hughes dated 23/10/2020 - codes don't always match. Need to reference capacity.
Note on AC5955: Hobbs, Ryan: Cost updated as Rob Hughes email dated 23/10/2020
Note on AC5956: Hobbs, Ryan: Cost updated as Rob Hughes email dated 23/10/2020
Note on AC5957: Hobbs, Ryan: Cost updated as Rob Hughes email dated 23/10/2020
Note on AC5958: Hobbs, Ryan: Cost updated as Rob Hughes email dated 23/10/2020
Note on AC5959: Hobbs, Ryan: Cost updated as Rob Hughes email dated 23/10/2020
Note on AC5960: Hobbs, Ryan: Cost updated as Rob Hughes email dated 23/10/2020
Note on AC5961: Hobbs, Ryan: Cost updated as Rob Hughes email dated 23/10/2020
Note on AC5962: Hobbs, Ryan: Cost updated as Rob Hughes email dated 23/10/2020
Note on AC5963: Hobbs, Ryan: Cost updated as Rob Hughes email dated 23/10/2020
Note on AC5964: Hobbs, Ryan: Cost updated as Rob Hughes email dated 23/10/2020
Note on AC5965: Hobbs, Ryan: Cost updated as Rob Hughes email dated 23/10/2020
Note on AC5966: Hobbs, Ryan: Cost updated as Rob Hughes email dated 23/10/2020
Note on AC5967: Hobbs, Ryan: Cost updated as Rob Hughes email dated 23/10/2020
Note on AC5968: Hobbs, Ryan: Cost updated as Rob Hughes email dated 23/10/2020
Note on AC5969: Hobbs, Ryan: Cost updated as Rob Hughes email dated 23/10/2020
Note on AC5970: Hobbs, Ryan: Cost updated as Rob Hughes email dated 23/10/2020
Note on AC5971: Hobbs, Ryan: Cost updated as Rob Hughes email dated 23/10/2020
Note on AC5972: Hobbs, Ryan: Cost updated as Rob Hughes email dated 23/10/2020
Note on AC5973: Hobbs, Ryan: Cost updated as Rob Hughes email dated 23/10/2020
Note on AC5974: Hobbs, Ryan: Cost updated as Rob Hughes email dated 23/10/2020
Note on AC5975: Hobbs, Ryan: Cost updated as Rob Hughes email dated 23/10/2020
Note on AC5976: Hobbs, Ryan: Cost updated as Rob Hughes email dated 23/10/2020
Note on AC5977: Hobbs, Ryan: Cost updated as Rob Hughes email dated 23/10/2020
Note on AC5978: Hobbs, Ryan: Cost updated as Rob Hughes email dated 23/10/2020
Note on AC5979: Hobbs, Ryan: Cost updated as Rob Hughes email dated 23/10/2020
Note on AC5980: Hobbs, Ryan: Cost updated as Rob Hughes email dated 23/10/2020
Note on AC5981: Hobbs, Ryan: Cost updated as Rob Hughes email dated 23/10/2020
Note on AC5982: Hobbs, Ryan: Cost updated as Rob Hughes email dated 23/10/2020
Note on AC5983: Hobbs, Ryan: Cost updated as Rob Hughes email dated 23/10/2020
Note on AC5984: Hobbs, Ryan: Cost updated as Rob Hughes email dated 23/10/2020
Note on AC5985: Hobbs, Ryan: Cost updated as Rob Hughes email dated 23/10/2020
Note on AC5986: Hobbs, Ryan: Cost updated as Rob Hughes email dated 23/10/2020
Note on AC5987: Hobbs, Ryan: Cost updated as Rob Hughes email dated 23/10/2020
Note on AC5988: Hobbs, Ryan: Cost updated as Rob Hughes email dated 23/10/2020
Note on AC5989: Hobbs, Ryan: Cost updated as Rob Hughes email dated 23/10/2020
Note on AC5990: Hobbs, Ryan: Cost updated as Rob Hughes email dated 23/10/2020
Note on AC5991: Hobbs, Ryan: Cost updated as Rob Hughes email dated 23/10/2020
Note on AC5992: Hobbs, Ryan: Cost updated as Rob Hughes email dated 23/10/2020
Note on AC5993: Hobbs, Ryan: Cost updated as Rob Hughes email dated 23/10/2020
Note on AC5994: Hobbs, Ryan: Cost updated as Rob Hughes email dated 23/10/2020
Note on AC5995: Hobbs, Ryan: Cost updated as Rob Hughes email dated 23/10/2020
Note on AC5996: Hobbs, Ryan: Cost updated as Rob Hughes email dated 23/10/2020
Note on AC5997: Hobbs, Ryan: Cost updated as Rob Hughes email dated 23/10/2020
Note on AC5998: Hobbs, Ryan: Cost updated as Rob Hughes email dated 23/10/2020
Note on AC5999: Hobbs, Ryan: Cost updated as Rob Hughes email dated 23/10/2020
Note on AC6000: Hobbs, Ryan: Cost updated as Rob Hughes email dated 23/10/2020
Note on AC6001: Hobbs, Ryan: Cost updated as Rob Hughes email dated 23/10/2020
Note on AC6002: Hobbs, Ryan: Cost updated as Rob Hughes email dated 23/10/2020
Note on AC6003: Hobbs, Ryan: Cost updated as Rob Hughes email dated 23/10/2020
Note on AC6004: Hobbs, Ryan: Cost updated as Rob Hughes email dated 23/10/2020
Note on AC6005: Hobbs, Ryan: Cost updated as Rob Hughes email dated 23/10/2020
Note on AC6006: Hobbs, Ryan: Cost updated as Rob Hughes email dated 23/10/2020
Note on AC6007: Hobbs, Ryan: Cost updated as Rob Hughes email dated 23/10/2020
Note on AC6008: Hobbs, Ryan: Cost updated as Rob Hughes email dated 23/10/2020
Note on AC6009: Hobbs, Ryan: Cost updated as Rob Hughes email dated 23/10/2020
Note on AC6010: Hobbs, Ryan: Cost updated as Rob Hughes email dated 23/10/2020

## AIRPORTS
AIRPORTS
For full pavement costings see ‘Cost Guide’ spreadsheet - costs based on GIA |  |  | RETURN TO CONTENTS PAGE
| ERC 2023 AVD 01/10/2021 | Unit
BAND 1 MAJOR INTERNATIONALS (LATE 1980s) (Heathrow, Terminal 4, Gatwick North and Stanstead) Multi-storey buildings, steel/concrete clad frame, high standards of fittings and finishes, elaborate services for ventilation, heating, transportation, VIP and CIP suites, etc. | 3861 | m2
BAND 2 INTERNATIONALS (1980s) (Manchester and Birmingham) Modern steel/concrete frame, external cladding and glazing to high quality specification, good quality internal fittings and finishes, good quality ventilation, heating and some transportation, limited VIP and CIP suites, etc. | 3155 | m2
BAND 3 REGIONAL LARGE (1960 ONWARDS WITH EXTENSIONS) (Leeds/Bradford, Newcastle, Cardiff and Luton) Extended buildings over a long period. Continual improvements. Many differing types of constructions, less extensive provision of fittings and fixtures. | 1884 | m2
BAND 4 REGIONAL MEDIUM (1960 ONWARDS WITH EXTENSIONS) (Bristol and East Midlands) Extended buildings over a period. Continual improvements and facilities. Good fittings and finishes. | 1672 | m2
BAND 5 REGIONAL SMALL (1980s/1990s) (Norwich, Liverpool, Humberside and Southampton) Modern steel framed. Brickwork, glazing and insulated metal cladding roof and walls good quality but economical fittings and finishes. | 1495 | m2
FIRE STATIONS/CRASH AND RESCUE Modern 1990s style buildings incorporating 4 bay tender/crash vehicle stands with front opening doors, vehicle exhaust system for engine warm up, stores, crew accommodation including offices, kitchen/mess rooms, locker rooms, showers and wash room, communications centre | 1860 | m2
VISUAL CONTROL ROOM Modern 1990s style. Visual control room with 360 (vision), sloping windows, with small bars for maximum vision to all sides of the airport, balcony external and access by vertical ladder or stairs from fire station or other building below | 9418 | m2
SMALL PRIVATE AIRPORT Main terminal building and Control Tower (typically CB walls Felt roof, built c.1985) | 1083 | m2
Basic steel hangers | 506 | m2
Old stores (brick, Corrugated asbestos) | 353 | m2
Runway PCN10 | 47 | m2
Apron PNC7 | 47 | m2
Tarmac car park | 35 | m2
SMALL PRIVATE FLYING CLUB Club house typically B/T | 1036 | m2
Steel Hangers | 353 | m2
Runways | 35 | m2

## AUTOMATED CAR WASHES
Automated Car Washes |  |  | RETURN TO CONTENTS PAGE
Automated car wash tunnel, including office, WCs, store and plant room. To facilitate the machinery, which can typically handle four cars at a time, the building needs to be approximately 20 m long X 6.0m wide, around 120m2 gross external. Construction is usually of plasticized steel frame with glass panels and a translucent corrugated roof, (but can either brick or profiled metal sheeting walls to eaves height 3.6m with a profiled metal roof) with concrete floor, and roller shutter doors at each end of the building. Drainage channels are built into the concrete floor. The Car Wash can handle up to 4 cars at a time with a maximum throughput of 60 cars per hour, working by use of a conveyor that pulls the car through a series of revolving brushes, water jets and air blowers.
Carwash bays wit pressure hose. Open-ended, each bay approximately 5m frontage by 10 m depth.
Description | Cost | Unit
Car wash building | 1138 | m2

## BOWLING ALLEY - FIT OUT
FIT OUT COSTS BOWLING ALLEYS
RETURN TO CONTENTS PAGE
Description | Cost | Unit
Modern fit out to warehouse, store of factory premises. 10 – 20 lanes. Includes digital controls, seating, shoe hire, reception, bar/food area. | 472 | m2

## BUS STATION
BUS STATION
Basic standard substantial buildings, which normally include brick and tile containing the general concourse area and including retail units, cafe, waiting areas, toilets and ticket offices |  |  | RETURN TO CONTENTS PAGE
| £ | Unit
Roads, Hard Standings & Passenger paving | 52 | m2
Areas of shale/hardcore hard standings | 26 | m2
Buildings
Basic standard substantial buildings, normally brick and tile containing the general concourse area and including retail units, cafe, waiting areas, toilets and ticket offices | 1825 | m2
Canopies
1. Basic Cantilever type | 895 | m2
2. Superior, steel column supports including paving and lighting | 1107 | m2
Public WCs average quality | 1401 | m2
Workshop | 954 | m2

## CHURCH - CHURCH HALLS
CHURCH AND CHURCH HALL
Traditional Purpose built traditional stone or modern place of worship with special architectural features or finishes. |  |  | RETURN TO CONTENTS PAGE
Non Traditional Purpose built non traditional place of worship of good quality, generally of brick and tile construction with good internal finish.
| £ | Unit
Traditional | 2472 | m2
Non traditional | 1177 | m2

## COURT HOUSES
COURT HOUSES
Traditional Constructed to prestige standards of stone, facing brick or similar. Special architectural features or finishes. Often sandstone facings or polished granite panels are used externally and hardwood finishes and marble panels internally. Includes high standard office accommodation. |  |  | RETURN TO CONTENTS PAGE
Non Traditional Purpose built non traditional modern courthouse. Good quality, generally of brick and tile construction with good internal finish. Similar to above in purpose but with accommodation built to a functional rather than prestigious standard and with plainer fittings and finishes.
| £ | Unit
Traditional | 2037 | m2
Non Traditional | 1707 | m2

## CUSTODIAL CENTRES
Custodial Centres
Item
RETURN TO CONTENTS PAGE
Building Description | 1-499m2 |  | 500-999m2 |  | 1000-4999m2 |  | 5000-10000m2 |  | >=10000m2
| £ | Unit | £ | Unit | £ | Unit | £ | Unit | £ | Unit
CELL BLOCKS | 1966 | m2 | 1966 | m2 | 1966 | m2 | 1966 | m2 | 1966 | m2
CELL BLOCKS | 1448 | m2 | 1448 | m2 | 1448 | m2 | 1448 | m2 | 1448 | m2
SEG UNITS CAT A | 2072 | m2 | 2072 | m2 | 2072 | m2 | 2072 | m2 | 2072 | m2
GATE ENTRY CAT A | 2225 | m2 | 2225 | m2 | 2225 | m2 | 2225 | m2 | 2225 | m2
RECEPTION CAT A | 1813 | m2 | 1813 | m2 | 1813 | m2 | 1813 | m2 | 1813 | m2
MEDICAL CAT A | 1813 | m2 | 1813 | m2 | 1813 | m2 | 1813 | m2 | 1813 | m2
KITCHENS CAT A | 1919 | m2 | 1919 | m2 | 1919 | m2 | 1919 | m2 | 1919 | m2
KITCHENS CAT A - DINING HALL | 1472 | m2 | 1472 | m2 | 1472 | m2 | 1472 | m2 | 1472 | m2
OFFICES/ADMIN CAT A | 1283 | m2 | 1283 | m2 | 1283 | m2 | 1283 | m2 | 1283 | m2
VISITS CAT A | 1472 | m2 | 1472 | m2 | 1472 | m2 | 1472 | m2 | 1472 | m2
EDUCATION CAT A | 1472 | m2 | 1472 | m2 | 1472 | m2 | 1472 | m2 | 1472 | m2
GYMNASIUM/SPORTS HALL CAT A | 1283 | m2 | 1283 | m2 | 1283 | m2 | 1283 | m2 | 1283 | m2
INDUSTRIES CAT A | 989 | m2 | 883 | m2 | 801 | m2 | 647 | m2 | 471 | m2
STORES CAT A | 989 | m2 | 883 | m2 | 801 | m2 | 647 | m2 | 471 | m2
SQUASH COURTS | 824 | m2 | 824 | m2 | 824 | m2 | 824 | m2 | 824 | m2
CHAPEL | 0 | m2 | 0 | m2 | 0 | m2 | 0 | m2 | 0 | m2
CELL BLOCKS CAT B&C | 1707 | m2 | 1707 | m2 | 1707 | m2 | 1707 | m2 | 1707 | m2
CELL BLOCKS CAT B&C | 1342 | m2 | 1342 | m2 | 1342 | m2 | 1342 | m2 | 1342 | m2
SEG UNITS CAT B&C | 1813 | m2 | 1813 | m2 | 1813 | m2 | 1813 | m2 | 1813 | m2
GATE ENTRY CAT B&C | 1966 | m2 | 1966 | m2 | 1966 | m2 | 1966 | m2 | 1966 | m2
RECEPTION CAT B&C | 1554 | m2 | 1554 | m2 | 1554 | m2 | 1554 | m2 | 1554 | m2
MEDICAL CAT B&C | 1601 | m2 | 1601 | m2 | 1601 | m2 | 1601 | m2 | 1601 | m2
KITCHENS CAT B&C | 1660 | m2 | 1660 | m2 | 1660 | m2 | 1660 | m2 | 1660 | m2
KITCHENS CAT B&C DINING HALL | 1283 | m2 | 1283 | m2 | 1283 | m2 | 0 | m2 | 1283 | m2
OFFICES/ADMIN CAT B&C | 1283 | m2 | 1283 | m2 | 1283 | m2 | 1283 | m2 | 1283 | m2
VISITS CAT B&C | 1283 | m2 | 1283 | m2 | 1283 | m2 | 1283 | m2 | 1283 | m2
EDUCATION CAT B&C | 1283 | m2 | 1283 | m2 | 1283 | m2 | 1283 | m2 | 1283 | m2
GYMNASIUM/SPORTS HALL CAT B&C | 1118 | m2 | 1118 | m2 | 1118 | m2 | 1118 | m2 | 1118 | m2
INDUSTRIES CAT B&C | 859 | m2 | 777 | m2 | 730 | m2 | 600 | m2 | 388 | m2
STORES CAT B&C | 859 | m2 | 777 | m2 | 730 | m2 | 600 | m2 | 388 | m2
Playing Fields - - Grassed Football/Rugby/Cricket per pitch | 62133 | Item | 62133 | Item | 62133 | Item | 62133 | Item | 62133 | m2
ALL WEATHER PITCHES | 466044 | Item | 466044 | Item | 466044 | Item | 466044 | Item | 466044 | m2
Tennis Courts per court -(assumes 2 courts, single court £14000, additional £11000) | 12019 | Item | 12019 | Item | 12019 | Item | 12019 | Item | 12019 | m2
LIBRARY | 0 | m2 | 0 | m2 | 0 | m2 | 0 | m2 | 0 | m2
CELL BLOCKS CAT D & OPEN | 954 | m2 | 954 | m2 | 954 | m2 | 954 | m2 | 954 | m2
SEG UNITS CAT D & OPEN | 1142 | m2 | 1142 | m2 | 1142 | m2 | 1142 | m2 | 1142 | m2
GATE ENTRY CAT D & OPEN | 883 | m2 | 859 | m2 | 859 | m2 | 730 | m2 | 647 | m2
RECEPTION CAT D & OPEN | 883 | m2 | 859 | m2 | 859 | m2 | 730 | m2 | 647 | m2
MEDICAL CAT D & OPEN | 1189 | m2 | 1142 | m2 | 1142 | m2 | 1036 | m2 | 954 | m2
KITCHENS CAT D & OPEN | 1295 | m2 | 1295 | m2 | 1248 | m2 | 1248 | m2 | 1248 | m2
OFFICES/ADMIN CATD & OPEN | 883 | m2 | 859 | m2 | 859 | m2 | 730 | m2 | 647 | m2
VISITS CAT D & OPEN | 883 | m2 | 859 | m2 | 859 | m2 | 730 | m2 | 647 | m2
EDUCATION CATD & OPEN | 883 | m2 | 859 | m2 | 859 | m2 | 730 | m2 | 647 | m2
GYMNASIUM/SPORTS HALL CAT D & OPEN | 930 | m2 | 930 | m2 | 930 | m2 | 930 | m2 | 930 | m2
INDUSTRIES CAT D & OPEN | 577 | m2 | 471 | m2 | 424 | m2 | 388 | m2 | 341 | m2
STORES CAT D & OPEN | 577 | m2 | 471 | m2 | 424 | m2 | 388 | m2 | 341 | m2
ABLUTIONS | 1248 | m2 | 1248 | m2 | 1248 | m2 | 1248 | m2 | 1248 | m2
LAUNDRY | 577 | m2 | 471 | m2 | 424 | m2 | 388 | m2 | 341 | m2
OFFICES O/S WIRE | 883 | m2 | 859 | m2 | 859 | m2 | 730 | m2 | 647 | m2
WORKS DEPT - Ancilliary offices o/s wire | 659 | m2 | 636 | m2 | 636 | m2 | 624 | m2 | 624 | m2
STORES / VEHICLE STORE O/S WIRE Unlined / Unheated 4m Eaves | 365 | m2 | 294 | m2 | 259 | m2 | 235 | m2 | 212 | m2
WORKSHOPS / STORE O/S WIRE Lined / Heated 6m Eaves | 577 | m2 | 471 | m2 | 424 | m2 | 388 | m2 | 341 | m2
PLANT/ BOILER HOUSE | 1036 | m2 | 930 | m2 | 777 | m2 | 671 | m2 | 518 | m2
PLANT/ BOILER HOUSE | 671 | m2 | 565 | m2 | 518 | m2 | 471 | m2 | 412 | m2
VISITORS CENTRE | 883 | m2 | 859 | m2 | 859 | m2 | 730 | m2 | 647 | m2
DOG SECTION | 577 | m2 | 471 | m2 | 424 | m2 | 388 | m2 | 341 | m2
GUARDROOM WITH CELLS | 1036 | m2 | 989 | m2 | 989 | m2 | 883 | m2 | 801 | m2
OFFICERS MESS | 883 | m2 | 883 | m2 | 883 | m2 | 883 | m2 | 883 | m2
WORKS DEPT - inside the wire no split of workshops/stores/offices | 1189 | m2 | 1189 | m2 | 1189 | m2 | 1189 | m2 | 1189 | m2
MOTHER & BABY UNIT CAT A | 1448 | m2 | 1448 | m2 | 1448 | m2 | 1448 | m2 | 1448 | m2
MOTHER & BABY UNIT CAT B | 1342 | m2 | 1342 | m2 | 1342 | m2 | 1342 | m2 | 1342 | m2
SECURE WALKWAYS - Internal | 824 | m2 | 824 | m2 | 824 | m2 | 824 | m2 | 824 | m2
SECURE WALKWAYS - External | 518 | m2 | 518 | m2 | 518 | m2 | 518 | m2 | 518 | m2
Bicycle & motor cycle shelters | 188 | m2 | 188 | m2 | 188 | m2 | 188 | m2 | 188 | m2
GRP Huts/shelters | 1554 | m2 | 1554 | m2 | 1554 | m2 | 1554 | m2 | 1554 | m2
Sectional timber frame buildings eg Terrapin & Wernick TO INCLUDE STANDARD TIMBER HUTTING | 530 | m2 | 530 | m2 | 530 | m2 | 530 | m2 | 530 | m2
Metal frame open-sided structures | 259 | m2 | 259 | m2 | 259 | m2 | 259 | m2 | 259 | m2
Metal frame, fabric covered eg Rubb | 259 | m2 | 259 | m2 | 259 | m2 | 259 | m2 | 259 | m2
Portakabins (does not include metal containers) | 530 | m2 | 530 | m2 | 530 | m2 | 530 | m2 | 530 | m2
Modular Buildings | 659 | m2 | 659 | m2 | 659 | m2 | 659 | m2 | 659 | m2
Timber buildings | 341 | m2 | 341 | m2 | 341 | m2 | 341 | m2 | 341 | m2
Metal frame, metal clad eg Nissen, Romney | 306 | m2 | 306 | m2 | 306 | m2 | 306 | m2 | 306 | m2
Portable WC's & shower blocks, also temporary catering facilities | 777 | m2 | 777 | m2 | 777 | m2 | 777 | m2 | 777 | m2
Podded accommodation block | 777 | m2 | 777 | m2 | 777 | m2 | 777 | m2 | 777 | m2
Stables, kennels and similar buildings | 294 | m2 | 294 | m2 | 294 | m2 | 294 | m2 | 294 | m2

## EQUESTRIAN
EQUESTRIAN CENTRES
Costs have been obtained from; VOA Special Properties Division, VOA MOD Special Properties Division and the Cost Guide Spreadsheet. |  |  | RETURN TO CONTENTS PAGE
Costs from the VOA Special Properties division are for exceptionally high quality facilities. This type of facility would not be common in Northern Ireland
In many cases the MOD cost for an ‘agricultural type stable’ will be more useful.Where this level of pricing is adopted, costs for ancillary areas such as indoor and outdoor arenas in the VOA cost recommendations should be reduced proportionately.
VOA MOD Special Properties Division Costs | £ | Unit
Basic ‘agricultural type stables’ (derived from MOD costs) | 247 | m2
Basic agricultural type building with little adaption for stable use. Steel frame, reinforced concrete floor, 6m eaves height, profiled sheet cladding. Electric and water but no heating. Cost Guide Spreadsheet.
Up to 500m2 | 287 | m2
501m2 - 1,000m2 | 181 | m2
1,001m2 - 5,000m2 | 137 | m2
VOA Special Properties Division Costs | £ | Unit
Good quality stables Basic agricultural style outbuildings. Single skin brick/block with modern roof, water and electricity | 624 | m2
Exceptionally high quality stables: Modern purpose built stables with concrete floor, brick/block walls, pitched or good flat roof, light and electricity supply. | 848 | m2
American (barn style) stabling (These are standard sized units) Note. This pricing to be used only where quality far exceeds the pricing of standard stables above | 906 | m2
Indoor Arena, very high quality The minimal usable area of a riding arena should be 20m x 40m. Square arenas of 40 x 40 or 50 x 50 are recommended for competitions. Structure similar to modern agricultural barn steel portal frame low profile sheet cladding/roof. Arena surface will differ from that of an agricultural barn in that specialised drainage and membranes are laid on soil below a stone sub base. Pricing required to include arena surface, fit out of lighting, electrics, kickboards, wc’s, circulation space for spectators and horses. | 1260 | m2
Outdoor arena/ménage, high quality Surface as above - should include site works per / m2 such as levelling, drainage, membrane | 71 | m2
Horse walker, high quality The concrete base and fencing can be valued on £/m2, mechanism will have a P&M element. These are standard sizes so it is envisaged the scheme will have a set price. | 400 | m2

## FIRE STATIONS
FIRE STATIONS
Group 1 Comprise large stations, permanently manned with appliance bays, watch rooms, offices, mess rooms, lecture rooms, tower designed for hose drying and drill purposes, smoke chamber, dormitories, recreation rooms, plant and yard. See Cost Guide Beacons 1-4. |  |  | RETURN TO CONTENTS PAGE
Group 2 Comprises smaller stations not permanently manned with appliance bays, watch room, muster room, lecture room, drill tower, plant and yard. See Cost Guide Beacons 1-4.
Group 3 Comprise those small stations which are of a temporary or kit form structure. Construction is of steel frame with corrugated aluminium cladding.
Training drill towers Training/drill towers fall into 2 types – brick built and tubular steel construction. Brick built may include drill facilities such as internal platforms, window openings, balconies.
| £ | Unit
Group 1 (GEA 2000-2500m2) | 1860 | m2
Group 2 (GEA 1000-1500m2) | 1436 | m2
Group 3 (GEA under 250m2) | 1542 | m2
Training drill towers | 589 | m2

## HALLS
HALLS
Purpose built concert halls and theatres, council halls, scout halls, orange, Masonic and village halls. Not including church halls. |  |  | RETURN TO CONTENTS PAGE
Category 1 excellent Spacious well-appointed halls etc constructed to prestige standards of stone, facing brick or similar. Plastered and/or timber panelled walls and ceilings. Timber floors and polished hardwood or expensive tiling. Very good lighting and heating systems. Good, spacious, cloakroom/toilet accommodation with superior fittings. Probably good kitchen facilities, ante rooms, stage and other ancillaries. Generous accesses, circulation and other ancillary space. Finish throughout of a high standard. Modern examples may include community or recreation facilities, exhibition centres and civic suites with at least one large hall, other lesser halls, committee rooms and offices. Many modern libraries will fall into this category. Older examples may incorporate concert halls, large function rooms with much decorative stone and plasterwork. Costs do vary but the rate quoted above is for the norm in this category. The rate may be increased where the subject is very much better but care must be exercised at the valuation stage, as this extra cost could be unremunerative.
Category 2 good This category has a combination of the features found in the Category 1 and Category 3 halls and may be similar in design and accommodation to Category 1 but have the more functional/utilitarian finish of category 3 or, have the much more basic design and accommodation of category 3 hall but with the more prestigious and expensive finish of category 1. The Main Hall in this category should have a ceiling height high enough to allow sporting activities such as badminton to take place. Modern examples include large but plain local community centres etc with exposed internal block/brick work, exposed roof members and the like. Older examples include large but plain “town halls” or even the most capacious church halls. Smaller scale but well finished local community centres, eg with a main hall of modest size and most ancillaries would also fit this (cost) category. It includes the best meeting and clubrooms.
Category 3 good/average This typically includes standard modest scale local halls and similar of traditional construction i.e., stone, facing brick or brick roughcast walls, plastered walls and ceilings internally, ordinary timber or concrete floors; satisfactory heating and lighting systems. Good plain toilet accommodation generally limited but sufficient kitchen facilities, with at best limited stage and anteroom facilities. The halls will have a good but plain standard of finish. Modern examples tend to be narrow with little more than domestic ceiling heights. Meeting rooms and clubrooms have only domestic ceiling heights but have extra partitions breaking up the accommodation into compartments. Older meeting etc rooms may take the form of adapted soundly constructed late nineteenth century houses. The most recent examples tend to incorporate a timber framed structure.
Category 4 average/poor This category comprises superior timber or other industrialised non-traditional buildings such as Medway, Terrapin or Banbury buildings, with a similar standard of accommodation, facilities etc to Category 3. This category may also be applied to minor halls, meeting and clubrooms of rather rudimentary traditional construction, eg mid-nineteenth century artisans' dwellings and industrial cottages with limited adaptation, which are of an overall quality between Categories 3 and 5.
Category 5 poor Inferior industrialised buildings in the nature of contractors' huts or offices: inferior (generally second-hand re-erected) huts: old Nissan huts and prefabricated houses. Also poorest billets and simple houses unfit for human habitation, probably unlined internally with no heating and very limited toilet accommodation.
| £ | Unit
Category 1 excellent | 2637 | m2
Category 2 good | 1483 | m2
Category 3 good/average | 1271 | m2
Category 4 average/poor | 518 | m2
Category 5 poor | 153 | m2

## HOSPITALS
HOSPITAL, AMBULANCE STATION, AMBULANCE CONTROL CENTRE
Rates apply to NHS Hospitals, Private Hospitals, Ambulance Stations and Ambulance Control Centres. Rates refer to buildings of traditional construction. They represent standard hospital accommodation. It may be necessary to adjust these rates in particular circumstances to reflect quality by up to plus or minus 20%. In such circumstances actual costs may be of some assistance. |  |  | RETURN TO CONTENTS PAGE
Private Hospitals differ from NHS Hospitals by way of a higher standard of finish and their ratio of beds to GIA. Where possible, actual costs should be used, adjusted for date of construction. Where no costs are available, and the quality of the subject is thought to merit it, an enhancement of up to 25% may be applied to the above rates.
Standard ambulance stations are typically similar in character to a small, well finished industrial building
Purpose built ambulance control centres - more akin to office buildings, may or may not have garage accommodation attached. The resulting rate should be compared with the local rate for office accommodation, which may be adopted if it is considered more appropriate, having regard to the character of the subject and its location.
| £ | Unit
General hospital, district hospital, maternity hospital | 1942 | m2
Cottage hospital, community hospital | 1495 | m2
Geriatric, psychiatric and day hospital | 1554 | m2
Industrial Cedar | 989 | m2
Medway-type hutting | 718 | m2
Wartime hutting (largely unimproved) | 447 | m2
Standard ambulance station | 954 | m2
Purpose built ambulance control centre | 1142 | m2

## JETTIES
JETTY
RETURN TO CONTENTS PAGE
Description | Cost | Unit
Rock with concrete surface and ancillary mooring dolphins | 1522 | m2

## KENNELS
Kennels and Catteries
Purpose built kennels: |  |  | RETURN TO CONTENTS PAGE
Corridor kennels: These consist of a central covered service corridor from which the sleeping areas of the kennels can be accessed and an outside (often uncovered) area from which the runs can be accessed.
Construction: Modern ‘Cosy Kennel’ modular type structure.
Floors; Concrete construction. Kennels and runs finished in smooth impervious materials, capable of being easily cleaned. Minimum fall 1in 80. Drainage channels to be provided and connected to main (foul) drain
Walls: Modern UPVC insulated walls with insulated internal UPVC infill panels
Roof: Modern profiled steel with PVC coating and acoustic and thermal insulation
Exterior: Heavy duty galvanised steel exercise areas
Services; Mains drainage, electric, heating and ventilation to interior areas.
| £ | Unit
Corridor kennels
Based on a unit containing 20 dogs and reflecting appropriate exercise areas and perimeter fencing | 600 | m2
Catteries |  | m2
Dog runs | (inc in overall cost) | m2

## LIBRARY-MUSEUM
LIBRARY/MUSEUM
Category 1 Subjects which are wholly or mainly capacious, purpose built, invariably large, of national or central, rather than local, significance will fall into Category 1. In the case of modern” state of the art” buildings where the building is of the highest quality a further quality addition may be merited. Construction: generally spacious well-appointed museums/libraries constructed to prestige standards of stone, facing brick or similar; plastered and/or timber panelled walls and ceilings; timber floors and polished hardwood or expensive tiling; very good lighting and heating systems; spacious cloakroom/toilet accommodation with superior fittings; good kitchen facilities, ante rooms, stage and other ancillaries; generous accesses, circulation and other ancillary space; finish throughout being of a high standard. Costs vary but the rate quoted is for the norm in this category. The rate may be increased where the subject is very much better but care must be exercised, as additional expenditure may be considered un remunerative. |  |  | RETURN TO CONTENTS PAGE
Category 1-2 This type is similar to Category 1 in style, purpose and accommodation but built to a functional rather than prestigious standard with plain fittings and/or finishes.
Category 2 Standard modest scale museums/libraries of traditional construction. Stone, facing brick or brick roughcast walls, plastered walls and ceilings internally, ordinary timber or concrete floors; satisfactory heating and lighting systems; good plain toilet accommodation; generally limited but sufficient kitchen facilities; at best limited stage and anteroom facilities; good but plain standard of finish.
Category 3 Superior timber or other industrialised non-traditional buildings with a similar standard of accommodation, facilities etc to Category 2. This category may also be applied to minor halls, meeting rooms and clubrooms of rather rudimentary traditional construction, eg mid-nineteenth century artisans' dwellings and industrial cottages with limited adaptation, which are of an overall quality between Categories 2 and 4.
Category 4 Inferior construction with brick walls, possibly roughcast, timber and felt/corrugated asbestos roof or similar roof construction; may have unlined ceilings, timber or concrete floors, roughly lined walls; poor heating, inferior toilet accommodation, limited if any kitchen facilities and a modest standard of finish all round.
Category 5 Inferior industrialised buildings in the nature of contractors' huts or offices; inferior (generally second-hand re-erected) huts; old Nissan huts and prefabricated houses; poorest billets and simple houses unfit for human habitation, probably unlined internally with no heating and very limited toilet accommodation. This category is rarely found.
| £ | Unit
Category 1 | 2095 | m2
Category 1-2 | 1660 | m2
Category 2 | 1460 | m2
Category 3 | 1424 | m2
Category 4 | 789 | m2
Category 5 | 153 | m2

## MASTS
MASTS For full cost details see ‘Cost Guide’ spreadsheet
Type 1 - Lamp Post Type Pole Light duty poles similar in construction to street lamp posts with a base diameter not exceeding 0.4 metre, and heights usually in the range of 10-12 metres with the aerial concealed in a small tube at the top of the pole. These are generally microcell sites installed on public highway verges or pavements. |  |  | RETURN TO CONTENTS PAGE
Type 2 - Ground Level Pole and Column Masts Self supporting metal poles and columns are used mainly by the mobile phone operators. Most are less than 20 metres in height with the majority being in the range of 12-15 metres high. Valuers should distinguish between the more modern column mast sites and the older pole sites.
Modern Column Mast Sites Most are medium duty columns and have a base diameter of 0.35 – 0.50 metre and may taper towards the top. Some columns may have a head frame for aerials and ladders or climbing pegs included. They tend to be sited in standard compounds with equipment cabins.
Type 3 – Ground level Lattice Masts Lattice masts are generally constructed from angle iron or tubular steel braced sections secured to a square or tripod base. Triangular or circular head frames supporting sector arrays of aerials and microwave dishes are common as are rest platforms and safety ladders. Some masts will be of heavier duty pylon tower construction with more detailed bracing sections and additional platforms and ladders. There may be secondary support masts and guy wires leading to extra support foundations. Such masts will require individual analysis and assessment and, in the case of more established sites, may involve the application of obsolescence allowances as noted at 10.6. The VOA have not yet agreed on a cost scale for larger masts, but have adopted a common approach of adding 15% to the 1995 Cost Guide prices for these masts. See 1995 Cost Guide for Specialist Class Items – Vol. 2 Medium Duty Pylon Type Tower : Code 52U00U Heavy Duty Pylon Type Tower : Code 52U00Z The costs include foundations and fees. Additions will be required to reflect buildings, cabins, cabling, fencing & gates, and site improvements. Any secondary masts should be valued according to their construction type and base width. It is unlikely that the ERC £/m height price would exceed 50% of the main mast price.
Type 4 – Roof Top Sites Roof top sites will include typical stub masts up to 5.0 metres in height, poles, supporting aerials and microwave dishes around the roof perimeter along with safety rails, ladders and platforms. There may be an equipment cabin or a room within the building for use in connection with the mast. In some instances the equipment may be minimal and not warrant any uplift on the basic site rental value.
| £ | Unit
Type 1 – Lamp Post Type Pole | 564 | m2
Type 2 - Ground Level Pole and Column Masts -12 m high | 577 | m2
Type 2 - Ground Level Pole and Column Masts – 15 m high | 826 | m2
Type 2 - Ground Level Pole and Column Masts -18 m high | 800 | m2
Type 2 - Ground Level Pole and Column Masts – 20 m high | 800 | m2
Type 3 – Ground level Lattice Masts – 12 m high | 1023 | m2
Type 3 – Ground level Lattice Masts – 15 m high | 1023 | m2
Type 3 – Ground level Lattice Masts – 18 m high | 984 | m2
Type 3 – Ground level Lattice Masts – 21 m high | 984 | m2
Type 3 – Ground level Lattice Masts – 25 m high | 984 | m2
Type 3 – Ground level Lattice Masts – 30 m high | 984 | m2
Type 3 – Ground level Lattice Masts – 35 m high | 1023 | m2
Type 3 – Ground level Lattice Masts – 40 m high | 1089 | m2
Type 3 – Ground level Lattice Masts – 45 m high | 1128 | m2
Type 4 - Roof Top Sites - single cell installation | 1495 | m2
Type 4 - Roof Top Sites – equipment cabinet room | 33320 | m2

## MOD HOUSING
MOD HOUSING
[8 empty] | 2018 ERC |  |  |  | 2013 ERC |  |  |  | Adjustment | 0.964
MOD TYPE | PUC | Accommodation |  | Det, S/D, Terr | GIA | GEA | Beacon code | Large Estate | Medium Estate | Small Estate | Stand alone | Large Estate Rate (20+ units) (TPI = 1.00) Adjusted by 70% | Medium Estate Rate (11-19 units) (TPI = 1.025) Adjusted by 70% | Small Estate Rate (4-10 units) (TPI = 1.075) Adjusted by 70% | Stand alone Rate (1-3 units) (TPI = 1.225) Adjusted by 70% | Cost Category | Indexation | RETURN TO CONTENTS PAGE
1 | 001 | 3 rec, 5 bed |  | Det | 250 | 262.5 | H1D | 259024.2962 | 265498.9472 | 278452.84 | 317306.867 | 169265 | 173496 | 181961 | 207351 | Hybrid A&B | 1.3485
2 | 002 | 3 rec, 5 bed |  | Det | 210 | 220.5 | H2D | 216716.4079 | 222135.1597 | 232969.6029 | 265477.5232 | 141618 | 145159 | 152239 | 173482 | Hybrid A&B | 1.3485
3 | 003 | 3 rec, 4 bed |  | Det | 155 | 162.75 | H3D | 137273.0066 | 140706.9742 | 147568.7882 | 168160.3513 | 89704 | 91948 | 96432 | 109888 | Hybrid A&B | 1.3485
4 & 5S | 004 | Type 4 | Type 5S | Det | 135 | 141.75 | H4D | 120554.6039 | 123569.2724 | 129595.5488 | 147677.4387 | 78779 | 80749 | 84687 | 96503 | Hybrid A&B | 1.3485
|  | 2 rec, 4 bed | 2 rec, 3 bed | S/D | 135 | 141.75 | H4S | 118972.2855 | 121945.6362 | 127893.8679 | 145743.1539 | 77745 | 79688 | 83575 | 95239 | Hybrid A&B | 1.3485
5 | 005 | 2 rec, 3 bed |  | Det | 115 | 120.75 | H5D | 102951.6944 | 105524.1095 | 110672.0003 | 126115.6726 | 67276 | 68957 | 72321 | 82413 | Hybrid A&B | 1.3485
|  |  |  | S/D | 115 | 120.75 | H5S | 101603.5102 | 104145.3195 | 109224.3473 | 124466.0215 | 66395 | 68056 | 71375 | 81335 | Hybrid A&B | 1.3485
B | 012 | 2 rec, 2 bed |  | S/D | 85 | 89.25 | HBS | 74682.6735 | 76548.0953 | 80283.5297 | 91488.3027 | 48803 | 50022 | 52463 | 59785 | Hybrid A&B | 1.3485
|  |  |  | Terraced | 85 | 89.25 | HBT | 74682.6735 | 76548.0953 | 80283.5297 | 91488.3027 | 48803 | 50022 | 52463 | 59785 | Hybrid A&B | 1.3485
C | 013 | 2 rec, 3 bed |  | Det | 95 | 99.75 | HCD | 83596.6045 | 85685.4484 | 89864.6665 | 102403.8511 | 54628 | 55993 | 58724 | 66918 | Hybrid A&B | 1.3485
|  |  |  | S/D | 95 | 99.75 | HCS | 82500.9178 | 84565.2771 | 88687.8746 | 101064.8486 | 53912 | 55261 | 57955 | 66043 | Hybrid A&B | 1.3485
|  |  |  | Terraced | 95 | 99.75 | HCT | 82500.9178 | 84565.2771 | 88687.8746 | 101064.8486 | 53912 | 55261 | 57955 | 66043 | Hybrid A&B | 1.3485
D | 014 | 2 rec, 4 bed |  | Det | 120 | 126 | HDD | 105592.9725 | 108232.7203 | 113510.6856 | 129350.7027 | 69002 | 70727 | 74176 | 84527 | Hybrid A&B | 1.3485
|  |  |  | S/D | 120 | 126 | HDS | 104209.5916 | 106815.6731 | 112024.7754 | 127658.2035 | 68098 | 69801 | 73205 | 83421 | Hybrid A&B | 1.3485
|  |  |  | Terraced | 120 | 126 | HDT | 104209.5916 | 106815.6731 | 112024.7754 | 127658.2035 | 68098 | 69801 | 73205 | 83421 | Hybrid A&B | 1.3485
FLATS
MOD Type | PUC |  |  |  | AREA (GIA) | Area (GEA) | Beacon Code | 1- 2 Storey | 3- 5 Storey | 6+ Storey
4 & 5S | 004 |  |  |  | 137 | 144 | FL4 | 136992.9638 | 147267.3213 | 198639.1089
5 | 005 |  |  |  | 117 | 123 | FL5 | 116995.1527 | 125771.3577 | 169643.2009
B | 012 |  |  |  | 86 | 90 | FLB | 85996.0969 | 92444.733 | 124694.0345
C | 013 |  |  |  | 95 | 100 | FLC | 94994.1938 | 102120.7477 | 137742.8052
D | 014 |  |  |  | 120 | 126 | FLD | 119994.5183 | 128992.6151 | 173989.2205
GARAGES
For Garages (within curtilage of a house) to be added as an addition to the house valuation. |  | unit
Single | HGS | 10124
Double | HGD | 14001
Note on R2: Avo, Paul: Refer to E-mail dated 12th October 2018 from BJ to RB - PA/RB 17/10/2018

## MOD PROPERTY
MOD PROPERTY
MOD PRIMARY USE CODE | VOA BEACON COST CODE | MOD PRIMARY USE | REMARKS | £ | Unit | RETURN TO CONTENTS PAGE
6 | CAB | All Transient Accommodation - Officers | Value as most appropriate alternative 'Mess' beacon. |  |  | These costs should be cross-referenced to the MOD Memorandum of Agreement costs.
7 | 02A | Official service residence | Fair Value (EUV) normally required
16 | CAB | All Transient Accommodation - JR | Value as most appropriate alternative 'Mess' beacon.
17 | CAB | All Transient Accommodation - WOs & Sgts | Value as most appropriate alternative 'Mess' beacon.
20 | 02A | Accommodation - Other | Fair Value (EUV) normally required
21 | 05A | Farm Houses | Where not valued to FV (EUV). Add for garage - £12,000 for single, £16,750 for double | 659 | /m2
22 | 05B | Farm Cottages | Where not valued to FV (EUV). Add for garage - £12,000 for single, £16,750 for double | 801 | /m2
23 | 02A | MoD Civilian Accommodation | Fair Value (EUV) normally required
24 | 02A | Lands Residential Lettings | Fair Value (EUV) normally required
28 | CAB | School Boarding House | See Mess beacons
100 | CAB | Officers Mixed Catering & Accommodation blocks. | Value the Kitchen & Dining areas together with the public areas as 'Mess - Catering Only' (beacon 12A) and the accommodation as the most appropriate SLA type.
110 | CAB | WOs & Sgts Mixed Catering & Accommodation blocks. | Value the Kitchen & Dining areas together with the public areas as 'Mess - Catering Only' (beacon 12A) and the accommodation as the most appropriate SLA type.
27 | 08A | Accommodation block - SLA type 'X'. Permanent construction. | Comprises several 'dormitory' style sleeping rooms using communal ablutions. Sometimes refered to as 'Transient' Accommodation | 1071 | /m2
27 | 08B | Accommodation block - SLA type 'Y'. Permanent construction. | Series of several 'flats' (usually for up to 6 people) each comprising sleeping areas/rooms, bathroom, kitchen/utility & possibly with a communal living room/area | 1118 | /m2
27 | 08C | Accommodation block - SLA type 'Z'. Communal ablutions. Permanent construction. | Comprises individual bedrooms (sometimes refered to as bed-living rooms) each with WHB. | 1142 | /m2
27 | 08D | Accommodation block - SLA type 'Z'. All en-suite. Permanent construction. | Comprises individual bedrooms (sometimes refered to as bed-living rooms) each with full en-suite facilities. | 1189 | /m2
27 | 10A | Accommodation block - SLA type 'X'. Modular construction. | Comprises several 'dormitory' style sleeping rooms using communal ablutions | 906 | /m2
27 | 10B | Accommodation block - SLA type 'Y'. Modular construction. | Series of several 'flats' (usually for up to 6 people) each comprising sleeping areas/rooms, bathroom, kitchen/utility & possibly with a communal living room/area | 954 | /m2
27 | 10C | Accommodation block - SLA type 'Z'. Communal ablutions. Modular construction. | Comprises individual bedrooms (sometimes refered to as bed-living rooms) each room usually with WHB. | 965 | /m2
27 | 10D | Accommodation block - SLA type 'Z'. All en-suite. Modular construction. | Comprises individual bedrooms (sometimes refered to as bed-living rooms) each with full en-suite facilities. | 1024 | /m2
27 | CAB | Mess - Combined Officers/WO&Sgts Catering & Accommodation Blocks | Value the Kitchen & Dining areas together with the public areas as 'Mess - Catering Only' (beacon 12A) and the accommodation as the most appropriate SLA type.
27 | CAB | Mess - Combined Officers/WO&Sgts Catering only Blocks | Value the Kitchen & Dining areas together with the public areas as 'Mess - Catering Only' (beacon 12A) and the accommodation as the most appropriate SLA type.
101 | 12A | Mess - Catering Only - Old style Messing facility | Comprises kitchen with separate dining room(s), lounge and bar areas and often snooker and TV rooms | 1413 | /m2
101 | 12B | Mess - Catering Only - modern Super-diner | Very similar in style to Motorway Service Stations - open plan dining, bar and rest areas, often with Londis shop and other facilities. | 1707 | /m2
111 | 12A | Mess - Catering Only - Old style Messing facility | Comprises kitchen with separate dining room(s), lounge and bar areas and often snooker and TV rooms | 1413 | /m2
111 | 12B | Mess - Catering Only - modern Super-diner | Very similar in style to Motorway Service Stations - open plan dining, bar and rest areas, often with Londis shop and other facilities. | 1707 | /m2
115 | CAB | Mess - Combined Officers/WO&Sgts Catering & Accommodation Blocks | Value the Kitchen & Dining areas together with the public areas as 'Mess - Catering Only' (beacon 12A) and the accommodation as the most appropriate SLA type.
116 | 12A | Mess - Combined Officers/WO&Sgts Catering only Blocks | Comprises kitchen with separate dining room(s), lounge and bar areas and often snooker and TV rooms | 1413 | /m2
202 | 20A | Religious Buildings | Includes all Churches, Temples and other religious buildings | 1295 | /m2
210 | 21A | Cinema | Purpose built with tiered seating. Add for Air Conditioning. | 1295 | /m2
214 | CAB | Library | Value as most appropriate alternative 'Office' or 'Classroom' beacon.
215 | 21B | Theatre | Purpose built with tiered seating, stage and changing rooms. Add for Air Conditioning. | 1625 | /m2
216 | CAB | Museum | Consider alternative beacon
217 | 22A | Changing Rooms - with showers |  | 1142 | /m2
217 | 22B | Changing Rooms - without showers | i.e locker rooms | 906 | /m2
218 | 22D | Grandstand - Basic standard with stores under |  | 836 | /m2
218 | 22E | Grandstand - Good quality with changing & shower rooms etc under |  | 1095 | /m2
219 | 22G | Sports/Cricket Pavilion - permanent - minimal facilities |  | 965 | /m2
219 | 22H | Sports/Cricket Pavilion - permanent - good facilities |  | 1201 | /m2
219 | 22J | Sports/Cricket Pavilion - modular - minimal facilities |  | 883 | /m2
219 | 22K | Sports/Cricket Pavilion - modular - good facilities |  | 1095 | /m2
222 | 25A | Grass Sports Pitch / Playing Field | Unless new or unkept, use equated age of 25 years (with 25yrs R/L). Cost equates to approx £35,000 per pitch. A football pitch (excl run-off areas) is approx 110m x 60m. Rugby pitches are usually larger. | 41661 | /ha
222 | 25B | Artificial Sports Pitch - with floodlights | 60m x 110m. | 345875 | each
222 | 25C | Artificial Sports Pitch - without floodlights | 60m x 110m. | 302648 | each
222 | 25D | 5-a-side Football pitch | Area of pitch is approx 18.5m x 36m. All weather surface, surrounded by a 1m - 1.5m boarded fence. Add for lighting. | 41661 | each
223 | 25H | Sports Track - All Weather Athletics Track - with floodlights | Includes the grass pitch in the middle. Any ancillary stores etc should be valued as an additional cost | 471648 | each
223 | 25J | Sports Track - All Weather Athletics Track - no floodlights | Includes the grass pitch in the middle. Any ancillary stores etc should be valued as an additional cost | 428421 | each
224 | 25K | Tennis Courts - non-grass surfaces (single/first court) | All non grass courts of any surface finish. Add for any lighting. | 27146 | each
224 | 25L | Tennis Courts - non-grass surfaces (subsequent court) | All non grass courts of any surface finish. Add for any lighting. | 19918 | each
224 | 25M | Tennis Courts - grass (single/first court) |  | 18153 | each
224 | 25N | Tennis Courts - grass (subsequent court) |  | 12690 | each
225 | 26A | Sports Hall - Multi Sports Centre (inc Squash Courts & Swimming Pool) | Includes swimming pool, squash courts, fitness suite, full changing facilities and spectator viewing and rest areas. | 1530 | /m2
225 | 26B | Sports Hall - Purpose built Hall - with changing facilities | Does not include a swimming pool, but can include squash courts and spectator viewing and rest areas. | 942 | /m2
225 | 26C | Sports Hall - Purpose built Hall - no changing facilities | Does not include a swimming pool, but can include squash courts and spectator viewing and rest areas. No changing facilities. | 753 | /m2
225 | 26D | Basic purpose built indoor Sports Hall | Multi purpose sports hall with no changing facilities or any other ancillary areas. | 565 | /m2
227 | 26E | Squash Courts (single/first court - with changing facilities) |  | 122441 | each
227 | 26F | Squash Courts (subsequent court(s) - with changing facilities) | Cost is for each additional court | 65594 | each
227 | 26G | Squash Courts (single/first court - no changing facilities) |  | 97225 | each
227 | 26H | Squash Courts (subsequent court(s) - no changing facilities) | Cost is for each additional court | 51962 | each
228 | 26J | Swimming Pool (Outdoor) | Add any changing facilities or store buildings as additional costs. | 365 | /m2
228 | 26K | Swimming Pools (Indoor - with changing facilities) | Any pool larger than 25m in length - refer to SBS | 1683 | /m2
228 | 26L | Swimming Pools (Indoor - no changing facilities) | Any pool larger than 25m in length - refer to SBS | 1354 | /m2
229 | 26P | Physical Training Objects - Personnel Obstacle Course - Type A | For Trained soldiers | 74800 | each
229 | 26Q | Physical Training Objects - Personnel Obstacle Course - Type B | For Recruits | 44687 | each
232 | SBS | Ski Slope
233 | SBS | Trim Trail
234 | CAB | Golf Facility
235 | CAB | Riding School
240 | 27C | Social Club | Any staff living accommodation is included in the beacon cost. | 1318 | /m2
241 | 27D | Hobbies Club |  | 542 | /m2
247 | 27A | Canteen - permanent |  | 1177 | /m2
247 | 27B | Canteen - modular |  | 1012 | /m2
249 | 12A | Dining Hall - Old style JR Mess facility |  | 1413 | /m2
249 | 12B | Dining Hall - Modern motorway service station type facility for JRs | Very similar in style to Motorway Service Stations - open plan dining, bar and rest areas, often with Londis shop and other facilities. | 1707 | /m2
250 | 27E | Community Centre | Any living accommodation is included in the beacon cost. | 1142 | /m2
260 | 27F | Creche/Nursery/Childcare Facility | < 500m2 | 1413 | /m2
260 | 27G | Creche/Nursery/Childcare Facility | > 500m2 | 1271 | /m2
261 | CAB | Childrens Playground | Consider alternative beacon
270 | 02A | Adventure Training Lodge | Fair Value (EUV) normally required
280 | 28A | Ranges - Indoor 25m Weapons Range |  | 112058 | each
280 | CAB | Ranges - Indoor Computerised Weapons Range | Fully enclosed building. Value as either an insulated storage shed or workshop - depending on level of services.
280 | 28B | Ranges - Enclosed Tube Range - 25m Centre Fire Tube Range | 3' diameter concrete pipe with 'firing position' at one end and target at the other end. | 56365 | each
280 | 28C | Ranges - Enclosed Tube Range - 100m Small Arms Test Range |  | 141029 | each
281 | 28G | Range Safety Systems - Ranges Control Building | This cost should be added to the cost of the range on which it serves and not be separately valued. | 683 | /m2
281 | 28H | Range Safety Systems - Range Observation Post (Tower) |  | 1012 | /m2
281 | 28J | Range Safety Systems - Bombing Range Control Tower | Usually a 2 or 3 storey brick tower. Small store or Range Wardens workshop on GF, with stairs giving access to upper level viewing gallery/control point | 2048 | /m2
282 | 28L | Ranges - Troop Shelter - Open Fronted "Bus Stop" Type | No workshop. | 141 | /m2
282 | 28M | Ranges - Troop Shelter - Enclosed | No workshop. | 318 | /m2
282 | 28N | Ranges - Troop Shelter with Wardens Workshop |  | 848 | /m2
282 | 28P | Ranges - Outdoor 25m Barrack Range | Any troop shelter or ancillary buildings to be valued in addition. | 135897 | each
282 | 28Q | Ranges - 100m Group/Zeroing Range | Comprises up to 20 timber lined coffin type holes in the ground, each with an adjoining flat surfaced firng position. | 22555 | each
282 | 28R | Ranges - 600m Gallery Range | Comprises a series of 12 firing positions every 100m with 12 fixed targets at the 600m mark. Targets are either manually or electrically operated at the same cost. Value the control building (28G) as an addition to the cost of the range. | 149458 | each
282 | 28S | Ranges - 600m Electric Target Range (ETR) | Comprises one set of 12 firing positions with 6 electrically operated pop-up targets at every 100m for each lane. Value the control building (28G) as an addition to the cost of the range. | 215959 | each
282 | 28T | Ranges - Individual Battle Skills Range (IBSR) | Plot of land with up to 20 SAPUs (Small Arms Pop Ups) - which are coffin-like pits containing remote controlled pop-up targets. | 258244 | each
282 | 28U | Ranges - Field Firing Range | Large area of land (usually several acres) with numerous individual DIY type bunkers. | 86878 | each
282 | 28V | Ranges - Mechanised Moving Target Range | A field containing 12 fixed obstacles (brick or block walls) behind which, passes a moving target on a dolly usually running on a track. | 52621 | each
282 | 28W | Ranges - Live Throwing Grenade Range | Usually comprises a couple of brick type garden sheds with a series of dwarf protecting walls between. The walls facing the explosion area are usually lined with railway sleepers. Small brick observation tower. | 69467 | each
282 | 28X | Ranges - Anti Tank Guided Weapon Range |  | 28018 | each
290 | 29A | Operational Training Objects - FIBUA - Standard house | Resembles a domestic house. No services. | 577 | /m2
290 | 29B | Operational Training Objects - FIBUA - Demolitions house | If anyone can find out what one of these is, please will you let me know. I have so far been unable to find out! (SJA) | 742 | /m2
290 | 29C | Operational Training Objects - FIBUA - Barn |  | 330 | /m2
290 | 29D | Operational Training Objects - FIBUA - Demonstration building | Resembles a domestic house. Elec light & power. | 636 | /m2
290 | 29E | Operational Training Objects - FIBUA - Skills house | Completely open fronted house. No services. | 400 | /m2
290 | 29F | Operational Training Objects - FIBUA - Church (control building) | Resembles a church in layout, often with a small tower. Used as the main briefing & de-briefing room and for controlling & monitoring the fighting scenarios. | 836 | /m2
290 | 29G | Operational Training Objects - FIBUA - Viewing gallery | Open fronted sports type grandstand. Approx 100 seats and usually opposite a Skills House (beacon 98E). | 33751 | each
300 | 30A | Medical Centre |  | 1071 | /m2
310 | 30B | Dental Centre |  | 1213 | /m2
320 | 30C | Medical and Dental Centre Combined | < 2,000 sqm | 1107 | /m2
320 | 30D | Medical and Dental Centre Combined | > 2,000 sqm | 1260 | /m2
320 | 30E | Ward areas (within Medical Centres) | This is for the Ward areas only. Value the non ward areas as Medical Centre | 1366 | /m2
330 | 30F | Occupational Health Centre | These buildings tend to be a mix of offices, meeting rooms and doctor consulting rooms. | 1071 | /m2
340 | SBS | Hospital | Refer to Specialist Building surveyor
341 | SBS | Mortuary | Refer to Specialist Building surveyor
350 | 33A | Ablution / Toilet Block - permanent |  | 1672 | /m2
350 | 33B | Ablution / Toilet Block - modular |  | 1012 | /m2
360 | CAB | Laundries | Value at appropriate workshop beacon and add for air extraction as necessary.
400 | 40A | Shop - Includes all General Shops, Hairdressers, Laundrettes & Fast Food outlets but excludes NAAFI (see PUC 403) | Fitting out costs paid by occupier | 624 | /m2
401 | 40D | Tailor/Clothing Shop | Fitting out costs paid by occupier | 624 | /m2
402 | 40E | Bank | Fitting out costs paid by occupier | 624 | /m2
403 | 40F | Shop - NAAFI / Similar Facility (e.g. Londis etc) | Fitting out costs paid by occupier. Any living accommodation is NOT included in the beacon cost. | 624 | /m2
404 | CAB | SSVC (Services Sound and Vision Corporation)
405 | 02A | Commercial Garage | Fair Value (EUV) normally required
407 | CAB | Bowling Alley | Consider appropriate alternative beacon. Can be in an old Nissen hut, but more modern ones are typically part of a larger multi use building. Equipment is P&M
500 | 50A | Offices - standard quality, purpose built <500m2 | Add for any raised flooring, lift(s) & air conditioning as necessary. Will also include good conversions from previous uses. | 1118 | /m2
500 | 50B | Offices - standard quality, purpose built 501m2 - 1000m2 | Add for any raised flooring, lift(s) & air conditioning as necessary. Will also include good conversions from previous uses. | 989 | /m2
500 | 50C | Offices - standard quality, purpose built 1001m2 - 2000m2 | Add for any raised flooring, lift(s) & air conditioning as necessary. Will also include good conversions from previous uses. | 918 | /m2
500 | 50D | Offices - standard quality, purpose built > 2001m2 | Add for any raised flooring, lift(s) & air conditioning as necessary. Will also include good conversions from previous uses. | 848 | /m2
500 | 50G | Offices - prestigious quality - all sizes | Built to BREEAM standards. Includes raised floors, lift and full air con. If this building is not part of a larger MoD establishment, the Infra % & beacon cost may need adjusting for contract size and professional fees so refer to SBS. | 1754 | /m2
500 | 50K | Industrial Standard < 1000m2 | Very basic finishes and low spec. Can often be converted from previous uses with very little adaptation. Add for lift(s) as necessary. | 942 | /m2
500 | 50L | Industrial Standard > 1001m2 | Very basic finishes and low spec. Can often be converted from previous uses with very little adaptation. Add for lift(s) as necessary. | 895 | /m2
500 | 50M | Prefabricated/modular | Add for air conditioning as necessary. | 836 | /m2
502 | CAB | Conference Centre / Rooms | Consider using office or classroom beacons | 0
503 | 52B | Lecture Hall | Separate building with fixed tiered seating in a large auditorium, together with ancillary areas. | 1295 | /m2
504 | 52C | Classroom | This is for classrooms that have with very little (if any) IT. Otherwise, value as appropriate Office beacon. For buildings with specialist simulator areas, refer to SBS. | 1142 | /m2
505 | CAB | Telephone Exchange | Value as most appropriate alternative beacon. See also Comms building (PUC760)
506 | 56A | Reserves Centre | Cost includes any integral ranges and Caretaker living accommodation. Areas of any integral Mess type accommodation should be apportioned & valued accordingly. | 824 | /m2
507 | 56B | Cadet Hut (Permanent ) | Similar to classrooms | 965 | /m2
507 | 56C | Cadet Hut (Modular ) |  | 836 | /m2
508 | 02A | Recruiting Centre | ACIOs & AFCOs are usually located 'off-Camp' in town centre locations. Therefore value to FV (EUV). (ACIO = Army Careers Information Offices. AFCO = Armed Forces Career Offices).
509 | 56A | Cadet Training Centre | A 'CTC' often comprises a series of buildings each with a separate use. In which case each separate building should be valued as per its own use. If the CTC is one building providing all uses, value as PUC 509/56A | 824 | /m2
510 | SBS | Pre-School
511 | SBS | Primary School
512 | SBS | Middle School
513 | SBS | Secondary School
520 | 58A | Staff Rest Room - with minimal facilities | Separate Building | 965 | /m2
520 | 58B | Staff Rest Room - with changing & shower facilities | Separate Building | 1342 | /m2
525 | SBS | Air Terminal Building
530 | CAB | Court Martial Centre | Value as most appropriate Office beacon
600 | 60A | Stores - QM / Compartmentalised (250m2 to 500m2) | Insulated. Excludes any office or staff rest areas which should be valued as additional costs | 730 | /m2
600 | 60B | Stores - QM / Compartmentalised (501m2 to 1,000m2) | Insulated. Excludes any office or staff rest areas which should be valued as additional costs | 683 | /m2
600 | 60C | Stores - QM / Compartmentalised (> 1001m2) | Insulated. Excludes any office or staff rest areas which should be valued as additional costs | 624 | /m2
600 | 60L | Stores - general stores for non specialised materiel - | Any offices or other ancillary areas (either within, or attached to the building) should be added as an addition to the primary beacon cost. Make height adjustment if eaves height > 4m | 494 | /m2
Uninsulated (< 100m2)
600 | 60M | Stores - general stores for non specialised materiel - | Any offices or other ancillary areas (either within, or attached to the building) should be added as an addition to the primary beacon cost. Make height adjustment if eaves height > 4m | 365 | /m2
Uninsulated (101m2 to 250m2)
600 | 60N | Stores - general stores for non specialised materiel - | Any offices or other ancillary areas (either within, or attached to the building) should be added as an addition to the primary beacon cost. Make height adjustment if eaves height > 4m | 318 | /m2
Uninsulated (251m2 to 500m2)
600 | 60P | Stores - general stores for non specialised materiel - | Any offices or other ancillary areas (either within, or attached to the building) should be added as an addition to the primary beacon cost. Make height adjustment if eaves height > 4m | 271 | /m2
Uninsulated (501m2 to 1,000m2)
600 | 60Q | Stores - general stores for non specialised materiel - | Any offices or other ancillary areas (either within, or attached to the building) should be added as an addition to the beacon cost. Make height adjustment if eaves height > 4m. Any buildings significantly larger than 5,000m2 seek BS assistance. | 224 | /m2
Uninsulated (1,001m2 to 5,000m2)
600 | 60R | Stores - general stores for non specialised materiel - | Any offices or other ancillary areas (either within, or attached to the building) should be added as an addition to the primary beacon cost. Make height adjustment if eaves height > 4m | 647 | /m2
Insulated (< 100m2)
600 | 60S | Stores - general stores for non specialised materiel - | Any offices or other ancillary areas (either within, or attached to the building) should be added as an addition to the primary beacon cost. Make height adjustment if eaves height > 4m | 494 | /m2
Insulated (101m2 to 250m2)
600 | 60T | Stores - general stores for non specialised materiel - | Any offices or other ancillary areas (either within, or attached to the building) should be added as an addition to the primary beacon cost. Make height adjustment if eaves height > 4m | 447 | /m2
Insulated (251m2 to 500m2)
600 | 60U | Stores - general stores for non specialised materiel - | Any offices or other ancillary areas (either within, or attached to the building) should be added as an addition to the primary beacon cost. Make height adjustment if eaves height > 4m | 400 | /m2
Insulated (501m2 to 1,000m2)
600 | 60V | Stores - general stores for non specialised materiel - | Any offices or other ancillary areas (either within, or attached to the building) should be added as an addition to the beacon cost. Make height adjustment if eaves height > 4m. Any buildings significantly larger than 5,000m2 seek BS assistance. | 353 | /m2
Insulated (1,001m2 to 5,000m2)
601 | 61L | Stores - for specialised materiels (but not munitions) - | Any offices or other ancillary areas (either within, or attached to the building) should be added as an addition to the primary beacon cost. Make height adjustment if eaves height > 4m | 753 | /m2
Uninsulated (< 100m2)
601 | 61M | Stores - for specialised materiels (but not munitions) - | Any offices or other ancillary areas (either within, or attached to the building) should be added as an addition to the primary beacon cost. Make height adjustment if eaves height > 4m | 600 | /m2
Uninsulated (101m2 to 250m2)
601 | 61N | Stores - for specialised materiels (but not munitions) - | Any offices or other ancillary areas (either within, or attached to the building) should be added as an addition to the primary beacon cost. Make height adjustment if eaves height > 4m | 506 | /m2
Uninsulated (251m2 to 500m2)
601 | 61P | Stores - for specialised materiels (but not munitions) - | Any offices or other ancillary areas (either within, or attached to the building) should be added as an addition to the primary beacon cost. Make height adjustment if eaves height > 4m | 494 | /m2
Uninsulated (501m2 to 1000m2)
601 | SBS | Stores - for specialised materiels (but not munitions) - | Seek SBS assistance
Uninsulated (1,001m2 to 5,000m2)
601 | 61R | Stores - for specialised materiels (but not munitions) - | Any offices or other ancillary areas (either within, or attached to the building) should be added as an addition to the primary beacon cost. Make height adjustment if eaves height > 4m | 848 | /m2
Insulated (< 100m2)
601 | 61S | Stores - for specialised materiels (but not munitions) - | Any offices or other ancillary areas (either within, or attached to the building) should be added as an addition to the primary beacon cost. Make height adjustment if eaves height > 4m | 671 | /m2
Insulated (101m2 to250m2)
601 | 61T | Stores - for specialised materiels (but not munitions) - | Any offices or other ancillary areas (either within, or attached to the building) should be added as an addition to the primary beacon cost. Make height adjustment if eaves height > 4m | 577 | /m2
Insulated (251m2 to 500m2)
601 | 61U | Stores - for specialised materiels (but not munitions) - | Any offices or other ancillary areas (either within, or attached to the building) should be added as an addition to the primary beacon cost. Make height adjustment if eaves height > 4m | 542 | /m2
Insulated (501m2 to 1,000m2)
601 | SBS | Stores - for specialised materiels (but not munitions) - | Seek SBS assistance
Insulated (1,001m2 to 5,000m2)
602 | 61L | Stores - for hazardous materiels (but not munitions) - | Any offices or other ancillary areas (either within, or attached to the building) should be added as an addition to the primary beacon cost. Make height adjustment if eaves height > 4m | 753 | /m2
Uninsulated (< 100m2)
602 | 61M | Stores - for hazardous materiels (but not munitions) - | Any offices or other ancillary areas (either within, or attached to the building) should be added as an addition to the primary beacon cost. Make height adjustment if eaves height > 4m | 600 | /m2
Uninsulated (101m2 to 250m2)
602 | 61N | Stores - for hazardous materiels (but not munitions) - | Any offices or other ancillary areas (either within, or attached to the building) should be added as an addition to the primary beacon cost. Make height adjustment if eaves height > 4m | 506 | /m2
Uninsulated (251m2 to 500m2)
602 | 61P | Stores - for hazardous materiels (but not munitions) - | Any offices or other ancillary areas (either within, or attached to the building) should be added as an addition to the primary beacon cost. Make height adjustment if eaves height > 4m | 494 | /m2
Uninsulated (501m2 to 1000m2)
602 | SBS | Stores - for hazardous materiels (but not munitions) - | Seek SBS assistance
Uninsulated (1,001m2 to 5,000m2)
602 | 61R | Stores - for hazardous materiels (but not munitions) - | Any offices or other ancillary areas (either within, or attached to the building) should be added as an addition to the primary beacon cost. Make height adjustment if eaves height > 4m | 848 | /m2
Insulated (< 100m2)
602 | 61S | Stores - for hazardous materiels (but not munitions) - | Any offices or other ancillary areas (either within, or attached to the building) should be added as an addition to the primary beacon cost. Make height adjustment if eaves height > 4m | 671 | /m2
Insulated (101m2 to250m2)
602 | 61T | Stores - for hazardous materiels (but not munitions) - | Any offices or other ancillary areas (either within, or attached to the building) should be added as an addition to the primary beacon cost. Make height adjustment if eaves height > 4m | 577 | /m2
Insulated (251m2 to 500m2)
602 | 61U | Stores - for hazardous materiels (but not munitions) - | Any offices or other ancillary areas (either within, or attached to the building) should be added as an addition to the primary beacon cost. Make height adjustment if eaves height > 4m | 542 | /m2
Insulated (501m2 to 1,000m2)
602 | SBS | Stores - for hazardous materiels (but not munitions) - | Seek SBS assistance
Insulated (1,001m2 to 5,000m2)
603 | SBS | Munition stores - other than Armouries | All should be valued by Specialist Building Surveyor (except for PUC 630 / VOA Beacon 66A/B)
610 | 63B | Helicopters - Storage | Can include ancillary storage areas, but any office areas (either within, or attached to the building) should be added as an addition to the beacon cost. | 636 | /m2
615 | 63F | Fixed Wing Aircraft - Storage | Can include minor ancillary storage areas, but any office areas (either within, or attached to the building) should be added as an addition to the beacon cost. | 636 | /m2
620 | 64A | General Vehicle storage buildings <500m2 | Only for buildings with loading doors along all of one or both sides of the building and purpose built to take vehicles. | 742 | /m2
620 | 64B | General Vehicle storage buildings 501m2 - 1,000m2 | Only for buildings with loading doors along all of one or both sides of the building and purpose built to take vehicles. | 671 | /m2
620 | 64C | General Vehicle storage buildings >1,001m2 | Only for buildings with loading doors along all of one or both sides of the building and purpose built to take vehicles. | 565 | /m2
620 | 64F | Specialist Vehicle storage buildings (up to 2 bays) | More substantial construction than General Vehicle Stores, for housing vehicles that require additional security measures. Up to 2 vehicle bays. £/sqm covers the garage area only. | 2637 | /m2
620 | 64G | Specialist Vehicle storage buildings (3 to 4 bays) | More substantial construction than General Vehicle Stores, for housing vehicles that require additional security measures. 3 to 4 vehicle bays. £/sqm covers the garage area only. | 2072 | /m2
621 | 64J | SFA & SLA Garage Blocks - cars only | Cost covers all types of layouts and construction, but not for garages within curtilage of a house. | 7240 | Garage
622 | CAB | Bulk Vehicle Storage | Large 'stores' type buildings (purpose built or converted) used for storing vehicles. Does NOT have loading doors along full length. Consider either beacons 60L - 60V or 64A - 64C
625 | 65A | Railway Engine Shed | For storage only. If used as a workshop for Railway Engine repairs - take details of additional features and either value as additions, or refer to SBS. | 683 | /m2
630 | 66A | Armoury (General) | For storing guns & associated equipment | 859 | /m2
630 | 66B | Armoury (Unit Ammunition Store) | For storing ammunition. With spark proof lights, but NO wall bunding or earth traversing. | 906 | /m2
640 | CAB | Ammunition Compound | Consider alternative beacon
641 | CAB | Storage Compound | See 'Landways' beacons - PUC 906
650 | CAB | Processing Building - Non Specialised Materiel | Value as per standard workshop beacons
651 | CAB | Processing Building - Specialised materiel | eg: Paint Spray Workshops, If unable to value as a standard (non specialised) workshop, refer to SBS
652 | SBS | Processing Building - Hazardous materiel | Some specialist finishes to floor, walls and roof. Also has spark proof lighting & bunding
653 | SBS | Processing Building - Explosive Materiel | Often blast proof. Some specialist finishes to floor, walls and roof. Spark proof lighting & bunding
700 | 70A | Workshops - open plan. < 100m2 | Any offices or other ancillary areas (either within, or attached to the building) should be added as an addition to the primary beacon cost. Make height adjustment if eaves height > 4m. Includes crane rails. | 954 | /m2
700 | 70B | Workshops - open plan. 101m2 to 250m2 | Any offices or other ancillary areas (either within, or attached to the building) should be added as an addition to the primary beacon cost. Make height adjustment if eaves height > 4m. Includes crane rails. | 895 | /m2
700 | 70C | Workshops - open plan. 251m2 to 500m2 | Any offices or other ancillary areas (either within, or attached to the building) should be added as an addition to the primary beacon cost. Make height adjustment if eaves height > 4m. Includes crane rails. | 765 | /m2
700 | 70D | Workshops - open plan. 501m2 to 1,000m2 | Any offices or other ancillary areas (either within, or attached to the building) should be added as an addition to the primary beacon cost. Make height adjustment if eaves height > 4m. Includes crane rails. | 636 | /m2
700 | 70E | Workshops - open plan. > 1,001m2 | Any offices or other ancillary areas (either within, or attached to the building) should be added as an addition to the primary beacon cost. Make height adjustment if eaves height > 4m. Includes crane rails. | 612 | /m2
700 | 70J | Workshops - compartmentalised. < 100m2 | Any offices or other ancillary areas (either within, or attached to the building) should be added as an addition to the primary beacon cost. Make height adjustment if eaves height > 4m. Includes crane rails. | 1095 | /m2
700 | 70K | Workshops - compartmentalised. 101m2 to 250m2 | Any offices or other ancillary areas (either within, or attached to the building) should be added as an addition to the primary beacon cost. Make height adjustment if eaves height > 4m. Includes crane rails. | 1036 | /m2
700 | 70L | Workshops - compartmentalised. 251m2 to 500m2 | Any offices or other ancillary areas (either within, or attached to the building) should be added as an addition to the primary beacon cost. Make height adjustment if eaves height > 4m. Includes crane rails. | 883 | /m2
700 | 70M | Workshops - compartmentalised. 501m2 to 1,000m2 | Any offices or other ancillary areas (either within, or attached to the building) should be added as an addition to the primary beacon cost. Make height adjustment if eaves height > 4m. Includes crane rails. | 742 | /m2
700 | 70N | Workshops - compartmentalised. > 1,001m2 | Any offices or other ancillary areas (either within, or attached to the building) should be added as an addition to the primary beacon cost. Make height adjustment if eaves height > 4m. Includes crane rails. | 695 | /m2
700 | 70S | Workshops - MT. < 500m2 | Cost allows for additional vehicular loading doors running the full length of the building and eaves height to 6m. Add for any inspection pits & exhaust extraction as well as for additional office or other ancillary areas. | 965 | /m2
700 | 70T | Workshops - MT. 501m2 to 1000m2 | Cost allows for additional vehicular loading doors running the full length of the building and eaves height to 6m. Add for any inspection pits & exhaust extraction as well as for additional office or other ancillary areas. | 789 | /m2
700 | 70U | Workshops - MT. > 1,001m2 | Cost allows for additional vehicular loading doors running the full length of the building and eaves height to 6m. Add for any inspection pits & exhaust extraction as well as for additional office or other ancillary areas. | 753 | /m2
710 | SBS | Ship/Submarine Repair/Refit
711 | SBS | Shiplift
720 | 73B | Fixed Wing Aircraft - Repair | Can include ancillary storage areas, but any office areas (either within, or attached to the building) should be added as an addition to the beacon cost. Will include additional services to the storage hangars to carry out repairs & maintenance. | 753 | /m2
725 | 73F | Helicopters - Repair | Can include ancillary storage areas, but any office areas (either within, or attached to the building) should be added as an addition to the beacon cost. Will include additional services to the storage hangars to carry out repairs & maintenance. | 753 | /m2
730 | 74A | Plant Building | Single storey plant room type buildings - generally housing electrical switch gear and compressors or small S/B generators. | 659 | /m2
730 | 74B | Plant Building | Large boiler houses and generator hall type buildings - generally >5m height. | 977 | /m2
750 | 77A | Laboratory | Any other labs other than 'General' school classroom type - refer to Specialist BS | 1472 | /m2
760 | CAB | Comms Facility | Value as most appropriate alternative beacon, but be aware of any specialist areas or items (ie Shielding etc) and refer to SBS
800 | 80A | Guardroom / Gatehouse | Be aware of any additional security features and refer to SBS | 954 | /m2
801 | CAB | Security Physical Objects - Fences, Gates, Barriers etc | Included in Site Infrastructure costs
801 | CAB | Security Physical Objects - Piquet Post | Consider - is this an L3 part of the overall site infra - or excluded as P&M? Consider alternative beacon, or refer to Specialist Building Surveyor
810 | CAB | MoD Police Station | Value as appropriate Office beacon.
810 | 80E | MoD Police Station - detention facilities only | This £/m2 refers only to the cells/detention facilities area. Value the office areas at the appropriate Office beacon rate and value the cells/detention facilities area (only if licensed for use) at this £/sqm | 1931 | /m2
815 | CAB | Service Police Station | Value as appropriate Office beacon.
815 | 80E | Service Police Station - detention facilities only | This £/m2 refers only to the cells/detention facilities area. Value the office areas at the appropriate Office beacon rate and value the cells/detention facilities area (only if licensed for use) at this £/sqm | 1931 | /m2
820 | 82A | Fire Service buildings - Fire Station (1 Bay) | Add for Drill tower as appropriate as an addition to this beacon. | 1318 | /m2
820 | 82B | Fire Service buildings - Fire Station (2 Bay & over) | Add for Drill tower as appropriate as an addition to this beacon. | 1271 | /m2
820 | 82D | Fire Service buildings - Drill Tower | This beacon cost should be included in the main Fire Station asset. If separately identified as a single asset, exclude as 'valued as part of another asset' but value with the fire station. | 29724 | each
820 | 82E | Fire Station Breathing Apparatus Training - no Ventilation | No ventilation or services (other than electric light). | 753 | /m2
820 | 82F | Fire Station Breathing Apparatus Training - with Ventilation | With services and Extract ventilation system. | 801 | /m2
830 | 83A | Air Traffic Control - Purpose built ATC tower building. | Purpose built building with 'gondola' ATC on top. Air conditioning to the control tower and main 'Ops' room are included in the beacon cost. | 1966 | /m2
830 | 83B | Air Traffic Control - ATC tower & operators room attached to a larger building. | Where attached to a larger separately valued building, this is an additional cost to main building and includes air conditioning to the 'Ops' room and control tower. | 5403 | /m2
835 | 85A | Flight Crew Rest Facility | Separate building incl showers, WCs & Kitchen | 1213 | /m2
900 | CAB | Simulator | Consider alternative beacon, or refer to Specialist Building Surveyor
901 | 82E | Gas/Decontamination Chamber - No Ventilation | No ventilation or services (other than electric light). | 695 | /m2
901 | 82F | Gas/Decontamination Chamber - With Ventilation | With services and Extract ventilation system. | 730 | /m2
902 | 90A | Helipad / Helicopter Air Landing Strip (HALS) - Taxiway specification. | If not up to taxiway specification, then consider alternative beacon. | 59 | /m2
905 | CAB | Washdowns | If not excluded as P&M, then notes of relevant information and refer to SBS
906 | 91A | Landways - including roads, general car parks, footpaths etc | Only those that are included in the overall site infrastructure costs
906 | 91B | Landways - Metalled Car Parks, Hardstandings & Parade Grounds | This is for vehicle parks & parade grounds that are to be valued as separate assets, and not included in the overall infrastructure costs. Cars & light vans | 31 | /m2
906 | 91C | Landways - Metalled Car Parks, Hardstandings & Parade Grounds | This is for vehicle parks & parade grounds that are to be valued as separate assets, and not included in the overall infrastructure costs. Vehicles up to 5 tonnes | 34 | /m2
906 | 91D | Landways - Metalled Car Parks, Hardstandings & Parade Grounds | This is for vehicle parks & parade grounds that are to be valued as separate assets, and not included in the overall infrastructure costs. Vehicles over 5 tonnes | 43 | /m2
906 | 91E | Landways - Metalled Car Parks, Hardstandings & Parade Grounds | This is for vehicle parks & parade grounds that are to be valued as separate assets, and not included in the overall infrastructure costs. Vehicles over 5 tonnes, tracked vehicles and tanks | 57 | /m2
906 | 94A | Landways - Non Metalled Hardstandings (unsealed). | Only those that are included in the overall site infrastructure costs
906 | 91L | Landways - Non Metalled Hardstandings (unsealed). | If hardstanding is surfaced, value as per car park (beacon codes 91B-E). Cars & light vans | 16 | /m2
906 | 91M | Landways - Non Metalled Hardstandings (unsealed). | If hardstanding is surfaced, value as per car park (beacon codes 91B-E). Vehicles up to 5 tonnes | 18 | /m2
906 | 91N | Landways - Non Metalled Hardstandings (unsealed). | If hardstanding is surfaced, value as per car park (beacon codes 91B-E). Vehicles over 5 tonnes | 31 | /m2
906 | 91P | Landways - Non Metalled Hardstandings (unsealed). | If hardstanding is surfaced, value as per car park (beacon codes 91B-E). Vehicles over 5 tonnes, tracked vehicles and tanks. | 36 | /m2
907 | 92A | Utilities - Included in Infrastructure costs |  | 0
907 | CAB | Utilities - Aquatrine Assets
907 | 92C | Sewage works < 500m³/day DWF |  | 1142 | m³
/day
907 | 92D | Sewage works 500 to 3,000m³/day DWF |  | 636 | m³
/day
907 | 92E | Sewage works >3,000m³/day DWF |  | 388 | m³
/day
908 | 95A | Air Operating Surfaces - Runway Base | For regular use by heavy aircraft (e.g. Brize Norton). Includes surface water drainage | 47 | /m2
908 | 95B | Air Operating Surfaces - Runway Base | For regular use by medium weight aircraft e.g. fighter aircraft with the occasional use by heavy aircraft such as tankers or reconnaissance planes (e.g. Coningsby). Includes surface water drainage | 38 | /m2
908 | 95C | Air Operating Surfaces - Runway Base | For regular use by light aircraft, for training facilities or helicopter bases (e.g. Valley). Includes surface water drainage | 31 | /m2
908 | 95S | Air operating Surfaces - Runway Surface | For all classes of aircraft. Includes markings & integral lighting. | 38 | /m2
909 | 95T | Air operating Surfaces - Taxiways & Aprons | For all classes of aircraft. Includes drainage, markings and lighting. | 65 | /m2
910 | CAB | Water Storage | Consider Alternative Beacon
911 | CAB | Fuel Storage | Consider Alternative Beacon
912 | CAB | Other Liquid Storage | Consider Alternative Beacon
913 | CAB | Slurry Storage | If the Land is valued as "Equipped Ag land" the value of all agricultural buildings is included in the Land value, so do not value the building as a separate asset.
920 | SBS | Dock | Specialist Building Surveyor valuation required
921 | 96A | Jetty | Light berthing, pedestrians & light vehicles | 1012 | /m2
921 | 96B | Jetty | Medium weight for berthing of larger ships, and heavier vehicles than light vans. | 1789 | /m2
921 | 96C | Jetty | Heavy weight for berthing of the largest ships and capable of supporting buildings and dock-side cranes. | 1860 | /m2
922 | CAB | Pontoon | Consider Alternative Beacon - Possibly exclude as P&M
923 | SBS | Sea Defence | Specialist Building Surveyor valuation required
924 | SBS | Berth Wall | Specialist Building Surveyor valuation required
925 | SBS | Slipway | Specialist Building Surveyor valuation required
926 | CAB | Maritime Navigation Objects | Consider Alternative Beacon - Possibly exclude as P&M
927 | CAB | Dolphins & Other Mooring Capabilities | Consider Alternative Beacon - Possibly exclude as P&M
940 | SBS | Permanent Ways (Railways) | Could be standard or narrow gauge track with rails, sleepers & ballast or rails set into landways
950 | 97A | General Agricultural Building | Beacon cost is for an 'off the shelf' system built building. If not, value as appropriate 'Store' beacon. If remote, cost will exclude any services, but if close to other buildings, will include elec light & standpipe water (but no power or drains). | 212 | /m2
951 | CAB | Silage Stores | If the Land is valued as "Equipped Ag land" the value of all agricultural buildings is included in the Land value, so do not value the building as a separate asset.
952 | CAB | Grain Storage | If the Land is valued as "Equipped Ag land" the value of all agricultural buildings is included in the Land value, so do not value the building as a separate asset.
953 | CAB | Pig Buildings | If the Land is valued as "Equipped Ag land" the value of all agricultural buildings is included in the Land value, so do not value the building as a separate asset.
954 | CAB | Livestock Buildings | If the Land is valued as "Equipped Ag land" the value of all agricultural buildings is included in the Land value, so do not value the building as a separate asset.
955 | 97F | Stables - Agricultural type |  | 247 | /m2
955 | 97G | Stables - Cavalry type |  | 530 | /m2
956 | 97H | Kennels - up to 9 dogs | Modern 'Cosy-Kennel' type construction in single rows. Includes perimeter fence to attached dog run areas. | 12149 | /kennel
956 | 97J | Kennels - 10 dogs and over | Modern 'Cosy-Kennel' type construction in back to back layout. Includes perimeter fence to attached dog run areas. | 9465 | /kennel
957 | CAB | Poultry Shed | If the Land is valued as "Equipped Ag land" the value of all agricultural buildings is included in the Land value, so do not value the building as a separate asset.
958 | CAB | Dairy | If the Land is valued as "Equipped Ag land" the value of all agricultural buildings is included in the Land value, so do not value the building as a separate asset.
959 | CAB | Farm and Agriculture Infrastructure | Consider Alternative Beacon
960 | CAB | Bus Shelter / Cycle Shed | Consider Alternative Beacon
962 | CAB | Weather Protection Shelter | Consider Alternative Beacon
973 | CAB | Statue or Memorial | Consider Alternative Beacon
990 | 98A | Car Park - Underground with landscaped roof. | Completely underground with mechanical ventilation and sprinkler system | 836 | /m2
990 | SBS | Car Park - Multi storey
990 | CAB | Communal areas within blocks of Flats
990 | 98H | Nissen / Romney Huts |  | 224 | /m2
990 | 98J | Miscellaneous small brick buildings (less than 50m2) |  | 753 | /m2
990 | 98K | Glasdon / GRP huts & buildings | Consider also - should it be excluded as P&M? | 1577 | /m2
990 | 98L | Canopy | Freestanding, with elec light. | 224 | /m2
990 | 98M | Fitness suite - purpose built | Standalone fitness suite - not part of a gymnasium | 1248 | /m2
Air Conditioning | A01 | Ceiling recessed A/C cassettes | This type is often a retro-fit. Rate based on a single unit treating approx 75sqm of room area. Higher concentrations of cassettes will increase the price. |  | /m2
Air Conditioning | A02 | Wall mounted A/C cassettes | This type is often a retro-fit. Rate based on a single unit treating approx 20sqm of room area. Higher concentrations of cassettes will increase the price. |  | /m2
Air Conditioning | A03 | Full VAV A/C system | This type of system will be installed as the building is constructed and distributed via ducting. Normally operated by a Building Management System. (VAV = Variable Air Volume) |  | /m2
Air Extraction | A04 | Building Extraction system |  | 38 | /m2
Air Extraction | A05 | MT Workshop Exhaust Extract system (extra cost per bay) |  | 4108 | /bay
Lifts | E01 | Passenger Lift (up to 2 floors) | 8 persons | 48313 | 2 floors
Lifts | E02 | Passenger Lift (extra for each additional floor) | 8 persons | 4367 | extra floor
Lifts | E03 | Goods Lift (up to 2 floors) | 1000kg / 13 persons | 60238 | 2 floors
Lifts | E04 | Goods Lift (extra for each additional floor) | 1000kg / 13 persons | 4520 | extra floor
Lifts | E05 | Platform Lift | Usually for disabled access. Up to 3 floors | 35964 | 3 floors
Lifts | E06 | Loading dock Scissor Jack lift | Up to 5000kg | 14668 | each
Fire | F01 | Fire Sprinklers | Add to £/sqm of the affected parts of the building | 17 | /m2
Height Adjustment | H01 | Workshops & General Stores <100m2 | Add to £/sqm of building for each additional 2m in height over 4m. If compartmentalised, increase this £/sqm by 50% | 60 | /m2
Height Adjustment | H02 | Workshops & General Stores 101 - 250m2 | Add to £/sqm of building for each additional 2m in height over 4m. If compartmentalised, increase this £/sqm by 50% | 48 | /m2
Height Adjustment | H03 | Workshops & General Stores 251 - 500m2 | Add to £/sqm of building for each additional 2m in height over 4m. If compartmentalised, increase this £/sqm by 50% | 35 | /m2
Height Adjustment | H04 | Workshops & General Stores 501 - 1,000m2 | Add to £/sqm of building for each additional 2m in height over 4m. If compartmentalised, increase this £/sqm by 50% | 21 | /m2
Height Adjustment | H05 | Workshops & General Stores >1,000m2 | Add to £/sqm of building for each additional 2m in height over 4m. If compartmentalised, increase this £/sqm by 50% | 17 | /m2
Height Adjustment | H07 | Specialised & Hazardous Stores <100m2 | Add to £/sqm of building for each additional 2m in height over 4m | 91 | /m2
Height Adjustment | H08 | Specialised & Hazardous Stores 101 - 250m2 | Add to £/sqm of building for each additional 2m in height over 4m | 63 | /m2
Height Adjustment | H09 | Specialised & Hazardous Stores 251 - 500m2 | Add to £/sqm of building for each additional 2m in height over 4m | 43 | /m2
Height Adjustment | H10 | Specialised & Hazardous Stores 501 - 1,000m2 | Add to £/sqm of building for each additional 2m in height over 4m | 35 | /m2
Lighting Adjustment | L01 | Cat 3 Spark Proof Lighting | Sometimes refered to as Intrinsically Safe Lighting. Add to £/sqm of the affected parts of the building | 52 | /m2
Lighting Adjustment | L02 | Wall mounted Floodlights | Where used for general site-wide lighting, will be included in overall infrastructure costs so only add if used for separately valued areas of hardstanding etc. | 188 | each
Lighting Adjustment | L03 | Column mounted Floodlights | Where used for general site-wide lihjting, will be included in overall infrastructure costs so only add if used for separately valued areas of hardstanding etc. | 1601 | each
Mezzanines | M01 | Light weight | Plywood decking on softwood joists on light steel frame (75mm x 125mm (3" x 5") columns). Excludes any additional services underneath. | 81 | /m2
Mezzanines | M02 | Medium weight | Plywood decking on softwood joists on heavy steel frame (100mm x 200mm (4" x 8") columns). Excludes any additional services underneath. | 100 | /m2
Mezzanines | M03 | Heavy weight | Concrete floor slab on heavy steel frame. Excludes any additional services underneath. | 111 | /m2
Retaining Walls & Blast Protection | P01 | Earth Traverse | Approx 4.5m high. Take average length of traverse (excludes any reinforced concrete retaining walls and blast walls) | 1059 | /m run
Retaining Walls & Blast Protection | P02 | Reinforced Concrete Retaining and Blast Walls | Includes cost of foundations - calculate volume of visible wall | 447 | /m3
Retaining Walls & Blast Protection | CAB | Reinforced Concrete Retaining and Blast Walls with earth traverse to one side | Use rate for Reinforced Retaining walls together with 35% of the cost of a traverse.
Retaining Walls & Blast Protection | SBS | Other types of Retaining and Blast walls | Refer to SBS
Raised Floors | R01 | All Raised floors | For offices and computer suites. Includes an enhancement for the IT services | 81 | /m2
Vehicle Inspection Pits | V01 | Single length | Up to 10m length | 18847 | each
Vehicle Inspection Pits | V02 | Double length | Up to 20m length | 36399 | each

## PUBLIC CONVENIENCE
PUBLIC CONVENIENCE
Superior With the following characteristics: External walls of superior facing brick or stone Tiles, slated or flat concrete roof Internal walls fully tiled Concrete floor with terrazzo or tile Hot and cold water High density electric lighting Concealed plumbing etc Heating Generally finished to a high standard possibly incorporating an attendant’s room, baby- changing facilities etc |  |  | RETURN TO CONTENTS PAGE
Average Most common type of modern/semi-modern public convenience found in both urban and rural situations; generally of good quality but not finished to the same standard as the superior category External walls of brickwork or block work, with or without rendering Tiled, slated or flat concrete roof Internal walls generally painted plaster, possibly with some tiling Concrete, tiled floor Hot and cold water Good electric lighting Some heating may be present
Basic Most common type of older public convenience found in both urban and rural situations. External walls of rendered block work Flat roof (generally) Concrete floor Painted fair-faced walls Cold water Inferior electric lighting
Portaloos Industrialised buildings normally constructed of glass reinforced plastic for use on building sites or opencast sites or as temporary accommodation in urban locations; Drainage to septic tank or mains connection
Automatic public conveniences: Type 1 First generation automatic public conveniences, possibly dating back to the 1980s and showing signs of wear to internal finishes Construction is of vertically ribbed pre-cast concrete with a flat roof. Tilting concrete floor, internal wall and ceiling finish of graffiti-proof lacquer, electric lighting, heated and hot and cold water.
Automatic public conveniences: Type 2 Generally larger (approx 6m² - 9.5m²) than Type 1 to accommodate wheelchair access Vandal resistant Hot & cold water Integral wash basin and hand drier Baby changing unit Presence detection Automatic high-pressure washing of floor area Automatic high-pressure washing disinfecting and air drying of bowl unit
Automatic public conveniences: Type 3 Marketed as a “Retro Column” with advertising display, overall height 4m, diameter 1.44m, internal specification similar to Type 1 (resembles an outside pillar box).
| £ | Unit
Superior | 2131 | m2
Average | 1872 | m2
Basic | 1648 | m2
Portaloos | 3167 | Unit
Automatic Public Conveniences: Type 1 | 5274 | m2
Automatic Public Conveniences: Type 2 | 8923 | m2
Automatic Public Conveniences: Type 3 | 39578 | Unit

## MISC ITEMS FOR QUARRIES
MISCELLANEOUS ITEMS FOR QUARRIES
RETURN TO CONTENTS PAGE
Description | Cost | Unit
Services – Electric , Water, Sewerage |  |  | These costs are taken from the VOA supplied NI R2023 Cost Guide
NAV less than £20,000
1 service | 7897 | total
2 services | 11570 | total
3 services | 15781 | total
NAV £20,000 but less than £100,000
3 services | 31562 | total
NAV £100,000 and over
3 services | 78919 | total
Ramp Infill
Spoil / Debris | 26 | m3
Earth | 26 | m3
Concrete | 236 | m3
Sand and Gravel Plants
Linatex Towers | 1404 | m2

## RELIGIOUS RESIDENTIAL
RELIGIOUS ESTABLISHMENTS – Residential
Retreat, seminary, monastery, convent, priory. |  |  | RETURN TO CONTENTS PAGE
Cost in line with RESIDENTIAL CARE ESTABLISHMENTS OTHER THAN HOSPITALS which includes Nursing Home, Old People’s Home, Orphanage, Hospice, Hostel Single storey or 2-storey.
| £ | Unit
Independent houses and apartments occupied by parties being rehabilitated back into society. | 1154 | m2
Modern purpose built homes with ensuite WCs & Bath with excellent communal facilities finished to a high specification. | 942 | m2
Converted Homes with en-suite WCs and Bath & Purpose built Homes with adequate provisions of shared bathrooms. Communal areas are average with plain finish. | 965 | m2
Converted homes lacking en-suite facilities but with adequate provisions of shared bathrooms. Communal areas are finished to a basic standard. Full central heating. | 636 | m2

## RESIDENTIAL CARE
RESIDENTIAL CARE ESTABLISHMENTS OTHER THAN HOSPITALS
Includes Nursing Home, Old People’s Home, Orphanage, Hospice, and Hostel. Single storey or 2-storey. |  |  | RETURN TO CONTENTS PAGE
| £ | Unit
Independent houses and apartments occupied by parties being rehabilitated back into society. | 1151 | m2
Modern purpose built homes with ensuite WCs & Bath with excellent communal facilities finished to a high specification. | 938 | m2
Converted Homes with en-suite WCs and Bath & Purpose built Homes with adequate provisions of shared bathrooms. Communal areas are average with plain finish. | 967 | m2
Converted homes lacking en-suite facilities but with adequate provisions of shared bathrooms. Communal areas are finished to a basic standard. Full central heating. | 637 | m2

## SCHOOLS
SCHOOLS
Rates apply to nursery schools, primary schools, secondary schools, grammar schools, special care schools. Rates apply to local authority and private schools. |  |  | RETURN TO CONTENTS PAGE
| £ | Unit
Main Buildings up to 2-storey | 1424 | m2
Main Buildings up to 3-storey | 1354 | m2
Main Buildings up to 4-storey | 1283 | m2
Purpose built School Meals Kitchen and dining hall. | 1295 | m2
Modular classroom building | 1224 | m2
Temporary average huttings (standard mobiles / portacabins) | 530 | m2
Workshop type prefab construction | 824 | m2
Swimming pool | 977 | m2

## SLUDGE INCINERATORS
SLUDGE INCINERATORS IN WASTE TREATMENT WORKS (INCLUDING BOILERS)
RETURN TO CONTENTS PAGE
Description | Cost | Unit
Incinerators
Includes single Lurgi Fluidised bed incinerator (9.94tph) with oil burner, start-up chamber, fuel oil pumps, 30m3 tank and activated carbon filter system. Capable of processing 22-24 tonnes p.a. *Note – advice from Colin Brook, VOA on original valuation in 2006 | 5678678 | each
Steam Turbines
1MW steam turbine | 1152432 | each
3.15 MW steam turbine | 3630182 | each

## STEEL CELLOPHANE CUBES
Cellophane Cubes for Steel 1/4/18
Taking account of density and size of steel members |  |  | RETURN TO CONTENTS PAGE
Description | Cost | Unit
Light Typically under 25kg/3 | 92 | m3
Medium Typically under 25kg/3 | 131 | m3
Heavy Typically under 25kg/3 | 171 | m3

## UNDER GROUND VENTILATION FANS
UNDERGROUND VENTILATION FANS
RETURN TO CONTENTS PAGE
Description | Cost | Unit
Motors/Fans 2 x 240HP | 250866 | total

## UNIVERSITIES
UNIVERSITIES AND HIGHER LEVEL COLLEGES
Rates apply to universities, technical colleges, teacher training colleges and sixth form colleges. |  |  | RETURN TO CONTENTS PAGE
University and college buildings which are of a similar standard to schools should be valued at the school rate.
| £ | Unit
Main Buildings | 1907 | m2
Quality Prefabricated or Portable Buildings | 1342 | m2
Halls of Residence | 1118 | m2

## WIND TURBINES
WIND TURBINES
Range between 70 – 250 KW |  |  | RETURN TO CONTENTS PAGE
Description | Cost | Unit
50 KW | 287976 | Item
70 KW | 325638 | Item
100 KW | 299048 | Item
250 KW | 320129 | Item

## S&R GENERAL
SPORTING AND RECREATIONAL - GENERAL.
| £ | Unit | RETURN TO CONTENTS PAGE
Grading
Stripping topsoil, mounding and replacing | 2 | m2
Earth moving on site | 2 | m2
Drainage of Grass Sports Areas Based on 7000m²
60mm plastic piping at 10m centres and 150mm main with permeable filling over pipes | 18720 | Item
Sand slits 50mm wide at 2m centres, plus sand top dressing to pitch but not including pipe drainage system | 23796 | Item
Sand slits 50mm wide at 1m centres, plus sand top dressing to pitch but not including pipe drainage system | 31733 | Item
Sand grooves (13mm slits) at 400mm centres (100mm deep) plus sand top dressing to pitch but not including pipe drainage system | 7451 | Item
Sand grooves (13mm slits) at 400mm centres (200mm deep) plus sand top dressing to pitch but not including pipe drainage system | 9524 | Item
Grass Pitches and outfields (based on 7,000m2)
Cultivation and seeding with some minor grading. Does not include drainage or amelioration, such as fertilisers and sand | 6349 | Item
Small area per m² (based on 150m2 – Turfed (meadow) | 6 | m2
Small area per m² (based on 150m2 - Seeded | 3 | m2
Amelioration of surface with sand and fertiliser. Includes drainage system and grading of surface, but excludes overhead irrigation | 168188 | ha
Sand based suspended water table constructions with sub-irrigation system, including earthworks. Seeded | 317342 | ha
Sand based suspended water table constructions with sub-irrigation system, including earthworks. Seeded | 387157 | ha
Athletics – Running Track and Field Events Facilities
Field events equipment (including water jump but not special soft landing units) | 22209 | Item
Grassed central arena for professional sports pitch or areas that require substantial sports and land drainage | 39669 | Item
Barrier fence to track perimeter | 41257 | Item
Water supply – ring main – 6 hydrants | 27771 | Item
Synthetic surface (including field events facilities and water jump, other items as above) | 0
400m 6 track lane | 460133 | Item
400m 8 track lane | 595015 | Item
400m 8 track lane (hard porous water bound) | 142805 | Item
(costs exclude barriers, water supply and central pitch area)
Athletics equipment (according to standard required, eg training and coaching, area competition, national or international competition) | 60291 | Item
NB. The price range for equipment includes soft landing units for high jump and pole vault but excludes electronic scoreboards.
Club/training facility. Two lane synthetic 400m track to perimeter of an existing football pitch, forming a 4 lane home 113m home straight; high jump fan 20m radius; single pole vault runway; combined long/triple jump runway with sand landing area; concentric hammer and discus circle complete with cage; shot circle and landing area. (All excluding athletics equipment). | 317342 | Item
Five-A-Side Football
36 x 18.5m complete with foundation, marking, perimeter wall (1.1m) and “Weldmesh” fencing to a height of 2.75m, including drainage.
Bituminous macadam / Asphalt surface | 50780 | pitch
Synthetic | 61878 | pitch
Specialist five-a-side fencing. Weld mesh panels suspended from box section posts. Galvanised steel with plastic coating. Height 3m and 5m behind goals. 1.2m rebound wall in exterior grade timber. Access gates.
Multi-Use Pitches
Complete with foundation, drainage (where appropriate) and edging but NOT surround fencing, post sockets or water supply
Synthetic in situ laid surface on porous bituminous macadam base
Pitch size (based on 6000m²) | 476006 | pitch
Small areas (based on 650m²) | 92 | m2
£ -
Synthetic grass – sand filled surface to meet FIH/EHA/Football League/BS 7044. Installed on a 35mm composite shock pad laid in situ on a stone/dynamic base
Pitch size (based on 6000m²) | 452210 | pitch
Synthetic grass – sand filled, laid on a porous bituminous macadam base complete with cushioning layer
Pitch size (based on 6000m²) | 444274 | pitch
Synthetic grass – sand filled to meet EHA/FIH/ BS7044. Installed on porous bituminous macadam base concrete with shock pad | 491879 | pitch
0
3G Pitch | 396668 | acre
4G Pitch | 555335 | acre
Multi Use Ball Games Areas/Arenas
Multi Sports Arena (36m x 18m), installed | 72990 | Item
Multi Sports Arena (36m x 18m), bituminous macadam, surround fencing and goals | 82513 | Item
Multi Sports Arena (36m x 18m), bituminous macadam, acrylic spray coat, surround fencing and goals | 84101 | Item
National Playing Fields Association Multigame Wall
The NPFA Multigame Wall is freestanding and double sided. The Wall is permanently marked out for a variety of sports facilities in coloured brickwork. Catering for basketball, cricket, football and tennis, the Wall is suitable for team or individual sport, supervised or unsupervised. Importantly, the Wall’s robustness makes it an excellent facility for informal ball games on recreation grounds. Construction is brick and a synthetic or macadam surface in included.
Construction: Solid brick faced. Deflection panels, sound panels. Size: 9.1m long, 3 – 4.1m high, 0.7m thick. Sports: Football, cricket, tennis, basketball | 42844 | Item
Trim/Fitness Trails
Trim and fitness trail – 8 stations including supply, delivery, installation, excluding any impact absorbing surfacing | 6349 | Item
Floodlighting
Assuming a supply point of adequate capacity within 25m of area. Lux = Lumens per square metre. Where Lux is referred to, this represents the minimum level for competition standard. Average levels will normally be 50% higher.
Floodlighting at athletic tracks
Where installed to governing body Standards 400m layout floodlighting columns will normally be sited 12m outside the track on the straights and 6m outside the track on the bends.
Running track only
6-8 16m “raise and lower” columns each equipped with 1.5 – 2kW mercury halide floodlights. Minimum illumination 100 Lux, average 150 Lux | 61878 | Item
Running Track including central field events area
8-12 16m “raise and lower” columns, each equipped with 1.5 – 2kW mercury halide floodlights. Minimum illumination 100 Lux, average 150 Lux | 79339 | Item
Floodlighting at large stadia
Football Association or rugby football, athletics, etc 4 or 6 towers or masts, each 25 to 30m high, each equipped with 18 – 48 mercury halide floodlights. Minimum illumination 300 Lux, average 450 Lux.
NB In order to meet lighting level requirements suitable for colour television, illumination levels in excess of 1000 Lux are required with corresponding increased to cost.
Association/ rugby football, GAA only | 134868 | Item
Athletics track and central arena, association/rugby football | 190397 | Item
Floodlighting at smaller grounds
Association or rugby football (based on a pitch size of 100 x 70m), 6 or 8 “raise and lower” columns, each 14-18m high, equipped with 1.5 – 2kW mercury halide floodlights. Minimum illumination 100 Lux, average 150 Lux | 60291 | Item
Hockey (based on a pitch size of 100 x 60yds). As above but with higher illumination levels. Minimum illumination 250 Lux, average 350 Lux | 66640 | Item
Floodlighting at practice/training facilities
These should ideally be installed so that the system may be easily upgraded to a competitive standard in the future. Association or / rugby football etc 4 “raise and lower” columns each 14-16m high, equipped with 1.5 – 2kW mercury halide floodlights. Illumination 50 Lux (dependent upon pitch size) | 42844 | Item
£ -
Athletics track and central area (excluding, hammer, shot, discus and javelin field events facilities) 6 “raise and lower” columns each 16m high minimum, equipped with 1.5 – 2kW mercury halide floodlights. Minimum illumination 50 Lux, average 70 Lux | 51568 | Item
Athletics track 4 “raise and lower” columns 16m high. Minimum illumination 50 Lux | 46019 | Item
Car Parks
Edging and any necessary drainage gullies. Complete with foundation (based on 650m²) but without markings.
Hoggin / Hardcore / stone | 17 | m2
Asphalt/bituminous macadam | 24 | m2
Fencing (including self closing gates)
1m high , per metre run | 14 | m
1.8m high, per metre run | 43 | m
2.7m high, per metre run | 63 | m
3.6m high, per metre run | 89 | m
6m high , per metre run | 143 | m
9m high, per metre run | 217 | m
12m high, per metre run | 500 | m
Self-closing pedestrian gate | 1499 | nr
Footpaths
1.2m wide complete with foundations and edging (based on 100m run), per metre run.
Hoggin/Hardcore/stone | 17 | m
Asphalt/bituminous macadam | 29 | m
Kerbs and Edgings
Kerbing and edging systems which are suitable for children’s play areas and sand pits, running tracks, shot putt area surrounds, artificial turf, long jump pits, bowling greens, sports pitch surrounds
Rubber Capped Kerbs. Generally used for children’s play areas, long jump pits, children’s sand pits, running tracks, shop putt area surrounds, sport pitch surrounds | 21 | m2
Artificial Turf Edging Kerbs. Mainly used for anchoring artificial turf | 17 | m2
Canopy Structures
Airhalls. For tennis and other games – complete with installation, power, electricity, doors, ventilation; a range from 1 – 6 courts
4 courts | 174537 | Item
Canopies 3/7 pole, synthetic structure roof covering | 26971 | Item
Gazebos structures without sides but with roof and floor | 7136 | Item

## S&R BOWLING GREENS
OUTDOOR BOWLING GREENS
Standard 6 rink green between 36.58m and 40.23m square (usually 38.4m square). It should be surrounded by a ditch and a bank. The ditch should be between 0.20m and 0.38m wide and between 0.05m and 0.20m deep. The bank should be not less than 0.23m above the level of the green and at an angle of not less than 35deg from the perpendicular. |  |  | RETURN TO CONTENTS PAGE
Costs to include bank, ditch and assume irrigation.
| £ | Unit
Seeded | 68228 | Item
Turfed | 82513 | Item
Synthetic rink | 155490 | Item
Pavilions and clubhouses as above

## S&R CRICKET GROUNDS
CRICKET GROUNDS
Costs derived from The National Playing Fields Association Cost Guide |  |  | RETURN TO CONTENTS PAGE
| £ | Unit
Cricket Pitch
Facilities with little improvement | 7372 | acre
Good level drained pitch | 18405 | acre
Excellent quality surface | 36810 | acre
Synthetic surfaces | 304644 | acre
Cricket Square
Standard 27 m x 27 m square. Turfed or seeded with porous carpet | 19362 | Item
Synthetic wickets
30m x 2.6m
With concrete foundation | 11898 | Item
Proprietary stone/dynamic foundation | 10153 | Item
Practice wickets
22 m x 2.6 m with stone/Concrete foundation
Cost of 2 side by side wickets | 13485 | Item
Cost of a single wicket | 7294 | Item
15 m x 2.6 m with stone/Concrete foundation
Cost of 2 side by side wickets | 9209 | Item
Cost of a single wicket | 5077 | Item
Steel Frame Cage or ‘Nets’
Double bay cage with net supports, sides, ends and roof netting circa 15 m x 7.3 m | 5155 | Item

## S&R FOOTBALL LEAGUE CLUBS
FOOTBALL LEAGUE CLUBS
| £ | unit | RETURN TO CONTENTS PAGE
Average level drained pitch | 18930 | ac | Pitch costs aligned to Sports Ground tab costs
Excellent quality surface | 25174 | ac
All Weather surfaces | 33478 | ac
Synthetic surfaces | 44523 | ac
Seated Grand Stands | 147396
Small 496m2 (as per cost guide) | 1472 | m2
Larger 6,500m2 | 1354 | m2
Modern covered stand with seating and comprehensive facilities below; changing rooms, stores, committee rooms, bar restaurant | 1778 | m2
Covered terrace | 895 | m2
Open terrace | 494 | m2

## S&R GOLF DRIVING RANGE
GOLF DRIVING RANGE
See descriptions below for individual construction type. |  |  | RETURN TO CONTENTS PAGE
| £ | Unit
Basic single storey, concrete block/profiled sheeting structure | 313 | m2
Two storey or better finished structure with heating | 622 | m2

## S&R LEISURE CENTRES
LEISURE CENTRES
(1) Sports Barns/Sports Halls/Sports Centres (Dry Centres) |  |  | RETURN TO CONTENTS PAGE
(a) Sports Barns
The most basic sports centre generally provided in village/estate locations as a service to the community with the majority built in the early 1990s. Subjects in this category are generally of steel portal frame construction with insulated profiled-sheeted walls and roof. The games hall normally has painted block work walls and a specialist finished concrete or timber floor. Eaves height is in the range 6.00m to 8.50m, external area normally 600m2 to 800m2 and there is minimal ancillary accommodation.
(b) Sports Halls/Sports Centres
This category is similar to the above but in addition to the games hall has more in the way of ancillary accommodation. There may also be a gymnasium, fitness room, aerobics studio, etc.
Many of the newer examples have been constructed at schools as part of a major project or additions to a school.
(c) Rubb Structure Sports hall
Tensioned fabric sports hall, 145m x 70m. Including indoor synthetic surface with 5 lane 300m running track, four five-a-side football pitches, four tennis courts, full size soccer/ hockey pitch. Accommodation block and spectator viewing.
(2) Swimming Pools/Leisure Centres (Wet Centres)
Buildings in this category generally have a pool 25m in length with ancillary accommodation including reception and changing areas. Leisure Centres tend to be larger than typical swimming pools and have more ancillary accommodation which often includes a fitness suite, aerobics studio and even toddler/children’s pool.
Typical pools are of steel or reinforced concrete framed construction with brick/blockwork cavity infill or curtain walling and insulated profiled-sheeted roof. Walls and floors in the pool and changing areas are tiled and there is a good standard of heating, lighting and ventilation.
(3) Leisure Pools
Individual in nature, more specialist in design and have a variety of shapes, sizes, splash pools, flumes, wave machines etc, and some will include specialist “adjustable depth” pool floors. These subjects also often have health suites, cafe and bar accommodation.
| £ | Unit
Sports Barns | 789 | m2
Sports Halls/Sports Centres | 965 | m2
Rubb structure sports hall | 1742 | m2
Swimming Pools/Leisure Centres (Wet Centres) | 1260 | m2
Leisure Pools | 2637 | m2
Flumes | 2060 | m
Wave machines
Ice rinks, full size (approx 4,400m2) | 1330 | m2

## S&R MOTOR RACE TRACKS
MOTOR RACE TRACKS
Poor quality race tracks. Tarmac and concrete surfaces with sand run-off areas. |  |  | RETURN TO CONTENTS PAGE
| £ | Unit
Purpose built | 96 | m2
Converted air strip | 46 | m2

## S&R PAVILLIONS
PAVILLIONS AND CLUBHOUSES
See descriptions below for individual construction type. |  |  | RETURN TO CONTENTS PAGE
| £ | Unit
Brick/stone/timber built to a superior standard – high quality internal finishes | 1076 | m2
Brick/stone/timber built to a good standard – good quality internal finishes. | 971 | m2
Brick/stone/timber built, or adapted to a reasonable standard. Fairly basic, plain internal finishes | 853 | m2
Timber or Cedar wood building on dwarf brick walls. Adequate amenities | 813 | m2
Precast concrete panel or single block construction, plain/basic amenities | 695 | m2
Timber frames clad with weather boarding. Lined internally. Limited amenities | 617 | m2
As Above but unlined. | 485 | m2

## S&R SPORTS GROUNDS
SPORTS GROUNDS, SOCCER, GAA, RUGBY, HOCKEY etc
RETURN TO CONTENTS PAGE
PITCHES
| Approx. Pitch Size | Actual Area | Total effective Area (incl. Run-off /essential curtilage)
Football | 70m by 100m | 7000m2 – 1.75ac | 2.25 Ac
Hockey | 91.4m by 55m | 5027m2 – 1.25ac | 1.5 Ac
Rugby | 70m by 120m | 8400m2 – 2.1ac | 3.1 Ac
Gaelic | 90m by 145m | 13050m2 – 3.2ac | 4 Ac
Netball | 30.5m by 15.25m | 465m2 – 0.13ac | 0.13 Ac
Actual area relates to average pitch size/playing surface for particular sport – Total effective area includes run-off and is the optimum area required for the particular sport. The pricings below are applied to the total area of improved ground, not just the actual playing area.
|  | £ | Unit
Rural facilities with little improvement |  | 18930 | Item
Average level drained pitch |  | 25174 | Item
Excellent quality surface |  | 33478 | Item
All Weather surfaces |  | 44523 | Item
Synthetic surfaces |  | 147396 | Item

## S&R SQUASH CLUBS
SQUASH CLUBS
Pavilions and clubhouses as above |  |  | RETURN TO CONTENTS PAGE
Courts | £ | Unit
1 Court
Basic Quality Court (metal box, profile cladding) | 1154 | m2
Mid Quality Court (concrete block construction. (viewing gallery) | 1401 | m2
Good Quality Court (viewing gallery superior finish) | 1660 | m2
2 or 3 Courts
Basic Quality Court (metal box, profile cladding) | 1012 | m2
Mid Quality Court (concrete block construction. (viewing gallery) | 1236 | m2
Good Quality Court (viewing gallery superior finish) | 1448 | m2
3 or more
Basic Quality Court (metal box, profile cladding) | 954 | m2
Mid Quality Court (concrete block construction. (viewing gallery) | 1177 | m2
Good Quality Court (viewing gallery superior finish) | 1377 | m2
Hand Ball Court. Mid Quality Court (concrete block construction. (viewing gallery) | 856 | m2

## S&R SWIMMING POOLS
SWIMMING POOLS
The typical swimming pool was built in the 1960s or 1970s or if older has had a degree of modernisation. Area is around 3000 m2 on a 1 acre site and facilities may include an additional minor pool, changing rooms, fitness room, solarium, snack bar and offices. |  |  | RETURN TO CONTENTS PAGE
| £ | Unit
Small swimming pool, under 25m length, approx 570m2 | 2025 | m2
25m 6 lane swimming pool, approx 1,400m2 | 1424 | m2
25m x 18m and tracking with 8 lane competition pool including building and seating. Approx 1,900m2 | 2013 | m2
50m 6 lane pool including building and seating | 2213 | m2
50m 10 lane pool including building and seating | 2331 | m2

## S&R TENNIS CLUBS
TENNIS CLUBS
Differing surfaces based on standard size tennis court of 78ft x 36ft - which converts to 260m2 within a facility, consisting of lines, posts, nets, drainage & fencing in an overall area of 670m2 |  |  | RETURN TO CONTENTS PAGE
Tennis Courts | £ | Unit
Gravel/shale | 18247 | Item
Grass | 29017 | Item
Bituminous macadam | 35393 | Item
Proprietary macadam | 44890 | Item
Synthetic | 52053 | Item

## ADDITIONS FOR EXTERNAL WORKS
External Works - Category | Percentage to be added | Extent of site works | RETURN TO CONTENTS PAGE
Minimal | 5% | Where there is minimal surplus land, typically a town centre site. Limited landscaping, staff parking and with some boundary fencing.
Good | 10% | A normal site, typically with some landscaping around buildings, secure boundary fencing, adequate staff parking and limited general parking within the hereditament.
Extensive | 15% | The hereditament is located on a large site, and the ratio of land to buildings is high. There will be landscaping around buildings, secure boundary fencing and adequate parking within the hereditament for staff and all other users.

## CONTRACT SIZE ADJUSTMENT
Contract Size Adjustment
ERC £ | % Adjustment | Excel forecast calc as table below | Pro-rata | % Adjustment | RETURN TO CONTENTS PAGE
Up to 0.25 million | 10% | 4% | 10% | + 10% max
0.5 million | 8% | 4% | 8% | 8%
0.75 million | 6% | 4% | 6% | 6%
1.0 million | 4% | 4% | 4% | 4%
1.5 million | 3% | 3% | 3% | 3%
2.0 million | 2% | 2% | 2% | 2%
3.0 million | 1% | 1% | 1% | 1%
4.0 million | 0% | 0% | 0% | 0%
5.0 million | -1% | -1% | -0.3846% | -0.5%
6.0 million | -2% | -2% | -0.7692% | -1%
8.0 million | -3% | -3% | -1.154% | -1.5%
10.0 million | -4% | -4% | -1.538% | -2%
15.0 million | -5% | -8% | -3.077% | -3%
18.0 million | -6% | -10% | -3.846% | -4%
20.0 million | -7% | -12% | -4.615% | -5%
25.0 million | -8% | -15% | -5.769% | -6%
35.0 million | -9% | -22% | -8.462% | -9%
Over 40.0 million | -10% | -26% | -10% | - 10% MAX
NB. Intermediate figures may be interpolated.

## DECAP RATE
RETURN TO CONTENTS PAGE
Decap rate | Sectors
2.27% | Healthcare, Education and Church Property
3.4% | All other property types

## FEES AND CHARGES
ERC Addition for Fees/Charges
RETURN TO CONTENTS PAGE
Scheme Cost Category | Total | Unit | Minimum Fee
Sums up to £750,000 | 12 | % | N/A
£750,000 to £1,500,000 | 11.5 | % | 90000
£1,500,000 to £4,000,000 | 9.5 | % | 172500
£4,000,000 to £7,500,000 | 8.5 | % | 380000
£7,500,000 to £15,000,000 | 7.5 | % | 637500
Over £15,000,000 | 7 | % | 1125000

## LAND VALUE MATRIX
TYPE | DESCRIPTION | Reval2023 | Reval2023
|  | £/ACRE | £/Hectare
Amenity Land | Land restricted in use by either planning or title issues | 15000 | 37000 | RETURN TO CONTENTS PAGE
(e.g. sports facilities or community centres etc.)
Land Value Band 1. | Remote villages & hamlets within the current Council Districts of Omagh, Cookstown, Dungannon, Fermanagh & Strabane | 50000 | 125000
Land Value Band 2. | Small size villages & hamlets but can include larger villages or small towns with lower than average values | 125000 | 310000
Land Value Band 3. | Average size village or small town but can include larger towns or suburbs with lower than average values. | 225000 | 555000
Land Value Band 4. | Average size town but can include larger towns where values are lower. | 400000 | 1000000
Land Value Band 5. | Town, city with higher than average values or Belfast outside of Band 6. | 600000 | 1480000
Land Value Band 6 | Belfast CBD and South Belfast wedge | 750000 | 1850000

## OBSOLESCENCE SCALE
RETURN TO CONTENTS PAGE
Obsolescence Scales R2023
Year | Civics Buildings | Monsanto Buildings | Temporary Buildings | Monsanto Civils | Monsanto Metal Tanks | Monsanto P & M | Civics (External Sports Facilities) | Civics Buildings | Monsanto Buildings | Temporary Buildings | Monsanto Civils | Monsanto Metal Tanks | Monsanto P & M | Civics (External Sports Facilities)
|  |  |  | (Concrete, steelwork, brickwork structures) | (Site erected) | (Mechanical Plant) | (Pitches, Tennis Courts, etc.) | [6 empty] | (Pitches, Tennis Courts, etc.)
| % | % | % | % | % | % | % | Multiplier | Multiplier | Multiplier | Multiplier | Multiplier | Multiplier | Multiplier
2023 | 0% | 0 | 0 | 0% | 0% | 0% | 0% | 1 | 1 | 1 | 1 | 1 | 1 | 1
2022 | 0.75% | 0.5% | 1.5% | 0% | 0% | 0% | 0.5% | 0.9925 | 0.995 | 0.985 | 1 | 1 | 1 | 0.995
2021 | 1.5% | 1% | 3% | 0% | 0% | 0% | 1% | 0.985 | 0.99 | 0.97 | 1 | 1 | 1 | 0.99
2020 | 2.5% | 1.5% | 4.5% | 0% | 0% | 0% | 1.5% | 0.975 | 0.985 | 0.955 | 1 | 1 | 1 | 0.985
2019 | 3.5% | 2% | 6% | 0% | 0% | 0% | 2% | 0.965 | 0.98 | 0.94 | 1 | 1 | 1 | 0.98
2018 | 4.75% | 2.5% | 7.5% | 0% | 0% | 0% | 2.5% | 0.9525 | 0.975 | 0.925 | 1 | 1 | 1 | 0.975
2017 | 6% | 3% | 9% | 0% | 0% | 0% | 3% | 0.94 | 0.97 | 0.91 | 1 | 1 | 1 | 0.97
2016 | 7.25% | 3.5% | 10.5% | 0% | 0% | 0% | 3.5% | 0.9275 | 0.965 | 0.895 | 1 | 1 | 1 | 0.965
2015 | 8.5% | 4% | 12% | 0% | 0% | 0% | 4% | 0.915 | 0.96 | 0.88 | 1 | 1 | 1 | 0.96
2014 | 10% | 4.5% | 13.5% | 0% | 0% | 0% | 4.5% | 0.9 | 0.955 | 0.865 | 1 | 1 | 1 | 0.955
2013 | 11.25% | 5% | 15% | 0% | 0% | 0% | 5% | 0.8875 | 0.95 | 0.85 | 1 | 1 | 1 | 0.95
2012 | 12.75% | 6% | 16.5% | 0.5% | 1% | 2% | 6% | 0.8725 | 0.94 | 0.835 | 0.995 | 0.99 | 0.98 | 0.94
2011 | 14.25% | 7% | 18% | 1% | 2% | 4% | 7% | 0.8575 | 0.93 | 0.82 | 0.99 | 0.98 | 0.96 | 0.93
2010 | 15.75% | 8% | 19.5% | 1.5% | 3% | 6% | 8% | 0.8425 | 0.92 | 0.805 | 0.985 | 0.97 | 0.94 | 0.92
2009 | 17.25% | 9% | 21% | 2% | 4% | 8% | 9% | 0.8275 | 0.91 | 0.79 | 0.98 | 0.96 | 0.92 | 0.91
2008 | 18.75% | 10% | 22.5% | 2.5% | 5% | 10% | 10% | 0.8125 | 0.9 | 0.775 | 0.975 | 0.95 | 0.9 | 0.9
2007 | 20.25% | 11% | 24% | 3% | 6.5% | 12% | 11% | 0.7975 | 0.89 | 0.76 | 0.97 | 0.935 | 0.88 | 0.89
2006 | 21.75% | 12% | 25.5% | 3.5% | 8% | 14% | 12% | 0.7825 | 0.88 | 0.745 | 0.965 | 0.92 | 0.86 | 0.88
2005 | 23.25% | 13% | 27% | 4% | 9.5% | 16% | 13% | 0.7675 | 0.87 | 0.73 | 0.96 | 0.905 | 0.84 | 0.87
2004 | 24.5% | 14% | 28.5% | 4.5% | 11% | 18% | 14% | 0.755 | 0.86 | 0.715 | 0.955 | 0.89 | 0.82 | 0.86
2003 | 26% | 15% | 30% | 5% | 12.5% | 20% | 15% | 0.74 | 0.85 | 0.7 | 0.95 | 0.875 | 0.8 | 0.85
2002 | 27.5% | 16% | 31.5% | 5.5% | 14% | 22.5% | 16% | 0.725 | 0.84 | 0.685 | 0.945 | 0.86 | 0.775 | 0.84
2001 | 28.75% | 17% | 33% | 6% | 15.5% | 25% | 17% | 0.7125 | 0.83 | 0.67 | 0.94 | 0.845 | 0.75 | 0.83
2000 | 30% | 18% | 34.5% | 6.5% | 17% | 27.5% | 18% | 0.7 | 0.82 | 0.655 | 0.935 | 0.83 | 0.725 | 0.82
1999 | 31.25% | 19% | 36% | 7% | 18.5% | 30% | 19% | 0.6875 | 0.81 | 0.64 | 0.93 | 0.815 | 0.7 | 0.81
1998 | 32.5% | 20% | 37.5% | 7.5% | 20% | 32.5% | 20% | 0.675 | 0.8 | 0.625 | 0.925 | 0.8 | 0.675 | 0.8
1997 | 33.75% | 21% | 39% | 8% | 21% | 35% | 21% | 0.6625 | 0.79 | 0.61 | 0.92 | 0.79 | 0.65 | 0.79
1996 | 35% | 22% | 40.5% | 8.5% | 22% | 37.5% | 22% | 0.65 | 0.78 | 0.595 | 0.915 | 0.78 | 0.625 | 0.78
1995 | 36% | 23% | 42% | 9% | 23% | 40% | 23% | 0.64 | 0.77 | 0.58 | 0.91 | 0.77 | 0.6 | 0.77
1994 | 37% | 24% | 43.5% | 9.5% | 24% | 42.5% | 24% | 0.63 | 0.76 | 0.565 | 0.905 | 0.76 | 0.575 | 0.76
1993 | 38% | 25% | 45% | 10% | 25% | 45% | 25% | 0.62 | 0.75 | 0.55 | 0.9 | 0.75 | 0.55 | 0.75
1992 | 39% | 26% | 46.5% | 10.5% | 26% | 45.5% | 25% | 0.61 | 0.74 | 0.535 | 0.895 | 0.74 | 0.545 | 0.75
1991 | 40% | 27% | 48% | 11% | 27% | 46% | 25% | 0.6 | 0.73 | 0.52 | 0.89 | 0.73 | 0.54 | 0.75
1990 | 40.75% | 28% | 49.5% | 11.5% | 28% | 46.5% | 25% | 0.5925 | 0.72 | 0.505 | 0.885 | 0.72 | 0.535 | 0.75
1989 | 41.5% | 29% | 51% | 12% | 29% | 47% | 25% | 0.585 | 0.71 | 0.49 | 0.88 | 0.71 | 0.53 | 0.75
1988 | 42.25% | 30% | 52.5% | 12.5% | 30% | 47.5% | 25% | 0.5775 | 0.7 | 0.475 | 0.875 | 0.7 | 0.525 | 0.75
1987 | 43% | 31% | 54% | 13% | 31.5% | 48% | 25% | 0.57 | 0.69 | 0.46 | 0.87 | 0.685 | 0.52 | 0.75
1986 | 43.75% | 32% | 55.5% | 13.5% | 33% | 48.5% | 25% | 0.5625 | 0.68 | 0.445 | 0.865 | 0.67 | 0.515 | 0.75
1985 | 44.5% | 33% | 57% | 14% | 34.5% | 49% | 25% | 0.555 | 0.67 | 0.43 | 0.86 | 0.655 | 0.51 | 0.75
1984 | 45% | 34% | 58.5% | 14.5% | 36% | 49.5% | 25% | 0.55 | 0.66 | 0.415 | 0.855 | 0.64 | 0.505 | 0.75
1983 | 48% | 35% | 60% | 15% | 37.5% | 50% | 25% | 0.52 | 0.65 | 0.4 | 0.85 | 0.625 | 0.5 | 0.75
1982 | 51% | 36% | 60% | 15% | 40% | 50% | 25% | 0.49 | 0.64 | 0.4 | 0.85 | 0.6 | 0.5 | 0.75
1981 | 54% | 37% | 60% | 15% | 40% | 50% | 25% | 0.46 | 0.63 | 0.4 | 0.85 | 0.6 | 0.5 | 0.75
1980 | 56.75% | 38% | 60% | 15% | 40% | 50% | 25% | 0.4325 | 0.62 | 0.4 | 0.85 | 0.6 | 0.5 | 0.75
1979 | 57.25% | 39% | 60% | 15% | 40% | 50% | 25% | 0.4275 | 0.61 | 0.4 | 0.85 | 0.6 | 0.5 | 0.75
1978 | 57.5% | 40% | 60% | 15% | 40% | 50% | 25% | 0.425 | 0.6 | 0.4 | 0.85 | 0.6 | 0.5 | 0.75
1977 | 58% | 41% | 60% | 15% | 40% | 50% | 25% | 0.42 | 0.59 | 0.4 | 0.85 | 0.6 | 0.5 | 0.75
1976 | 58.25% | 42% | 60% | 15% | 40% | 50% | 25% | 0.4175 | 0.58 | 0.4 | 0.85 | 0.6 | 0.5 | 0.75
1975 | 58.5% | 43% | 60% | 15% | 40% | 50% | 25% | 0.415 | 0.57 | 0.4 | 0.85 | 0.6 | 0.5 | 0.75
1974 | 58.5% | 44% | 60% | 15% | 40% | 50% | 25% | 0.415 | 0.56 | 0.4 | 0.85 | 0.6 | 0.5 | 0.75
1973 | 58.75% | 45% | 60% | 15% | 40% | 50% | 25% | 0.4125 | 0.55 | 0.4 | 0.85 | 0.6 | 0.5 | 0.75
1972 | 59% | 46% | 60% | 15% | 40% | 50% | 25% | 0.41 | 0.54 | 0.4 | 0.85 | 0.6 | 0.5 | 0.75
1971 | 59% | 47% | 60% | 15% | 40% | 50% | 25% | 0.41 | 0.53 | 0.4 | 0.85 | 0.6 | 0.5 | 0.75
1970 | 59.25% | 48% | 60% | 15% | 40% | 50% | 25% | 0.4075 | 0.52 | 0.4 | 0.85 | 0.6 | 0.5 | 0.75
1969 | 59.25% | 49% | 60% | 15% | 40% | 50% | 25% | 0.4075 | 0.51 | 0.4 | 0.85 | 0.6 | 0.5 | 0.75
1968 | 60% | 50% | 60% | 15% | 40% | 50% | 25% | 0.4 | 0.5 | 0.4 | 0.85 | 0.6 | 0.5 | 0.75
1967 | 60% | 50% | 60% | 15% | 40% | 50% | 25% | 0.4 | 0.5 | 0.4 | 0.85 | 0.6 | 0.5 | 0.75
1966 | 60% | 50% | 60% | 15% | 40% | 50% | 25% | 0.4 | 0.5 | 0.4 | 0.85 | 0.6 | 0.5 | 0.75
1965 | 60% | 50% | 60% | 15% | 40% | 50% | 25% | 0.4 | 0.5 | 0.4 | 0.85 | 0.6 | 0.5 | 0.75
1964 | 60% | 50% | 60% | 15% | 40% | 50% | 25% | 0.4 | 0.5 | 0.4 | 0.85 | 0.6 | 0.5 | 0.75
1963 | 60% | 50% | 60% | 15% | 40% | 50% | 25% | 0.4 | 0.5 | 0.4 | 0.85 | 0.6 | 0.5 | 0.75
1962 | 60% | 50% | 60% | 15% | 40% | 50% | 25% | 0.4 | 0.5 | 0.4 | 0.85 | 0.6 | 0.5 | 0.75
1961 | 60% | 50% | 60% | 15% | 40% | 50% | 25% | 0.4 | 0.5 | 0.4 | 0.85 | 0.6 | 0.5 | 0.75
1960 | 60% | 50% | 60% | 15% | 40% | 50% | 25% | 0.4 | 0.5 | 0.4 | 0.85 | 0.6 | 0.5 | 0.75
1959 | 57.5% | 50% | 60% | 15% | 40% | 50% | 25% | 0.425 | 0.5 | 0.4 | 0.85 | 0.6 | 0.5 | 0.75
1958 | 55% | 50% | 60% | 15% | 40% | 50% | 25% | 0.45 | 0.5 | 0.4 | 0.85 | 0.6 | 0.5 | 0.75
1957 | 55% | 50% | 60% | 15% | 40% | 50% | 25% | 0.45 | 0.5 | 0.4 | 0.85 | 0.6 | 0.5 | 0.75
1956 | 55% | 50% | 60% | 15% | 40% | 50% | 25% | 0.45 | 0.5 | 0.4 | 0.85 | 0.6 | 0.5 | 0.75
1955 | 55% | 50% | 60% | 15% | 40% | 50% | 25% | 0.45 | 0.5 | 0.4 | 0.85 | 0.6 | 0.5 | 0.75
1954 | 55% | 50% | 60% | 15% | 40% | 50% | 25% | 0.45 | 0.5 | 0.4 | 0.85 | 0.6 | 0.5 | 0.75
1953 | 55% | 50% | 60% | 15% | 40% | 50% | 25% | 0.45 | 0.5 | 0.4 | 0.85 | 0.6 | 0.5 | 0.75
1952 | 55% | 50% | 60% | 15% | 40% | 50% | 25% | 0.45 | 0.5 | 0.4 | 0.85 | 0.6 | 0.5 | 0.75
1951 | 55% | 50% | 60% | 15% | 40% | 50% | 25% | 0.45 | 0.5 | 0.4 | 0.85 | 0.6 | 0.5 | 0.75
1950 | 55% | 50% | 60% | 15% | 40% | 50% | 25% | 0.45 | 0.5 | 0.4 | 0.85 | 0.6 | 0.5 | 0.75
1949 | 55% | 50% | 60% | 15% | 40% | 50% | 25% | 0.45 | 0.5 | 0.4 | 0.85 | 0.6 | 0.5 | 0.75
1948 | 55% | 50% | 60% | 15% | 40% | 50% | 25% | 0.45 | 0.5 | 0.4 | 0.85 | 0.6 | 0.5 | 0.75
1947 | 55% | 50% | 60% | 15% | 40% | 50% | 25% | 0.45 | 0.5 | 0.4 | 0.85 | 0.6 | 0.5 | 0.75
1946 | 55% | 50% | 60% | 15% | 40% | 50% | 25% | 0.45 | 0.5 | 0.4 | 0.85 | 0.6 | 0.5 | 0.75
1945 | 55% | 50% | 60% | 15% | 40% | 50% | 25% | 0.45 | 0.5 | 0.4 | 0.85 | 0.6 | 0.5 | 0.75